## NOTES
Notes
Data can be arranged in client's own format and linked to the component worksheets.
This data is mapped to following worksheets in order to create input for MIEcalculator
This approach retains compatibility with the original csv file input approach while also demonstrating the interaction of python with an xls workbook.
Extending this to also work with xlsx and xlsm files will be straightforward.
A decision will be required as to how many different input approaches need to be supported before carrying on with further development.
It is important that the component worksheets are kept clean, particularly ensuring that there is no extraneous data that might be picked up.
Formulas should be OK, only the cell value is copied.
Note that MIEcalculator assumes a common % scale for current. Input data must be scaled so that 100% meter current = 100% CT current.
If there is no VT then all but one VT corrections can be set to zero, but (for now) set k factors to 2 ( setting them to zero will give a divide by zero error in MIEcalculator).
(It is a feature/bug of the curve fitting program that one point should be set to, say, 0.0001 and the others to 0.0. Similarly set the uncertainty to 0.0001)
Obtain the HHR data from the DA - KWh & KVArh minimum, extrapolate pf in degrees ( beware Excel works in radians ) + KVA amps the convert to 0 - 100% based on CT ratio / site capacity

## InputData
Meter | Report Number 2135-184, #21735 / 13A117
|  | 100% =5 A | Note that lagging phase angles are positive if we follow IEC convention
| Test Voltage | % Rated Current | Amps | Power Factor | Phase Angle | Error | U | k
[5 empty] | Degrees | % | % |  |  | BLUE text entered manually
| 230 | 1 | 0.05 | 1 | 0 | -0.02 | 0.07 | 2.02
| 230 | 2 | 0.1 | 0.5 | 60 | -0.02 | 0.14 | 2.02
| 230 | 2 | 0.1 | 0.79989 | -36.88 | -0.03 | 0.087512 | 2.02
| 230 | 5 | 0.25 | 1 | 0 | 0.01 | 0.07 | 2.02
| 230 | 5 | 0.25 | 0.5 | 60 | 0.01 | 0.14 | 2.02
| 230 | 5 | 0.25 | 0.79989 | -36.88 | 0.01 | 0.087512 | 2.02
| 230 | 10 | 0.5 | 1 | 0 | 0.01 | 0.07 | 2.01
| 230 | 10 | 0.5 | 0.5 | 60 | 0.02 | 0.14 | 2.01
| 230 | 10 | 0.5 | 0.79989 | -36.88 | 0 | 0.087512 | 2.01
| 230 | 50 | 2.5 | 1 | 0 | 0.02 | 0.07 | 2.01
| 230 | 50 | 2.5 | 0.5 | 60 | 0.01 | 0.14 | 2.01
| 230 | 50 | 2.5 | 0.79989 | -36.88 | 0.02 | 0.087512 | 2.01
| 230 | 100 | 5 | 1 | 0 | 0 | 0.07 | 2.01
| 230 | 100 | 5 | 0.5 | 60 | 0.01 | 0.14 | 2.01
| 230 | 100 | 5 | 0.79989 | -36.88 | 0.01 | 0.087512 | 2.01
| 230 | 200 | 10 | 1 | 0 | 0.03 | 0.07 | 2.01
| 230 | 200 | 10 | 0.5 | 60 | 0.03 | 0.14 | 2.01
| 230 | 200 | 10 | 0.79989 | -36.88 | 0.03 | 0.087512 | 2.01
| 230 | 400 | 20 | 1 | 0 | 0.01 | 0.07 | 2.01
| 230 | 400 | 20 | 0.5 | 60 | 0 | 0.14 | 2.01
| 230 | 400 | 20 | 0.79989 | -36.88 | 0.01 | 0.087512 | 2.01
for meter page
|  | no.of rows = | 21 | i.e. no. of measured points ( entered above direct from Meter Test Cert )
|  | no.of columns = | 5 | i.e. current, phase, error, expanded uncertainty, coverage factor
VT's | LV installs = None so need to set values to near negligible….bug as setting all to zero does not work!
| Voltage % | Red Phase |  | Yellow Phase |  | Blue Phase |  | Expanded Uncertainty |  |  |  | Average over phases
|  | Ratio error | Phase error | Ratio error | Phase error | Ratio error | Phase error | Ratio |  | Phase |  | error | phase | uphase
|  | % | min | % | min | % | min | % | k | min | k | % | crad | crad
| 80 | 0 | 0 | 0 | 0 | 0 | 0 | 0.001 | 2.2 | 0.01 | 2.3 | 0 | 0 | 0.00029089
| 90 | 0 | 0 | 0 | 0 | 0 | 0 | 0.001 | 2.2 | 0.01 | 2.3 | 0 | 0 | 0.00029089
| 100 | 0 | 0 | 0 | 0 | 0 | 0 | 0.001 | 2.2 | 0.01 | 2.3 | 0 | 0 | 0.00029089
| 110 | 0 | 0 | 0 | 0 | 0 | 0 | 0.001 | 2.2 | 0.01 | 2.3 | 0 | 0 | 0.00029089
| 120 | 0 | 0 | 0 | 0 | 0 | 0 | 0.001 | 2.2 | 0.01 | 2.3 | 0 | 0 | 0.00029089
for VT page
|  | no.of rows = | 5 | i.e. no. of voltage points
|  | no.of columns = | 7 | i.e. voltage, ratio error, expanded uncertainty, coverage factor, phase error, expanded uncertainty, coverage factor
Report # 1510 :-
CT's | Full load = 5A | S/2-1 |  | S/2-2 |  | S/2-3
| Current % | Red Phase |  | Yellow Phase |  | Blue Phase |  | Expanded Uncertainty |  |  |  | Average over phases
|  | Ratio error | Phase error | Ratio error | Phase error | Ratio error | Phase error | Ratio |  | Phase |  | error | phase | uphase
|  | % | min | % | min | % | min | % | k | min | k | % | crad | crad
0 - 20 | 20 | 0.03 | 2.58 | -0.03 | 3.78 | -0.04 | 4.88 | 0.042 | 2 | 1.58 | 2 | -0.013333 | 0.10899 | 0.04596
20 - 100 | 100 | 0.05 | 1.45 | 0.03 | 1.55 | 0.01 | 3.05 | 0.04 | 2 | 1.36 | 2 | 0.03 | 0.058662 | 0.039561
100 - 200 | 200 | 0.07 | 0.62 | 0.06 | 0.72 | 0.04 | 1.52 | 0.03 | 2 | 1 | 2 | 0.056667 | 0.027731 | 0.029089
for CT page
|  | no.of rows = | 3 | i.e. no. of current points
|  | no.of columns = | 7 | i.e. current, ratio error, expanded uncertainty, coverage factor, phase error, expanded uncertainty, coverage factor
Load | min current | 0.10393
| max current | 23.1977
| min angle | 0.38453
| max angle | 55.336

## load
0.3368 | 33.8262 | 2.91
0.29349 | 17.7232 | 2.91
0.33102 | 14.6419 | 3.33
0.23672 | 26.8781 | 2.19
0.50808 | 22.0434 | 4.89
0.28195 | 41.6822 | 2.19
0.5485 | 19.6741 | 5.37
0.31948 | 36.5596 | 2.67
0.48499 | 12.3808 | 4.92
0.17321 | 27.8476 | 1.59
0.46863 | 9.9262 | 4.8
0.27617 | 40.3417 | 2.19
0.42244 | 26.3898 | 3.93
0.42244 | 26.3898 | 3.93
0.34161 | 33.2875 | 2.97
0.39165 | 11.4755 | 3.99
0.18764 | 26.5651 | 1.74
0.50135 | 11.6336 | 5.1
0.2858 | 41.7295 | 2.22
0.5562 | 20.0339 | 5.43
0.28002 | 42.9098 | 2.13
0.44265 | 25.062 | 4.17
0.35797 | 32.1523 | 3.15
0.37721 | 26.3688 | 3.51
0.35316 | 13.2405 | 3.57
0.16455 | 30.6186 | 1.47
0.53406 | 19.9037 | 5.22
0.28772 | 42.9691 | 2.19
0.47055 | 23.8911 | 4.47
0.34065 | 34.6337 | 2.91
0.26174 | 46.7899 | 1.86
0.52348 | 21.3323 | 5.07
0.2781 | 44.1575 | 2.07
0.52829 | 20.8126 | 5.13
0.27617 | 42.8789 | 2.1
0.31851 | 21.2237 | 3.09
0.31659 | 14.7968 | 3.18
0.20208 | 36.8699 | 1.68
0.57063 | 19.8098 | 5.58
0.31659 | 37.6004 | 2.61
0.53599 | 21.1706 | 5.19
0.27329 | 45 | 2.01
0.4388 | 25.7225 | 4.11
0.36567 | 31.4296 | 3.24
0.2627 | 33.3407 | 2.28
0.40993 | 11.7847 | 4.17
0.16647 | 30.1137 | 1.5
0.54657 | 19.1045 | 5.37
0.28195 | 43.3397 | 2.13
0.52348 | 21.3323 | 5.07
0.29542 | 40.2364 | 2.34
0.41089 | 27.646 | 3.78
0.31178 | 17.7649 | 3.09
0.23961 | 19.7468 | 2.34
0.39935 | 14.2373 | 4.02
0.2858 | 41.7295 | 2.22
0.8266 | 17.4854 | 8.19
0.92571 | 26.0856 | 8.64
3.5306 | 32.5466 | 30.93
2.2142 | 30.0414 | 19.92
2.4596 | 26.7154 | 22.83
2.3239 | 29.4624 | 21.03
4.3745 | 33.344 | 37.98
6.02 | 39.2005 | 48.48
6.2712 | 37.1231 | 51.96
6.8495 | 37.0003 | 56.85
7.0246 | 38.0567 | 57.48
6.6426 | 40.4879 | 52.5
5.7227 | 38.24 | 46.71
5.893 | 40.51 | 46.56
7.2537 | 38.991 | 58.59
5.613 | 39.3226 | 45.12
4.9201 | 36.5068 | 41.1
6.7061 | 39.3224 | 53.91
6.5493 | 38.5218 | 53.25
4.8845 | 38.0146 | 39.99
4.8422 | 36.6376 | 40.38
4.7325 | 38.6598 | 38.4
1.5368 | 21.8414 | 14.82
0.48403 | 23.1986 | 4.62
0.61393 | 18.3498 | 6.06
0.54369 | 19.8791 | 5.31
0.51386 | 15.9896 | 5.13
0.58218 | 7.6884 | 6
0.41186 | 12.9645 | 4.17
0.69765 | 15.3591 | 6.99
0.43495 | 25.5451 | 4.08
0.75154 | 14.6764 | 7.56
0.43687 | 25.887 | 4.08
0.74384 | 14.8455 | 7.47
0.45035 | 25.416 | 4.23
0.71401 | 7.9008 | 7.35
0.35604 | 13.586 | 3.6
0.71497 | 9.9946 | 7.32
0.43495 | 25.5451 | 4.08
0.74577 | 14.5742 | 7.5
0.44169 | 25.56 | 4.14
0.69284 | 15.7158 | 6.93
0.40704 | 13.9378 | 4.11
0.72652 | 6.3905 | 7.5
0.37625 | 16.4888 | 3.75
0.74095 | 14.9027 | 7.44
0.45612 | 24.2939 | 4.32
0.69573 | 15.6514 | 6.96
0.64954 | 18.9178 | 6.39
1.6118 | 20.7723 | 15.66
3.8934 | 33.3248 | 33.81
5.3647 | 32.8519 | 46.83
5.1665 | 34.0897 | 44.46
4.8576 | 31.7347 | 42.93
5.4224 | 35.6618 | 45.78
6.5656 | 38.5378 | 53.37
6.0768 | 37.006 | 50.43
5.4244 | 36.2112 | 45.48
6.94 | 36.4742 | 57.99
7.4798 | 38.7013 | 60.66
6.5137 | 36.9105 | 54.12
5.8814 | 39.0638 | 47.46
6.4261 | 39.2025 | 51.75
6.8822 | 39.5194 | 55.17
5.4523 | 37.5131 | 44.94
6.0316 | 41.4491 | 46.98
6.352 | 43.1951 | 48.12
5.4446 | 39.0821 | 43.92
4.7565 | 40.8163 | 37.41
4.7748 | 37.2856 | 39.48
2.3008 | 34.727 | 19.65
0.43687 | 43.394 | 3.3
0.68707 | 25.9189 | 6.42
0.27714 | 45 | 2.04
0.54946 | 20.6266 | 5.34
0.25789 | 48.633 | 1.77
0.33584 | 35.1939 | 2.85
0.4465 | 25.2405 | 4.2
0.27521 | 43.727 | 2.07
0.53214 | 20.9929 | 5.16
0.27329 | 44.1449 | 2.04
0.38299 | 23.0851 | 3.66
0.26366 | 17.8402 | 2.61
0.20015 | 36.2095 | 1.68
0.53695 | 21.458 | 5.19
0.28387 | 43.7636 | 2.13
0.53695 | 20.7723 | 5.22
0.2781 | 44.1575 | 2.07
0.42436 | 27.0875 | 3.93
0.40319 | 27.2996 | 3.72
0.26944 | 44.1319 | 2.01
0.53888 | 20.3764 | 5.25
0.1684 | 30.9638 | 1.5
0.45227 | 10.3048 | 4.62
0.25212 | 40.8151 | 1.98
0.47344 | 23.7495 | 4.5
0.6072 | 24.1284 | 5.76
1.0258 | 24.6175 | 9.69
3.6576 | 34.0287 | 31.5
4.7132 | 36.7576 | 39.24
4.4592 | 34.1016 | 38.37
3.0985 | 33.0239 | 27
4.2446 | 32.7282 | 37.11
7.2844 | 40.2417 | 57.78
7.8416 | 39.3681 | 63
6.7408 | 38.0773 | 55.14
5.8276 | 38.4027 | 47.46
6.7244 | 37.9376 | 55.11
6.1201 | 37.8916 | 50.19
7.1921 | 37.8911 | 58.98
7.907 | 40.81 | 62.19
7.0266 | 37.6892 | 57.78
5.6418 | 39.2688 | 45.39
6.071 | 36.9789 | 50.4
5.9854 | 38.4785 | 48.69
5.739 | 37.4579 | 47.34
5.9758 | 38.0935 | 48.87
3.5162 | 32.8681 | 30.69
1.6128 | 17.0726 | 16.02
0.45035 | 23.4399 | 4.29
0.72844 | 15.6335 | 7.29
0.44072 | 26.061 | 4.11
0.73422 | 15.512 | 7.35
0.45227 | 25.7466 | 4.23
0.65339 | 16.4324 | 6.51
0.42436 | 11.3864 | 4.32
0.45516 | 10.2398 | 4.65
0.62356 | 15.5809 | 6.24
0.49846 | 22.8498 | 4.77
0.73999 | 15.3924 | 7.41
0.45323 | 26.0754 | 4.23
0.72363 | 14.3133 | 7.29
0.35893 | 13.4778 | 3.63
0.80158 | 12.484 | 8.13
0.94784 | 29.7665 | 8.55
1.1461 | 24.8861 | 10.8
0.98537 | 29.495 | 8.91
1.0306 | 27.7137 | 9.48
1.0344 | 26.3505 | 9.63
0.74577 | 28.9469 | 6.78
1.0094 | 20.767 | 9.81
0.82564 | 32.5787 | 7.23
1.097 | 24.4065 | 10.38
0.81505 | 34.0278 | 7.02
1.2779 | 22.8588 | 12.24
1.4319 | 29.2005 | 12.99
5.0395 | 35.7933 | 42.48
5.3782 | 37.6511 | 44.25
5.4407 | 37.411 | 44.91
6.0268 | 38.094 | 49.29
5.7467 | 36.5648 | 47.97
6.8149 | 36.2825 | 57.09
7.3085 | 36.277 | 61.23
6.3318 | 37.1991 | 52.41
7.041 | 37.1518 | 58.32
5.5649 | 35.2647 | 47.22
5.6264 | 35.1823 | 47.79
5.3791 | 36.6423 | 44.85
5.9161 | 37.2669 | 48.93
5.5639 | 37.6429 | 45.78
5.254 | 35.9695 | 44.19
6.2991 | 36.6336 | 52.53
4.8807 | 33.0509 | 42.51
3.9502 | 32.4937 | 34.62
3.7163 | 34.011 | 32.01
3.6355 | 33.0086 | 31.68
2.7945 | 36.2188 | 23.43
1.3722 | 27.4274 | 12.66
0.50712 | 37.1309 | 4.2
0.73711 | 24.7595 | 6.96
0.56871 | 32.5604 | 4.98
0.46189 | 27.5252 | 4.26
0.68226 | 16.2117 | 6.81
0.50808 | 32.6961 | 4.44
0.8035 | 21.9544 | 7.74
0.54657 | 34.0256 | 4.71
0.69284 | 26.4584 | 6.45
0.49942 | 24.9369 | 4.71
0.26751 | 23.5232 | 2.55
0.5485 | 8.4711 | 5.64
0.31659 | 27.7342 | 2.91
0.67744 | 16.5824 | 6.75
0.36085 | 32.9279 | 3.15
0.65916 | 17.3241 | 6.54
0.30408 | 22.9128 | 2.91
0.44938 | 10.7327 | 4.59
0.39261 | 15.7719 | 3.93
0.44169 | 26.3975 | 4.11
0.55427 | 20.4164 | 5.4
0.35604 | 33.4326 | 3.09
0.60431 | 12.9741 | 6.12
0.25789 | 18.2325 | 2.55
0.66782 | 12.4751 | 6.78
1.8755 | 36.2349 | 15.72
4.1513 | 35.6905 | 35.04
3.9617 | 37.0035 | 32.88
4.5833 | 35.5922 | 38.73
3.9963 | 36.2739 | 33.48
3.5344 | 33.2358 | 30.72
3.188 | 32.9129 | 27.81
3.3786 | 33.0382 | 29.43
3.929 | 37.4172 | 32.43
5.0847 | 36.5511 | 42.45
5.3406 | 36.4053 | 44.67
3.9588 | 35.324 | 33.57
3.6721 | 34.9145 | 31.29
3.9742 | 37.6523 | 32.7
3.1678 | 31.4741 | 28.08
2.4375 | 35.8927 | 20.52
4.3303 | 35.8308 | 36.48
4.1994 | 38.5245 | 34.14
3.7298 | 35.4861 | 31.56
4.0589 | 37.6605 | 33.39
2.959 | 33.7831 | 25.56
1.6522 | 31.496 | 14.64
1.046 | 36.0157 | 8.79
1.2808 | 27.951 | 11.76
0.83911 | 37.7368 | 6.9
0.88915 | 33.0707 | 7.74
0.88337 | 32.859 | 7.71
0.76116 | 38.999 | 6.15
0.89973 | 25.25 | 8.46
0.63992 | 35.2673 | 5.43
0.85739 | 33.7436 | 7.41
0.66493 | 27.6775 | 6.12
0.40801 | 31.1028 | 3.63
0.65146 | 18.5954 | 6.42
0.38876 | 32.2756 | 3.42
0.5408 | 23.2789 | 5.16
0.40704 | 16.8937 | 4.05
0.28676 | 20.6235 | 2.79
0.69477 | 17.1552 | 6.9
0.38202 | 32.9694 | 3.33
0.59758 | 20.3616 | 5.82
0.42629 | 29.1676 | 3.87
0.43687 | 28.429 | 3.99
0.60142 | 19.9127 | 5.88
0.38395 | 32.7352 | 3.36
0.57833 | 10.356 | 5.91
0.28002 | 21.8014 | 2.7
0.54561 | 22.0831 | 5.25
0.48306 | 25.4928 | 4.53
0.37818 | 32.8404 | 3.3
0.66205 | 18.0398 | 6.54
0.38491 | 32.1419 | 3.39
0.65531 | 17.9562 | 6.48
0.3801 | 32.6046 | 3.33
0.4821 | 19.9538 | 4.71
0.49461 | 11.441 | 5.04
0.3291 | 27.6884 | 3.03
0.65242 | 18.0343 | 6.45
0.39357 | 32.4067 | 3.45
0.66686 | 18.4349 | 6.57
0.38395 | 33.3312 | 3.33
0.49942 | 24.9369 | 4.71
0.53022 | 23.7723 | 5.04
0.37529 | 34.6673 | 3.21
0.63895 | 19.2534 | 6.27
0.37914 | 33.8112 | 3.27
0.56871 | 21.7474 | 5.49
0.35893 | 22.2296 | 3.45
0.24634 | 24.1666 | 2.34
0.63318 | 18.6001 | 6.24
0.36663 | 35.0659 | 3.12
0.48403 | 25.8012 | 4.53
0.51289 | 24.2572 | 4.86
0.37529 | 34.6673 | 3.21
0.62837 | 19.6007 | 6.15
0.38395 | 33.3312 | 3.33
0.52733 | 23.1986 | 5.04
0.49846 | 24.6361 | 4.71
0.3801 | 34.1725 | 3.27
0.65435 | 18.5149 | 6.45
0.38106 | 33.5697 | 3.3
0.57929 | 18.8861 | 5.7
0.33102 | 18.2771 | 3.27
0.35989 | 22.6552 | 3.45
0.60816 | 19.9831 | 5.94
0.38395 | 33.3312 | 3.33
0.66493 | 17.9627 | 6.57
0.37818 | 32.8404 | 3.3
0.60239 | 20.1707 | 5.88
0.4311 | 19.1632 | 4.23
0.36278 | 15.6949 | 3.63
0.56293 | 18.5278 | 5.55
0.38395 | 32.7352 | 3.36
0.66301 | 18.2771 | 6.54
0.38684 | 32.504 | 3.39
0.66782 | 17.8863 | 6.6
0.35508 | 29.6872 | 3.21
0.54273 | 10.4138 | 5.55
0.34834 | 22.9489 | 3.33
0.52348 | 23.7379 | 4.98
0.55042 | 21.8572 | 5.31
0.3878 | 31.9149 | 3.42
0.66686 | 17.6501 | 6.6
0.34257 | 28.7261 | 3.12
0.57448 | 9.8411 | 5.88
0.35219 | 26.7749 | 3.27
0.53406 | 22.5485 | 5.13
0.53599 | 22.8337 | 5.13
0.38876 | 32.8632 | 3.39
0.65531 | 18.7541 | 6.45
0.38876 | 32.8632 | 3.39
0.62837 | 19.6007 | 6.15
0.40223 | 30.6114 | 3.6
0.41378 | 30.1414 | 3.72
0.50712 | 11.502 | 5.16
0.29734 | 25.3197 | 2.79
0.6428 | 18.5977 | 6.33
0.3801 | 32.6046 | 3.33
0.46574 | 26.0889 | 4.35
0.53695 | 22.4304 | 5.16
0.37721 | 33.4468 | 3.27
0.67167 | 18.2793 | 6.63
0.3801 | 34.1725 | 3.27
0.66782 | 17.8863 | 6.6
0.41282 | 30.689 | 3.69
0.40223 | 21.0375 | 3.9
0.48403 | 12.047 | 4.92
0.35508 | 29.6872 | 3.21
0.65435 | 18.5149 | 6.45
0.38395 | 33.3312 | 3.33
0.59758 | 21.2362 | 5.79
0.44554 | 28.2253 | 4.08
0.42629 | 29.1676 | 3.87
0.61297 | 19.5449 | 6
0.31274 | 25.1448 | 2.94
0.57159 | 10.1755 | 5.85
0.36663 | 30.8089 | 3.27
0.57929 | 21.3244 | 5.61
0.48018 | 25.641 | 4.5
0.46863 | 26.7229 | 4.35
0.63125 | 19.5127 | 6.18
0.38972 | 33.2195 | 3.39
0.57544 | 10.4077 | 5.88
0.47633 | 19.0935 | 4.68
1.147 | 17.4315 | 11.37
2.7444 | 34.5427 | 23.49
4.3043 | 35.3635 | 36.48
4.2003 | 34.3017 | 36.06
8.5287 | 16.9445 | 84.78
16.6628 | 12.4664 | 169.08
19.3062 | 12.4693 | 195.9
17.2181 | 12.9737 | 174.36
12.0429 | 17.9833 | 119.04
16.5089 | 15.0715 | 165.66
20.3137 | 13.9553 | 204.87
13.4305 | 17.1263 | 133.38
15.8757 | 15.3958 | 159.06
19.6209 | 14.4677 | 197.43
19.234 | 14.3387 | 193.65
10.97 | 18.7115 | 107.97
4.5285 | 34.1662 | 38.94
3.9328 | 35.0781 | 33.45
3.3632 | 27.1149 | 31.11
3.1399 | 31.4246 | 27.84
3.0754 | 27.0221 | 28.47
1.1538 | 24.705 | 10.89
0.46767 | 27.1981 | 4.32
0.53791 | 22.7144 | 5.16
0.39646 | 31.6075 | 3.51
0.63799 | 19.0087 | 6.27
0.35989 | 34.2005 | 3.09
0.50423 | 23.6294 | 4.8
0.51963 | 21.1517 | 5.04
0.29061 | 19.1556 | 2.85
0.61778 | 12.4126 | 6.27
0.40801 | 31.1028 | 3.63
0.67744 | 17.354 | 6.72
0.39935 | 31.3903 | 3.54
0.53791 | 22.7144 | 5.16
0.52637 | 18.5342 | 5.19
0.30119 | 18.4349 | 2.97
0.63125 | 13.2105 | 6.39
0.40512 | 31.3135 | 3.6
0.65435 | 18.5149 | 6.45
0.41378 | 30.1414 | 3.72
0.50038 | 23.459 | 4.77
0.56101 | 21.4183 | 5.43
0.31178 | 22.2936 | 3
0.59084 | 9.2782 | 6.06
0.42629 | 27.4331 | 3.93
0.65531 | 17.9562 | 6.48
0.58699 | 25.9355 | 5.49
1.147 | 25.3393 | 10.77
3.6644 | 34.6666 | 31.32
4.6459 | 35.2604 | 39.42
5.0548 | 35.8686 | 42.57
5.2935 | 35.4323 | 44.82
5.0885 | 37.0909 | 42.18
7.4856 | 38.8634 | 60.57
7.0391 | 39.0745 | 56.79
7.1247 | 39.9869 | 56.73
6.0325 | 37.9447 | 49.44
6.7658 | 38.9729 | 54.66
5.5196 | 35.2694 | 46.83
5.3204 | 37.616 | 43.8
5.509 | 34.9059 | 46.95
5.3532 | 38.8046 | 43.35
4.848 | 36.8426 | 40.32
4.695 | 38.9349 | 37.95
5.7054 | 38.6734 | 46.29
5.0982 | 38.2392 | 41.61
4.5612 | 39.4017 | 36.63
4.5554 | 35.352 | 38.61
1.148 | 24.0503 | 10.89
0.71786 | 25.2256 | 6.75
0.68033 | 26.4563 | 6.33
0.56774 | 31.9128 | 5.01
0.78618 | 22.2313 | 7.56
0.5331 | 34.6363 | 4.56
0.4898 | 25.5069 | 4.59
0.50808 | 22.0434 | 4.89
0.35797 | 32.1523 | 3.15
0.62548 | 17.1805 | 6.21
0.35989 | 32.5418 | 3.15
0.36278 | 20.0221 | 3.54
0.4465 | 10.8016 | 4.56
0.35412 | 32.0054 | 3.12
0.62067 | 17.5924 | 6.15
0.49269 | 34.249 | 4.23
0.7958 | 35.9968 | 6.69
0.95362 | 28.5828 | 8.7
0.72556 | 39.8348 | 5.79
0.94207 | 29.1569 | 8.55
0.76694 | 37.0425 | 6.36
0.75635 | 38.1818 | 6.18
0.95651 | 25.1735 | 9
0.6505 | 33.4078 | 5.64
0.85547 | 31.7595 | 7.56
0.83814 | 33.909 | 7.23
0.87471 | 35.054 | 7.44
1.734 | 27.4609 | 15.99
4.5429 | 37.1757 | 37.62
6.5608 | 35.6344 | 55.41
6.7273 | 35.552 | 56.88
5.4426 | 36.7848 | 45.3
6.1134 | 35.7767 | 51.54
5.2136 | 37.1237 | 43.2
5.8276 | 37.4319 | 48.09
5.0183 | 37.7796 | 41.22
5.6341 | 35.449 | 47.7
5.611 | 39.2168 | 45.18
6.3655 | 36.9998 | 52.83
7.3903 | 38.5934 | 60.03
5.2646 | 38.6107 | 42.75
5.5062 | 35.9567 | 46.32
5.1463 | 39.5834 | 41.22
6.0354 | 39.2547 | 48.57
5.6341 | 41.4897 | 43.86
4.796 | 37.27 | 39.66
5.4042 | 40.3855 | 42.78
5.3147 | 42.0497 | 41.01
2.2017 | 26.397 | 20.49
0.51771 | 36.6144 | 4.32
0.66012 | 27.3499 | 6.09
0.60239 | 30.8695 | 5.37
0.52156 | 35.5377 | 4.41
0.63895 | 17.6165 | 6.33
0.24442 | 19.29 | 2.4
0.48691 | 21.5493 | 4.71
0.45708 | 25.4322 | 4.29
0.35508 | 33.0434 | 3.09
0.64473 | 17.4612 | 6.39
0.34931 | 34.2157 | 3
0.48499 | 23.5122 | 4.62
0.46767 | 21.342 | 4.53
0.24442 | 19.29 | 2.4
0.71016 | 18.7295 | 6.99
0.82082 | 35.9829 | 6.9
0.90166 | 32.3165 | 7.92
0.97286 | 28.9225 | 8.85
0.83237 | 34.4062 | 7.14
1.02 | 27.2903 | 9.42
0.70054 | 37.295 | 5.79
0.74577 | 28.9469 | 6.78
0.85258 | 29.8653 | 7.68
0.73711 | 39.1156 | 5.94
0.97094 | 28.393 | 8.88
0.87279 | 35.5817 | 7.38
1.6522 | 28.7143 | 15.06
4.77 | 36.2874 | 39.96
5.2608 | 36.8133 | 43.77
6.6445 | 23.7249 | 63.21
19.9365 | 15.2457 | 199.89
12.9696 | 18.9229 | 127.5
16.9236 | 22.9086 | 162
15.8757 | 20.8011 | 154.23
7.6703 | 34.7906 | 65.46
6.5425 | 36.875 | 54.39
7.4605 | 38.085 | 61.02
5.3657 | 34.8102 | 45.78
5.203 | 39.4393 | 41.76
5.5985 | 37.6677 | 46.05
4.7633 | 40.059 | 37.89
4.8672 | 38.4741 | 39.6
5.1318 | 41.0313 | 40.23
6.556 | 40.5712 | 51.75
6.4521 | 40.0091 | 51.36
5.943 | 39.9552 | 47.34
6.658 | 39.1758 | 53.64
2.1517 | 33.0078 | 18.75
0.79292 | 15.2002 | 7.95
0.52637 | 35.1723 | 4.47
0.73903 | 24.4625 | 6.99
0.53888 | 34.9669 | 4.59
0.4744 | 32.8191 | 4.14
0.52252 | 17.0329 | 5.19
0.24827 | 19.6986 | 2.43
0.60142 | 15.3033 | 6.03
0.35219 | 33.2994 | 3.06
0.52733 | 21.5103 | 5.1
0.41474 | 19.949 | 4.05
0.29253 | 16.645 | 2.91
0.72556 | 18.7953 | 7.14
0.82756 | 34.9101 | 7.05
1.0951 | 25.957 | 10.23
0.73422 | 31.8142 | 6.48
1.0094 | 21.6493 | 9.75
0.81697 | 34.1956 | 7.02
1.0037 | 27.5973 | 9.24
0.88818 | 28.3134 | 8.13
0.74192 | 29.3578 | 6.72
1.0037 | 24.2803 | 9.51
0.73037 | 38.9072 | 5.91
0.9873 | 26.5651 | 9.18
0.62548 | 34.2769 | 5.37
0.93918 | 23.1755 | 8.97
1.2308 | 29.5115 | 11.13
2.4769 | 28.7757 | 22.56
2.4211 | 26.8706 | 22.44
2.4798 | 26.6247 | 23.04
2.4528 | 30.0962 | 22.05
3.5643 | 32.699 | 31.17
3.5951 | 36.5111 | 30.03
2.5924 | 30.5917 | 23.19
2.321 | 32.504 | 20.34
2.5577 | 31.6626 | 22.62
3.1986 | 33.5897 | 27.69
4.0685 | 36.8374 | 33.84
3.8164 | 34.8322 | 32.55
2.5616 | 34.7646 | 21.87
2.3585 | 26.5337 | 21.93
2.0747 | 30.0613 | 18.66
2.2719 | 23.4376 | 21.66
1.9775 | 27.9495 | 18.15
2.2816 | 25.56 | 21.39
1.99 | 29.6521 | 17.97
2.3403 | 28.1141 | 21.45
1.3578 | 28.309 | 12.42
0.53022 | 26.1468 | 4.95
0.80446 | 22.1452 | 7.74
0.53214 | 34.3803 | 4.56
0.78041 | 20.5809 | 7.59
0.42436 | 27.0875 | 3.93
0.65242 | 21.0011 | 6.33
0.62644 | 28.9264 | 5.7
0.55908 | 33.1976 | 4.86
0.60142 | 13.0358 | 6.09
0.24442 | 19.29 | 2.4
0.62259 | 16.4195 | 6.21
0.35027 | 33.559 | 3.03
0.58122 | 17.6255 | 5.76
0.28099 | 17.3189 | 2.79
0.42821 | 15.2551 | 4.29
0.48788 | 23.3768 | 4.65
0.39261 | 29.0137 | 3.57
0.52925 | 12.2913 | 5.37
0.24153 | 19.5159 | 2.37
0.65916 | 15.4972 | 6.6
0.34931 | 32.5075 | 3.06
0.60816 | 13.1782 | 6.15
0.24634 | 18.4349 | 2.43
0.5052 | 14.9103 | 5.07
0.4311 | 25.3644 | 4.05
0.46189 | 19.3407 | 4.53
0.44554 | 10.0725 | 4.56
0.29446 | 21.2796 | 2.85
0.62163 | 17.005 | 6.18
0.33391 | 30.1137 | 3
0.56005 | 8.2971 | 5.76
0.26078 | 20.0372 | 2.55
0.65242 | 16.9908 | 6.48
0.35701 | 32.7909 | 3.12
0.49172 | 11.5077 | 5.01
0.32717 | 15.8759 | 3.27
0.4157 | 27.2768 | 3.84
0.5764 | 19.6152 | 5.64
0.29831 | 27.0611 | 2.76
0.58314 | 8.2504 | 6
0.33102 | 30.3643 | 2.97
0.69284 | 16.4704 | 6.9
0.35219 | 33.2994 | 3.06
0.47055 | 20.1033 | 4.59
0.38106 | 12.2463 | 3.87
0.35219 | 27.8241 | 3.24
0.60912 | 18.5208 | 6
0.35604 | 32.3998 | 3.12
0.62741 | 17.6844 | 6.21
0.25212 | 22.1663 | 2.43
0.5485 | 11.8421 | 5.58
0.37529 | 30.5102 | 3.36
0.47152 | 23.4287 | 4.5
0.50808 | 21.3179 | 4.92
0.28002 | 16.7557 | 2.79
0.54176 | 12.926 | 5.49
0.35027 | 32.9052 | 3.06
0.64665 | 17.1403 | 6.42
0.33872 | 23.0704 | 3.24
0.58891 | 7.8917 | 6.06
0.34257 | 29.8048 | 3.09
0.62163 | 17.846 | 6.15
0.33872 | 28.5325 | 3.09
0.4465 | 10.4375 | 4.56
0.40993 | 18.0521 | 4.05
0.48114 | 23.334 | 4.59
0.50905 | 20.5941 | 4.95
0.31563 | 14.2903 | 3.18
0.51001 | 11.4373 | 5.19
0.35989 | 30.8849 | 3.21
0.65146 | 16.7479 | 6.48
0.25789 | 17.6223 | 2.55
0.56871 | 7.8831 | 5.85
0.35219 | 31.6075 | 3.12
0.70246 | 15.0073 | 7.05
0.26174 | 20.6299 | 2.55
0.51386 | 8.7217 | 5.28
0.38684 | 26.5651 | 3.6
0.51193 | 21.5014 | 4.95
0.45804 | 13.861 | 4.62
0.33872 | 13.7995 | 3.42
0.53118 | 17.057 | 5.28
0.3647 | 30.4196 | 3.27
0.58025 | 12.9306 | 5.88
0.25308 | 18.6418 | 2.49
0.61778 | 13.7767 | 6.24
0.35027 | 32.9052 | 3.06
0.63414 | 16.9492 | 6.3
0.24731 | 19.0692 | 2.43
0.49076 | 13.9545 | 4.95
0.48788 | 23.3768 | 4.65
0.41089 | 28.5462 | 3.75
0.55139 | 16.728 | 5.49
0.25115 | 19.4766 | 2.46
0.5995 | 14.5048 | 6.03
0.35893 | 33.1785 | 3.12
0.60527 | 18.3485 | 5.97
0.32525 | 24.0656 | 3.09
0.40031 | 11.2289 | 4.08
0.48691 | 20.4765 | 4.74
0.34257 | 32.6192 | 3
0.62933 | 17.354 | 6.24
0.25982 | 20.8545 | 2.52
0.56101 | 9.1717 | 5.76
0.35604 | 32.3998 | 3.12
0.58603 | 18.9704 | 5.76
0.36663 | 19.29 | 3.6
0.37818 | 12.3391 | 3.84
0.50616 | 18.6418 | 4.98
0.36567 | 31.4296 | 3.24
0.58891 | 12.742 | 5.97
0.25212 | 18.0198 | 2.49
0.5995 | 13.3669 | 6.06
0.35701 | 32.7909 | 3.12
0.59854 | 14.2373 | 6.03
0.25789 | 18.2325 | 2.55
0.53888 | 12.9946 | 5.46
0.40512 | 28.0245 | 3.72
0.44554 | 20.0782 | 4.35
0.45131 | 9.9443 | 4.62
0.32525 | 19.7223 | 3.18
0.73903 | 18.4349 | 7.29
1.0133 | 21.7408 | 9.78
2.2229 | 21.8014 | 21.45
2.4933 | 27.5145 | 22.98
4.3245 | 31.8756 | 38.16
3.4661 | 32.8298 | 30.27
3.9944 | 30.772 | 35.67
6.0325 | 36.8096 | 50.19
6.2221 | 37.9333 | 51
4.6391 | 33.7593 | 40.08
4.8701 | 35.056 | 41.43
6.5166 | 37.7481 | 53.55
5.5446 | 38.9347 | 44.82
5.4792 | 34.2427 | 47.07
4.2648 | 33.0661 | 37.14
4.5208 | 30.8069 | 40.35
3.9848 | 33.5059 | 34.53
4.4197 | 30.5851 | 39.54
4.2129 | 33.1457 | 36.66
4.2283 | 32.2252 | 37.17
3.3661 | 28.5869 | 30.72
2.8406 | 27.867 | 26.1
1.0643 | 12.5288 | 10.8
0.48595 | 23.8243 | 4.62
0.74192 | 15.1182 | 7.44
0.44938 | 26.7297 | 4.17
0.6736 | 9.8658 | 6.9
0.37625 | 16.4888 | 3.75
0.59469 | 18.699 | 5.85
0.5764 | 19.6152 | 5.64
0.43303 | 24.0013 | 4.11
0.64665 | 7.6961 | 6.66
0.3955 | 19.6257 | 3.87
0.73614 | 15.2354 | 7.38
0.46478 | 24.1791 | 4.41
0.66205 | 9.7909 | 6.78
0.37144 | 13.4957 | 3.75
0.5639 | 20.3843 | 5.49
0.62356 | 18.3511 | 6.15
0.43784 | 21.6612 | 4.23
0.63222 | 7.8712 | 6.51
0.43784 | 20.4676 | 4.26
0.74192 | 15.3333 | 7.44
0.45035 | 25.416 | 4.23
0.66975 | 7.4314 | 6.9
0.37048 | 16.742 | 3.69
0.72748 | 15.4146 | 7.29
0.45708 | 24.6236 | 4.32
0.71112 | 12.9074 | 7.2
1.2048 | 20.4757 | 11.73
3.3978 | 33.9871 | 29.28
4.2215 | 31.723 | 37.32
3.7308 | 33.2228 | 32.43
3.1957 | 27.2595 | 29.52
4.3822 | 32.7375 | 38.31
5.5591 | 31.6679 | 49.17
5.2617 | 34.1783 | 45.24
5.2762 | 32.0552 | 46.47
5.4003 | 33.1548 | 46.98
5.8141 | 32.325 | 51.06
5.4417 | 33.7744 | 47.01
5.2714 | 33.0199 | 45.93
5.2569 | 33.8733 | 45.36
5.3791 | 34.1506 | 46.26
5.0308 | 35.8243 | 42.39
5.9257 | 33.9378 | 51.09
5.8035 | 34.441 | 49.74
5.4773 | 36.1029 | 45.99
4.7104 | 33.9822 | 40.59
4.6488 | 33.9368 | 40.08
2.1921 | 26.0927 | 20.46
0.53984 | 34.5401 | 4.62
0.81601 | 22.0273 | 7.86
0.50327 | 33.0514 | 4.38
0.72267 | 15.7568 | 7.23
0.52252 | 32.3742 | 4.59
0.76405 | 23.8526 | 7.26
0.71209 | 24.694 | 6.72
0.43495 | 27.2451 | 4.02
0.75731 | 18.4349 | 7.47
0.54273 | 33.9436 | 4.68
0.80158 | 21.1116 | 7.77
0.44457 | 26.2319 | 4.14
0.62067 | 22.1481 | 5.97
0.66975 | 27.4482 | 6.18
0.57256 | 29.2791 | 5.19
0.67744 | 16.5824 | 6.75
0.48499 | 29.6179 | 4.38
0.82756 | 21.9127 | 7.98
0.50231 | 31.1331 | 4.47
0.78811 | 14.6474 | 7.92
0.49172 | 29.5778 | 4.44
0.82948 | 21.2092 | 8.04
0.49076 | 28.8256 | 4.47
0.67648 | 16.1134 | 6.75
0.58603 | 26.3126 | 5.46
0.86605 | 25.882 | 8.1
2.016 | 25.7209 | 18.87
4.1667 | 33.8993 | 35.94
6.3135 | 34.7001 | 53.94
6.1384 | 36.4711 | 51.3
6.3559 | 33.9643 | 54.78
6.1037 | 34.9077 | 52.02
6.6975 | 33.1626 | 58.26
6.428 | 34.0897 | 55.32
6.3154 | 34.4964 | 54.09
5.4157 | 35.5625 | 45.78
6.7562 | 36.2236 | 56.64
5.8786 | 37.1569 | 48.69
6.4877 | 34.5952 | 55.5
5.6649 | 36.5254 | 47.31
6.8052 | 33.7912 | 58.77
5.0337 | 34.7928 | 42.96
6.3462 | 34.3045 | 54.48
5.3791 | 36.0274 | 45.21
5.9055 | 35.2284 | 50.13
5.1309 | 36.4895 | 42.87
4.6738 | 33.9453 | 40.29
1.2442 | 21.5052 | 12.03
0.24346 | 18.6495 | 2.4
0.51193 | 9.0903 | 5.25
0.23287 | 19.5583 | 2.28
0.53214 | 9.0534 | 5.46
0.255 | 17.8189 | 2.52
0.41859 | 11.5425 | 4.26
0.50905 | 9.1416 | 5.22
0.25789 | 18.2325 | 2.55
0.54561 | 8.5158 | 5.61
0.25019 | 18.8532 | 2.46
0.55427 | 8.0879 | 5.7
0.25019 | 18.8532 | 2.46
0.47729 | 9.4053 | 4.89
0.33584 | 15.9454 | 3.36
0.35316 | 13.2405 | 3.57
0.59276 | 17.2874 | 5.88
0.73422 | 31.0024 | 6.54
0.99403 | 21.6469 | 9.6
0.72748 | 31.0417 | 6.48
1.0017 | 21.4642 | 9.69
0.67263 | 32.7352 | 5.88
0.83526 | 24.706 | 7.89
0.73229 | 29.8009 | 6.6
0.84488 | 33.147 | 7.35
0.90262 | 30.3355 | 8.1
0.90647 | 34.095 | 7.8
1.7898 | 25.821 | 16.74
3.8356 | 36.6456 | 31.98
3.7365 | 30.8651 | 33.33
2.9051 | 29.0104 | 26.4
4.2552 | 31.8571 | 37.56
4.6459 | 32.9791 | 40.5
7.0756 | 38.8387 | 57.27
6.7456 | 38.0126 | 55.23
6.6205 | 37.2746 | 54.75
8.0206 | 38.2476 | 65.46
6.1172 | 37.6378 | 50.34
8.1601 | 36.8456 | 67.86
7.5529 | 40.1476 | 60
6.8264 | 37.8197 | 56.04
7.3826 | 38.9048 | 59.7
5.7737 | 35.5577 | 48.81
6.2702 | 38.8328 | 50.76
6.8591 | 38.5581 | 55.74
6.0527 | 37.6569 | 49.8
6.8129 | 37.6322 | 56.07
4.7777 | 37.5623 | 39.36
2.0333 | 26.9288 | 18.84
0.48788 | 35.8529 | 4.11
0.37818 | 30.288 | 3.39
0.41955 | 27.4465 | 3.87
0.27329 | 45.8551 | 1.98
0.5331 | 21.2826 | 5.16
0.31563 | 39.8056 | 2.52
0.59854 | 19.1336 | 5.88
0.19919 | 38.5302 | 1.62
0.41763 | 11.1547 | 4.26
0.28099 | 30.2564 | 2.52
0.31467 | 37.9211 | 2.58
0.50038 | 22.7215 | 4.8
0.28387 | 43.7636 | 2.13
0.53888 | 21.3458 | 5.22
0.28195 | 44.1697 | 2.1
0.63222 | 26.5651 | 5.88
0.75924 | 39.4428 | 6.09
0.7525 | 38.1449 | 6.15
0.80254 | 35.9212 | 6.75
0.64954 | 45.7207 | 4.71
0.89107 | 31.2184 | 7.92
0.57737 | 40.1355 | 4.59
0.85931 | 24.8424 | 8.1
0.63703 | 42.7974 | 4.86
0.77848 | 36.4024 | 6.51
0.84296 | 34.3974 | 7.23
1.2298 | 33.3171 | 10.68
2.7521 | 33.0566 | 23.97
3.7404 | 38.1349 | 30.57
5.3397 | 37.1115 | 44.25
3.5373 | 35.8692 | 29.79
3.3112 | 33.8009 | 28.59
4.1051 | 34.5728 | 35.13
3.9174 | 37.1232 | 32.46
4.1311 | 34.523 | 35.37
3.5373 | 37.4403 | 29.19
3.4122 | 32.9507 | 29.76
2.7637 | 34.4037 | 23.7
3.0379 | 31.5148 | 26.91
3.8616 | 36.887 | 32.1
4.8634 | 35.6998 | 41.04
3.1938 | 35.2848 | 27.09
3.2371 | 33.8743 | 27.93
2.6222 | 30.3472 | 23.52
1.5214 | 23.8411 | 14.46
1.7927 | 20.4481 | 17.46
1.5599 | 23.9087 | 14.82
1.3097 | 17.8361 | 12.96
0.39742 | 30.1065 | 3.57
0.61105 | 19.0344 | 6
0.46382 | 25.448 | 4.35
0.43206 | 27.4201 | 3.99
0.63992 | 18.6802 | 6.3
0.35412 | 24.0573 | 3.36
0.51674 | 10.6197 | 5.28
0.22132 | 23.8865 | 2.1
0.40704 | 13.9378 | 4.11
0.35893 | 14.9314 | 3.6
0.2271 | 25.5885 | 2.13
0.51386 | 10.3625 | 5.25
0.22998 | 23.6705 | 2.19
0.51578 | 9.9894 | 5.28
0.22229 | 24.5672 | 2.1
0.33968 | 9.3021 | 3.48
0.29157 | 0 | 3.03
0.17417 | 6.6544 | 1.8
0.51289 | 9.7276 | 5.25
0.2271 | 23.9625 | 2.16
0.52156 | 9.8794 | 5.34
0.22036 | 25.56 | 2.07
0.52733 | 9.7717 | 5.4
0.23383 | 24.0343 | 2.22
0.45323 | 11.3815 | 4.62
0.36085 | 14.8135 | 3.63
0.25982 | 20.8545 | 2.52
0.47344 | 10.8987 | 4.83
0.22325 | 23.587 | 2.13
0.52444 | 9.8253 | 5.37
0.22614 | 24.9285 | 2.13
0.45901 | 11.2393 | 4.68
0.27329 | 19.7761 | 2.67
0.33006 | 15.7388 | 3.3
0.40512 | 12.75 | 4.11
0.15974 | 7.2532 | 1.65
0.45323 | 0 | 4.71
0.19823 | 18.699 | 1.95
0.51001 | 9.7824 | 5.22
0.22132 | 23.8865 | 2.1
0.35701 | 14.0362 | 3.6
0.36278 | 15.6949 | 3.63
0.26655 | 19.6121 | 2.61
0.50038 | 10.9855 | 5.1
0.21844 | 24.1932 | 2.07
0.49942 | 10.6603 | 5.1
0.18476 | 28.9677 | 1.68
0.34161 | 15.6795 | 3.42
0.37721 | 13.7173 | 3.81
0.20112 | 25.4633 | 1.89
0.51289 | 10.0453 | 5.25
0.20881 | 24.444 | 1.98
0.41955 | 12.315 | 4.26
0.29446 | 15.9454 | 2.94
0.21459 | 25.5297 | 2.01
0.50231 | 10.5994 | 5.13
0.26848 | 20.7723 | 2.61
0.50135 | 9.9506 | 5.13
0.22325 | 23.587 | 2.13
0.36374 | 14.257 | 3.66
0.35412 | 14.1495 | 3.57
0.21844 | 24.1932 | 2.07
0.50135 | 9.9506 | 5.13
0.18957 | 16.7826 | 1.89
0.45035 | 0 | 4.68
0.15878 | 4.1596 | 1.65
0.39357 | 12.7111 | 3.99
0.36085 | 14.37 | 3.63
0.2194 | 23.1986 | 2.1
0.50712 | 9.8379 | 5.19
0.22132 | 22.2176 | 2.13
0.51289 | 9.7276 | 5.25
0.22229 | 22.9058 | 2.13
0.42918 | 10.8564 | 4.38
0.34065 | 14.7436 | 3.42
0.2271 | 21.666 | 2.19
0.46286 | 3.5763 | 4.8
0.14145 | 0 | 1.47
0.4744 | 2.7927 | 4.92
0.22229 | 22.9058 | 2.13
0.40512 | 12.3516 | 4.11
0.32525 | 14.8987 | 3.27
0.21459 | 23.8059 | 2.04
0.51289 | 9.7276 | 5.25
0.21844 | 22.5035 | 2.1
0.52156 | 9.8794 | 5.34
0.21844 | 22.5035 | 2.1
0.45035 | 11.4539 | 4.59
0.29542 | 17.0205 | 2.94
0.21555 | 24.5074 | 2.04
0.55523 | 8.9726 | 5.7
0.22325 | 23.587 | 2.13
0.43014 | 0.38453 | 4.47
0.14145 | 0 | 1.47
0.31563 | 16.4486 | 3.15
0.40031 | 12.9326 | 4.05
0.204 | 26.9277 | 1.89
0.49557 | 10.3943 | 5.07
0.20112 | 27.2996 | 1.86
0.49269 | 10.1247 | 5.04
0.21555 | 24.5074 | 2.04
0.36855 | 13.6005 | 3.72
0.35316 | 13.6959 | 3.57
0.21651 | 22.7965 | 2.07
0.49557 | 10.066 | 5.07
0.22132 | 23.8865 | 2.1
0.57256 | 8.7022 | 5.88
0.22517 | 24.2613 | 2.13
0.45901 | 10.8855 | 4.68
0.2117 | 6.254 | 2.19
0.23383 | 0 | 2.43
0.42052 | 5.5149 | 4.35
0.22325 | 23.587 | 2.13
0.51578 | 9.9894 | 5.28
0.2271 | 23.9625 | 2.16
0.47633 | 10.833 | 4.86
0.24827 | 21.8014 | 2.4
0.31178 | 17.259 | 3.09
0.42629 | 12.5288 | 4.32
0.22517 | 24.2613 | 2.13
0.51097 | 10.4207 | 5.22
0.38202 | 18.9832 | 3.75
1.0248 | 11.3732 | 10.44
3.3737 | 34.506 | 28.89
4.3274 | 34.1247 | 37.23
4.4505 | 33.5458 | 38.55
4.4852 | 35.9406 | 37.74
4.4602 | 34.9039 | 38.01
6.912 | 38.7607 | 56.01
6.6051 | 38.5229 | 53.7
5.5062 | 38.5284 | 44.76
7.5144 | 38.5739 | 61.05
6.81 | 41.0465 | 53.37
7.5905 | 40.6817 | 59.82
6.5983 | 39.6034 | 52.83
7.1719 | 40.0034 | 57.09
6.9717 | 41.3065 | 54.42
5.6986 | 37.5084 | 46.98
5.0385 | 37.6447 | 41.46
5.9305 | 37.0261 | 49.2
5.4561 | 40.0423 | 43.41
5.0924 | 37.3052 | 42.09
4.3976 | 38.6304 | 35.7
3.8414 | 32.9137 | 33.51
0.55812 | 36.1582 | 4.68
0.82948 | 23.1724 | 7.92
0.57544 | 34.1682 | 4.95
0.6351 | 31.2319 | 5.64
0.81505 | 23.3852 | 7.77
0.59854 | 33.9965 | 5.16
0.94496 | 22.6468 | 9.06
0.55812 | 28.4212 | 5.1
0.57352 | 21.2654 | 5.55
0.55716 | 21.2505 | 5.4
0.37914 | 33.8112 | 3.27
0.6351 | 18.2703 | 6.27
0.3647 | 33.6901 | 3.15
0.51963 | 22.8645 | 4.98
0.46574 | 25.2955 | 4.38
0.51578 | 35.2022 | 4.38
1.1047 | 26.3642 | 10.29
0.85643 | 35.6724 | 7.23
1.1037 | 26.23 | 10.29
0.84969 | 35.7413 | 7.17
0.84199 | 34.9437 | 7.17
0.93437 | 30.4476 | 8.37
0.63992 | 34.3354 | 5.49
0.91032 | 23.5565 | 8.67
0.72363 | 35.9097 | 6.09
1.1239 | 29.1975 | 10.2
1.965 | 30.2564 | 17.64
4.9904 | 37.5262 | 41.13
3.9088 | 32.9742 | 34.08
3.3458 | 33.6352 | 28.95
3.8058 | 31.001 | 33.9
4.8258 | 36.9522 | 40.08
6.6513 | 37.2032 | 55.05
6.1798 | 40.5287 | 48.81
5.2252 | 35.0335 | 44.46
7.3431 | 40.6477 | 57.9
6.9813 | 37.9124 | 57.24
7.7069 | 38.8576 | 62.37
6.8177 | 37.9665 | 55.86
6.0575 | 38.6342 | 49.17
6.7446 | 38.3611 | 54.96
5.2916 | 37.62 | 43.56
6.8774 | 40.3352 | 54.48
5.8083 | 36.3289 | 48.63
5.2175 | 38.6202 | 42.36
4.9432 | 36.5219 | 41.28
5.1549 | 38.6799 | 41.82
1.8562 | 24.5324 | 17.55
0.68226 | 27.7585 | 6.27
0.5485 | 35.3625 | 4.65
0.8266 | 22.8045 | 7.92
0.5254 | 35.6109 | 4.44
0.71594 | 20.0423 | 6.99
0.39838 | 30.4655 | 3.57
0.56293 | 21.0375 | 5.46
0.48691 | 24.1349 | 4.62
0.37144 | 32.9492 | 3.24
0.63607 | 18.5172 | 6.27
0.36567 | 34.0662 | 3.15
0.64184 | 18.3534 | 6.33
0.2704 | 23.2789 | 2.58
0.44072 | 12.4881 | 4.47
0.41378 | 20.8367 | 4.02
0.53984 | 33.435 | 4.68
1.0575 | 27.1247 | 9.78
0.77752 | 38.0616 | 6.36
0.98826 | 28.0626 | 9.06
0.72941 | 39.8636 | 5.82
0.93726 | 29.723 | 8.46
0.82082 | 35.7016 | 6.93
0.88915 | 33.4838 | 7.71
1.0768 | 27.1146 | 9.96
0.78041 | 37.6332 | 6.42
1.1528 | 26.95 | 10.68
1.4646 | 33.5021 | 12.69
3.9781 | 34.6242 | 34.02
4.286 | 35.3493 | 36.33
4.6016 | 35.7341 | 38.82
4.1561 | 30.8409 | 37.08
5.8189 | 35.9375 | 48.96
6.5127 | 36.0012 | 54.75
5.3714 | 37.1593 | 44.49
5.8131 | 35.9081 | 48.93
6.8331 | 39.6692 | 54.66
6.7725 | 40.1933 | 53.76
5.7756 | 39.2592 | 46.47
6.6416 | 38.0803 | 54.33
7.0198 | 38.807 | 56.85
6.0816 | 37.9632 | 49.83
5.3801 | 36.5563 | 44.91
7.3865 | 41.2765 | 57.69
6.2615 | 38.8991 | 50.64
5.025 | 39.6159 | 40.23
5.7823 | 40.0583 | 45.99
4.2398 | 37.4473 | 34.98
1.1932 | 25.2011 | 11.22
0.80928 | 21.9911 | 7.8
0.54754 | 33.6063 | 4.74
0.81794 | 21.7638 | 7.89
0.54657 | 34.0256 | 4.71
0.73711 | 24.7595 | 6.96
0.4898 | 25.5069 | 4.59
0.45131 | 30.3355 | 4.05
0.63992 | 17.8628 | 6.33
0.29349 | 17.7232 | 2.91
0.56293 | 8.5453 | 5.79
0.29446 | 24.3045 | 2.79
0.56293 | 20.1087 | 5.49
0.42244 | 26.3898 | 3.93
0.38106 | 29.4759 | 3.45
0.61297 | 17.8373 | 6.06
0.36085 | 31.9081 | 3.18
0.6351 | 17.4472 | 6.3
0.36085 | 32.9279 | 3.15
0.51674 | 21.9797 | 4.98
0.47152 | 24.2118 | 4.47
0.38202 | 30.4436 | 3.42
0.62741 | 17.6844 | 6.21
0.3647 | 32.0535 | 3.21
0.63318 | 17.7745 | 6.27
0.35123 | 31.2062 | 3.12
0.68995 | 10.3692 | 7.05
0.99788 | 22.263 | 9.6
3.3064 | 33.9675 | 28.5
4.4784 | 34.6017 | 38.31
2.934 | 31.0314 | 26.13
3.2785 | 28.5058 | 29.94
4.3158 | 36.295 | 36.15
7.4605 | 40.4017 | 59.04
6.7206 | 41.4475 | 52.35
5.3368 | 38.0354 | 43.68
7.3778 | 30.6792 | 65.94
14.8951 | 23.4946 | 141.96
23.0119 | 19.9739 | 224.76
23.1977 | 18.6446 | 228.42
15.4657 | 23.1242 | 147.81
15.9296 | 17.9654 | 157.47
19.8258 | 15.3415 | 198.69
16.8476 | 17.7892 | 166.71
14.9894 | 21.6539 | 144.78
12.3932 | 20.6217 | 120.54
6.5906 | 33.8919 | 56.85
6.1393 | 40.6334 | 48.42
2.1488 | 28.6658 | 19.59
0.5918 | 30.8199 | 5.28
0.72075 | 24.1022 | 6.84
0.61778 | 28.4822 | 5.64
0.53118 | 33.6901 | 4.59
0.7679 | 21.8414 | 7.41
0.32621 | 34.5347 | 2.79
0.63125 | 18.1038 | 6.24
0.42244 | 25.5139 | 3.96
0.35989 | 30.8849 | 3.21
0.63895 | 16.7984 | 6.36
0.39742 | 27.6811 | 3.66
0.6149 | 17.7549 | 6.09
0.3724 | 29.7449 | 3.36
0.40127 | 27.8544 | 3.69
0.59565 | 18.3472 | 5.88
0.37144 | 31.3452 | 3.3
0.61971 | 15.3955 | 6.21
0.26559 | 17.057 | 2.64
0.41474 | 10.8403 | 4.23
0.44938 | 16.805 | 4.47
0.36663 | 30.8089 | 3.27
0.64088 | 16.4769 | 6.39
0.36567 | 29.8009 | 3.3
0.62741 | 16.8508 | 6.24
0.37914 | 29.6907 | 3.42
0.5254 | 22.6199 | 5.04
0.95651 | 20.6775 | 9.3
2.8243 | 34.6322 | 24.15
3.9694 | 32.1644 | 34.92
2.0833 | 28.376 | 19.05
2.3316 | 24.121 | 22.11
2.1218 | 30.683 | 18.96
2.4403 | 25.2011 | 22.95
2.0246 | 30.6975 | 18.09
2.6655 | 28.6748 | 24.3
2.3768 | 33.9602 | 20.49
3.1264 | 31.0182 | 27.84
3.7529 | 38.0953 | 30.69
4.1878 | 34.3254 | 35.94
2.9783 | 35.6926 | 25.14
3.2506 | 31.4175 | 28.83
2.9234 | 36.123 | 24.54
3.2198 | 31.5099 | 28.53
2.7723 | 35.3782 | 23.49
4.1195 | 35.2716 | 34.95
3.9444 | 40.0418 | 31.38
2.4192 | 27.2682 | 22.35
1.3251 | 29.6365 | 11.97
0.58122 | 19.4243 | 5.7
0.4311 | 25.3644 | 4.05
0.42821 | 26.3925 | 3.99
0.58025 | 19.1556 | 5.7
0.39261 | 28.0725 | 3.6
0.63799 | 17.3695 | 6.33
0.36085 | 30.2564 | 3.24
0.60527 | 17.4844 | 6
0.39357 | 27.5042 | 3.63
0.41667 | 26.7424 | 3.87
0.58988 | 18.2576 | 5.82
0.36182 | 31.2777 | 3.21
0.64858 | 16.8214 | 6.45
0.36759 | 30.1916 | 3.3
0.59084 | 18.5235 | 5.82
0.41474 | 26.0296 | 3.87
0.43014 | 25.8768 | 4.02
0.57256 | 18.5263 | 5.64
0.35989 | 30.8849 | 3.21
0.65339 | 16.4324 | 6.51
0.39165 | 27.6995 | 3.6
0.6582 | 16.2903 | 6.57
0.40031 | 27.4891 | 3.69
0.44457 | 24.5672 | 4.2
0.5331 | 18.6312 | 5.25
0.26655 | 15.69 | 2.67
0.56486 | 7.6333 | 5.82
0.29542 | 21.8014 | 2.85
0.63318 | 16.6992 | 6.3
0.37433 | 28.54 | 3.42
0.43687 | 24.1932 | 4.14
0.56197 | 18.2489 | 5.55
0.35989 | 29.859 | 3.24
0.64184 | 16.7239 | 6.39
0.41089 | 26.7452 | 3.81
0.57063 | 17.9766 | 5.64
0.48114 | 21.482 | 4.65
0.36952 | 28.9677 | 3.36
0.64088 | 16.4769 | 6.39
0.36759 | 30.1916 | 3.3
0.6428 | 16.9703 | 6.39
0.3647 | 30.4196 | 3.27
0.46767 | 23.245 | 4.47
0.54369 | 19.204 | 5.34
0.36278 | 29.0104 | 3.3
0.57544 | 8.9428 | 5.91
0.26944 | 15.5241 | 2.7
0.48884 | 11.5752 | 4.98
0.47921 | 21.9296 | 4.62
0.38876 | 26.9457 | 3.6
0.60431 | 17.2234 | 6
0.41282 | 25.6699 | 3.87
0.64665 | 16.3318 | 6.45
0.37144 | 29.3578 | 3.36
0.57352 | 18.7999 | 5.64
0.44072 | 24.3818 | 4.17
0.42052 | 26.0378 | 3.93
0.58891 | 17.9908 | 5.82
0.36759 | 30.1916 | 3.3
0.65916 | 16.5311 | 6.57
0.36182 | 29.6315 | 3.27
0.54176 | 11.3698 | 5.52
0.32236 | 12.9178 | 3.27
0.37721 | 11.482 | 3.84
0.55427 | 19.4731 | 5.43
0.36855 | 29.5778 | 3.33
0.64473 | 16.6501 | 6.42
0.36952 | 29.9667 | 3.33
0.70824 | 14.8863 | 7.11
0.39935 | 27.1213 | 3.69
0.47729 | 22.3801 | 4.59
0.52733 | 19.8225 | 5.16
0.36182 | 29.6315 | 3.27
0.65435 | 15.8759 | 6.54
0.36085 | 29.2328 | 3.27
0.61201 | 12.5288 | 6.21
0.27521 | 15.2024 | 2.76
0.43303 | 9.5878 | 4.44
0.46382 | 17.7583 | 4.59
0.36952 | 28.9677 | 3.36
0.6428 | 15.91 | 6.42
0.36855 | 29.5778 | 3.33
0.6428 | 16.1573 | 6.42
0.3724 | 29.7449 | 3.36
0.5841 | 18.4349 | 5.76
0.48114 | 22.567 | 4.62
0.37144 | 30.3526 | 3.33
0.63895 | 16.7984 | 6.36
0.36759 | 30.1916 | 3.3
0.64473 | 16.6501 | 6.42
0.39646 | 27.3115 | 3.66
0.54465 | 19.4905 | 5.34
0.4542 | 23.6294 | 4.32
0.33391 | 20.7882 | 3.24
0.51963 | 8.3103 | 5.34
0.2858 | 18.2519 | 2.82
0.65146 | 15.9454 | 6.51
0.3647 | 29.4072 | 3.3
0.6428 | 15.91 | 6.42
0.36182 | 29.6315 | 3.27
0.52252 | 20.0372 | 5.1
0.51867 | 19.8469 | 5.07
0.41955 | 25.6836 | 3.93
0.60239 | 17.5669 | 5.97
0.37144 | 29.3578 | 3.36
0.6505 | 15.701 | 6.51
0.36278 | 29.0104 | 3.3
0.61875 | 17.0831 | 6.15
0.40512 | 27.1124 | 3.75
0.45612 | 24.2939 | 4.32
0.55523 | 18.8119 | 5.46
0.27232 | 15.3616 | 2.73
0.60816 | 7.0913 | 6.27
0.29831 | 21.5953 | 2.88
0.65339 | 16.4324 | 6.51
0.36567 | 29.8009 | 3.3
0.51001 | 20.8978 | 4.95
0.55331 | 19.1913 | 5.43
0.36952 | 28.9677 | 3.36
0.75539 | 16.4266 | 7.53
0.90262 | 25.1719 | 8.49
3.0495 | 32.5918 | 26.7
3.776 | 39.1661 | 30.42
3.8145 | 37.3729 | 31.5
3.8405 | 37.3953 | 31.71
3.9579 | 35.2899 | 33.57
5.7564 | 35.364 | 48.78
5.5774 | 36.1582 | 46.8
6.1798 | 35.4941 | 52.29
5.102 | 35.7676 | 43.02
6.3645 | 36.0694 | 53.46
5.3147 | 36.8077 | 44.22
5.8535 | 36.6382 | 48.81
6.6801 | 41.1277 | 52.29
6.4251 | 38.5794 | 52.2
5.0539 | 38.1333 | 41.31
5.4263 | 37.9124 | 44.49
4.6921 | 37.2999 | 38.79
5.5437 | 39.2516 | 44.61
4.8682 | 36.7544 | 40.53
4.8422 | 33.548 | 41.94
2.219 | 24.7647 | 20.94
0.39069 | 30.165 | 3.51
0.53406 | 20.882 | 5.19
0.39261 | 29.0137 | 3.57
0.36182 | 31.2777 | 3.21
0.54273 | 20.556 | 5.28
0.34161 | 35.0316 | 2.91
0.58795 | 18.6129 | 5.79
0.35123 | 33.9511 | 3.03
0.50905 | 21.6205 | 4.92
0.43014 | 26.7371 | 3.99
0.35604 | 32.3998 | 3.12
0.67456 | 16.6523 | 6.72
0.38684 | 30.0101 | 3.48
0.61586 | 18.0105 | 6.09
0.36182 | 32.296 | 3.18
0.55812 | 25.7693 | 5.22
0.89781 | 24.5049 | 8.49
0.71978 | 30.8849 | 6.42
1.0806 | 25.1278 | 10.17
0.82371 | 35.5844 | 6.96
1.0229 | 26.8544 | 9.48
0.74769 | 38.4181 | 6.09
0.88433 | 31.9261 | 7.8
0.86413 | 32.3097 | 7.59
0.73614 | 37.9932 | 6.03
1.096 | 26.4301 | 10.2
1.4155 | 33.2688 | 12.3
4.6055 | 35.6128 | 38.91
4.5574 | 36.8626 | 37.89
5.3387 | 38.2147 | 43.59
5.4138 | 36.3261 | 45.33
5.3897 | 37.7108 | 44.31
5.5918 | 35.0356 | 47.58
6.5897 | 38.5971 | 53.52
7.5067 | 38.9592 | 60.66
6.3328 | 40.5078 | 50.04
6.5906 | 36.378 | 55.14
6.9948 | 39.6754 | 55.95
7.5481 | 38.3689 | 61.5
6.2779 | 40.3184 | 49.74
6.5685 | 38.648 | 53.31
4.5323 | 40.3757 | 35.88
5.7487 | 39.253 | 46.26
4.3784 | 36.8246 | 36.42
3.4382 | 32.9029 | 30
3.1659 | 35.1247 | 26.91
2.1459 | 26.7029 | 19.92
1.3992 | 20.7913 | 13.59
0.41955 | 27.4465 | 3.87
0.4744 | 23.2901 | 4.53
0.34834 | 33.1632 | 3.03
0.28387 | 41.2954 | 2.22
0.57737 | 18.9789 | 5.67
0.26751 | 43.6881 | 2.01
0.306 | 38.491 | 2.49
0.55716 | 19.3741 | 5.46
0.29734 | 39.0939 | 2.4
0.45901 | 24.1455 | 4.35
0.4311 | 26.222 | 4.02
0.30408 | 38.8298 | 2.46
0.5331 | 20.5923 | 5.19
0.28002 | 42.9098 | 2.13
0.25597 | 48.2052 | 1.77
0.62259 | 27.0405 | 5.76
0.68418 | 42.7777 | 5.22
0.75154 | 37.354 | 6.21
0.69861 | 39.8056 | 5.58
0.62837 | 46.116 | 4.53
0.86701 | 31.52 | 7.68
0.65531 | 44.8215 | 4.83
0.6736 | 43.9584 | 5.04
0.8622 | 31.7206 | 7.62
0.6351 | 46.6576 | 4.53
0.84103 | 36.201 | 7.05
1.5704 | 31.4695 | 13.92
3.213 | 38.8367 | 26.01
3.4527 | 35.2314 | 29.31
4.7787 | 36.6484 | 39.84
4.9557 | 36.0421 | 41.64
4.3841 | 35.5947 | 37.05
5.8199 | 36.2844 | 48.75
5.4003 | 33.5542 | 46.77
5.0722 | 36.1329 | 42.57
6.4973 | 35.1589 | 55.2
7.014 | 37.0538 | 58.17
6.659 | 33.7038 | 57.57
10.8218 | 20.1607 | 105.57
20.0491 | 15.1668 | 201.09
10.2839 | 24.4067 | 97.32
4.5901 | 37.4609 | 37.86
5.8141 | 36.5399 | 48.54
5.0548 | 37.9955 | 41.4
5.4619 | 37.203 | 45.21
5.0472 | 38.5677 | 41.01
4.9124 | 35.4555 | 41.58
1.5887 | 23.4446 | 15.15
0.49076 | 39.0284 | 3.96
0.69573 | 25.2897 | 6.54
0.43687 | 43.394 | 3.3
0.49365 | 38.3456 | 4.02
0.63029 | 28.4429 | 5.76
0.45997 | 41.1859 | 3.6
0.6736 | 25.9065 | 6.3
0.49172 | 37.6096 | 4.05
0.45997 | 41.1859 | 3.6
0.5841 | 22.3801 | 5.61
0.2781 | 44.1575 | 2.07
0.47537 | 23.6095 | 4.53
0.3214 | 36.9728 | 2.67
0.27521 | 43.727 | 2.07
0.53118 | 20.7019 | 5.16
0.42533 | 41.1494 | 3.33
0.91609 | 31.3354 | 8.13
0.8266 | 35.9097 | 6.96
0.73999 | 39.777 | 5.91
1.0008 | 28.4127 | 9.15
0.71594 | 41.4033 | 5.58
0.85931 | 32.5155 | 7.53
0.71209 | 41.0548 | 5.58
0.69861 | 41.9872 | 5.4
0.87952 | 32.125 | 7.74
0.78041 | 40.0497 | 6.21
1.5964 | 27.8165 | 14.67
4.8345 | 39.4025 | 38.82
4.3091 | 38.6358 | 34.98
5.6515 | 38.6964 | 45.84
6.1018 | 40.7983 | 48
5.3455 | 36.7895 | 44.49
6.5743 | 39.3868 | 52.8
6.2028 | 37.4353 | 51.18
4.9144 | 36.8564 | 40.86
4.5939 | 36.6971 | 38.28
10.6284 | 22.5528 | 102
18.4238 | 17.8189 | 182.28
20.9979 | 15.3297 | 210.45
19.4419 | 15.9618 | 194.25
11.3366 | 19.6577 | 110.94
19.5112 | 15.4982 | 195.39
20.6197 | 15.1025 | 206.88
8.7952 | 24.016 | 83.49
4.6228 | 39.1459 | 37.26
4.5881 | 37.8434 | 37.65
4.4082 | 39.9785 | 35.1
2.7309 | 35.6222 | 23.07
0.72075 | 40.7756 | 5.67
0.37144 | 39.6344 | 2.97
0.46093 | 23.9989 | 4.38
0.24923 | 48.7517 | 1.71
0.48788 | 23.3768 | 4.65
0.23865 | 51.8817 | 1.53
0.41186 | 28.0016 | 3.78
0.30023 | 37.9716 | 2.46
0.25404 | 48.6914 | 1.74
0.46574 | 23.3852 | 4.44
0.25308 | 47.7702 | 1.77
0.46574 | 23.3852 | 4.44
0.26174 | 45 | 1.92
0.255 | 47.2906 | 1.8
0.48306 | 22.1194 | 4.65
0.26559 | 45 | 1.95
0.44746 | 24.4133 | 4.23
0.32429 | 34.1145 | 2.79
0.25982 | 47.2546 | 1.83
0.51674 | 20.9685 | 5.01
0.2858 | 41.7295 | 2.22
0.35989 | 30.8849 | 3.21
0.4234 | 26.7397 | 3.93
0.27329 | 44.1449 | 2.04
0.55331 | 20.1363 | 5.4
0.9363 | 26.5651 | 8.7
1.4242 | 21.5211 | 13.77
1.7523 | 21.9592 | 16.89
2.2219 | 27.131 | 20.55
3.4103 | 31.4296 | 30.24
4.2254 | 38.1462 | 34.53
3.4094 | 32.8693 | 29.76
4.7113 | 36.905 | 39.15
4.8701 | 36.3944 | 40.74
4.3841 | 36.8095 | 36.48
4.3841 | 37.8055 | 36
4.5208 | 35.7503 | 38.13
4.7296 | 38.059 | 38.7
4.1051 | 34.1371 | 35.31
3.2804 | 35.6901 | 27.69
3.6441 | 34.7727 | 31.11
3.2448 | 35.3303 | 27.51
3.8587 | 39.3226 | 31.02
3.2631 | 33.7463 | 28.2
3.5142 | 34.6952 | 30.03
1.836 | 22.3703 | 17.64
1.6205 | 24.4186 | 15.33
1.0931 | 21.2113 | 10.59
0.70824 | 24.5793 | 6.69
0.55331 | 32.861 | 4.83
0.80639 | 21.4205 | 7.8
0.52829 | 33.8637 | 4.56
0.7015 | 25.6155 | 6.57
0.57737 | 31.3074 | 5.13
0.46671 | 36.4444 | 3.9
0.61393 | 18.3498 | 6.06
0.34065 | 32.8812 | 2.97
0.50616 | 21.7408 | 4.89
0.41667 | 25.8555 | 3.9
0.34738 | 32.1063 | 3.06
0.6149 | 17.7549 | 6.09
0.34931 | 32.5075 | 3.06
0.50231 | 22.2906 | 4.83
0.45516 | 23.9625 | 4.32
0.35316 | 32.6508 | 3.09
0.62548 | 18.0167 | 6.18
0.3878 | 29.4275 | 3.51
0.51482 | 22.3976 | 4.95
0.4744 | 23.2901 | 4.53
0.34931 | 32.5075 | 3.06
0.6149 | 17.4985 | 6.09
0.35701 | 32.7909 | 3.12
0.50905 | 22.3448 | 4.89
0.42918 | 20.8716 | 4.17
0.25019 | 18.8532 | 2.46
0.53118 | 8.4384 | 5.46
0.32333 | 28.8557 | 2.94
0.52829 | 21.8014 | 5.1
0.4465 | 25.2405 | 4.2
0.35701 | 32.7909 | 3.12
0.62452 | 17.7649 | 6.18
0.35604 | 32.3998 | 3.12
0.58025 | 19.1556 | 5.7
0.38684 | 29.0546 | 3.51
0.44265 | 25.062 | 4.17
0.56967 | 19.5367 | 5.58
0.35027 | 32.9052 | 3.06
0.62837 | 17.9353 | 6.21
0.37144 | 30.3526 | 3.33
0.39646 | 28.2443 | 3.63
0.53406 | 20.882 | 5.19
0.32236 | 35.5377 | 2.73
0.5995 | 18.5222 | 5.91
0.32717 | 35.6553 | 2.76
0.40031 | 28.4127 | 3.66
0.49557 | 22.235 | 4.77
0.31563 | 36.4509 | 2.64
0.58314 | 19.0626 | 5.73
0.32044 | 35.8377 | 2.7
0.50327 | 21.5571 | 4.86
0.39261 | 28.0725 | 3.6
0.31851 | 36.142 | 2.67
0.60142 | 18.1741 | 5.94
0.33776 | 33.147 | 2.94
0.5408 | 19.9831 | 5.28
0.35989 | 30.8849 | 3.21
0.31178 | 36.3394 | 2.61
0.58218 | 18.7942 | 5.73
0.34161 | 33.2875 | 2.97
0.47055 | 23.8911 | 4.47
0.4388 | 24.8804 | 4.14
0.33487 | 34.1013 | 2.88
0.61297 | 17.8373 | 6.06
0.3445 | 33.0239 | 3
0.41474 | 26.922 | 3.84
0.50327 | 21.5571 | 4.86
0.35027 | 32.9052 | 3.06
0.5918 | 18.7886 | 5.82
0.26944 | 26.0168 | 2.52
0.30889 | 15.7247 | 3.09
0.48018 | 9.6888 | 4.92
0.40031 | 27.4891 | 3.69
0.62644 | 18.2679 | 6.18
0.34931 | 32.5075 | 3.06
0.3878 | 29.4275 | 3.51
0.58603 | 18.9704 | 5.76
0.35123 | 32.2547 | 3.09
0.61875 | 17.0831 | 6.15
0.34642 | 31.7014 | 3.06
0.40416 | 27.6632 | 3.72
0.55812 | 19.6538 | 5.46
0.35412 | 32.0054 | 3.12
0.62548 | 17.1805 | 6.21
0.32814 | 34.249 | 2.82
0.39261 | 28.0725 | 3.6
0.55235 | 19.8552 | 5.4
0.3368 | 32.7352 | 2.94
0.60912 | 17.6619 | 6.03
0.3137 | 36.0274 | 2.64
0.41089 | 26.7452 | 3.81
0.55139 | 19.5731 | 5.4
0.31851 | 35.4171 | 2.7
0.58507 | 18.7031 | 5.76
0.3214 | 35.1186 | 2.73
0.46574 | 23.3852 | 4.44
0.44554 | 24.9048 | 4.2
0.3137 | 36.7644 | 2.61
0.61105 | 18.178 | 6.03
0.3214 | 35.1186 | 2.73
0.56101 | 19.5546 | 5.49
0.34642 | 32.7639 | 3.03
0.34065 | 32.8812 | 2.97
0.57256 | 19.44 | 5.61
0.32429 | 34.1145 | 2.79
0.55908 | 18.9967 | 5.49
0.35604 | 30.7247 | 3.18
0.34353 | 31.9544 | 3.03
0.60527 | 17.4844 | 6
0.3647 | 30.4196 | 3.27
0.54369 | 19.8791 | 5.31
0.46286 | 24.3256 | 4.38
0.34931 | 32.5075 | 3.06
0.61393 | 18.0939 | 6.06
0.34738 | 32.1063 | 3.06
0.49942 | 21.3706 | 4.83
0.45227 | 24.111 | 4.29
0.34738 | 32.1063 | 3.06
0.61201 | 17.5799 | 6.06
0.32717 | 30.1837 | 2.94
0.53888 | 12.9946 | 5.46
0.79388 | 12.8227 | 8.04
3.4469 | 36.486 | 28.8
3.98 | 35.6729 | 33.6
4.0926 | 38.988 | 33.06
4.2157 | 35.8889 | 35.49
4.5304 | 36.4756 | 37.86
5.8641 | 34.754 | 50.07
5.792 | 36.9156 | 48.12
6.0123 | 35.7584 | 50.7
5.8237 | 37.0006 | 48.33
6.0845 | 35.4018 | 51.54
6.1105 | 36.9349 | 50.76
6.045 | 35.8685 | 50.91
6.1644 | 36.7948 | 51.3
4.9355 | 34.4429 | 42.3
4.5198 | 35.2229 | 38.37
4.643 | 35.459 | 39.3
5.7708 | 37.0705 | 47.85
4.7488 | 34.2986 | 40.77
4.8383 | 35.9947 | 40.68
5.6168 | 38.0067 | 45.99
2.0795 | 31.6596 | 18.39
0.34161 | 35.0316 | 2.91
0.58891 | 18.8791 | 5.79
0.35604 | 32.3998 | 3.12
0.53695 | 21.458 | 5.19
0.49365 | 23.4185 | 4.71
0.35219 | 33.2994 | 3.06
0.64376 | 17.2161 | 6.39
0.37048 | 30.9638 | 3.3
0.47055 | 23.8911 | 4.47
0.50423 | 21.8624 | 4.86
0.34065 | 31.1303 | 3.03
0.53406 | 8.6991 | 5.49
0.28868 | 16.2602 | 2.88
0.48018 | 13.2011 | 4.86
0.43687 | 25.887 | 4.08
0.36085 | 31.9081 | 3.18
0.62644 | 18.2679 | 6.18
0.36374 | 32.6806 | 3.18
0.63799 | 17.3695 | 6.33
0.35797 | 32.1523 | 3.15
0.53214 | 20.9929 | 5.16
0.44842 | 25.5744 | 4.2
0.35893 | 30.4889 | 3.21
0.53503 | 9.0048 | 5.49
0.25885 | 18.8384 | 2.55
0.69573 | 10.5174 | 7.11
0.88626 | 25.4794 | 8.31
3.1967 | 32.499 | 28.02
3.0957 | 34.0902 | 26.64
4.2475 | 36.3481 | 35.55
4.0137 | 37.3726 | 33.15
5.8737 | 34.5883 | 50.25
6.7013 | 35.6209 | 56.61
6.0575 | 34.0233 | 52.17
5.3801 | 32.9994 | 46.89
5.4965 | 33.9738 | 47.37
5.4455 | 32.7717 | 47.58
6.708 | 35.9132 | 56.46
5.5331 | 33.0765 | 48.18
5.5572 | 35.9114 | 46.77
5.969 | 33.5594 | 51.69
6.1432 | 35.5721 | 51.93
6.5098 | 34.1552 | 55.98
5.8478 | 35.8007 | 49.29
6.3818 | 36.2427 | 53.49
5.6746 | 35.7681 | 47.85
4.6921 | 35.636 | 39.63
1.7918 | 24.8719 | 16.89
0.46767 | 24.8246 | 4.41
0.76982 | 19.0466 | 7.56
0.50135 | 36.3424 | 4.2
0.69477 | 25.6067 | 6.51
0.63029 | 28.4429 | 5.76
0.57159 | 32.0054 | 5.04
0.81409 | 21.6504 | 7.86
0.55908 | 32.1308 | 4.92
0.79388 | 21.9948 | 7.65
0.53022 | 34.1228 | 4.56
0.63799 | 27.4928 | 5.88
0.63222 | 22.821 | 6.06
0.41859 | 26.2114 | 3.9
0.84969 | 19.2349 | 8.34
0.95266 | 33.8827 | 8.22
1.1518 | 29.5846 | 10.41
0.95651 | 36.9045 | 7.95
0.94207 | 37.1509 | 7.8
1.1066 | 30.5792 | 9.9
0.93149 | 38.3269 | 7.59
1.2423 | 27.3988 | 11.46
0.995 | 35.6729 | 8.4
1.0893 | 31.4583 | 9.66
1.0393 | 26.9209 | 9.63
0.89684 | 31.8491 | 7.92
1.2365 | 24.4107 | 11.7
1.3212 | 30.5988 | 11.82
5.3705 | 35.9459 | 45.18
5.0029 | 34.3961 | 42.9
5.5177 | 37.0258 | 45.78
6.4502 | 34.2946 | 55.38
4.9278 | 34.7886 | 42.06
7.1334 | 34.3975 | 61.17
6.1499 | 35.794 | 51.84
6.0951 | 35.1654 | 51.78
8.24 | 35.806 | 69.45
11.8803 | 26.9947 | 110.01
21.0672 | 18.3381 | 207.81
22.2825 | 18.5922 | 219.48
18.1592 | 18.9333 | 178.5
14.8229 | 19.9383 | 144.81
22.0198 | 17.3684 | 218.4
19.6093 | 20.3932 | 191.01
9.9086 | 29.8815 | 89.28
5.868 | 38.629 | 47.64
6.6532 | 39.4363 | 53.4
4.9461 | 38.1741 | 40.41
1.683 | 28.1476 | 15.42
0.40608 | 11.4695 | 4.14
0.21363 | 23.0968 | 2.04
0.54273 | 13.2231 | 5.49
0.31755 | 36.8699 | 2.64
0.47825 | 23.471 | 4.56
0.4157 | 27.2768 | 3.84
0.39069 | 30.165 | 3.51
0.58603 | 18.9704 | 5.76
0.3214 | 37.6942 | 2.64
0.56678 | 19.6342 | 5.55
0.37914 | 29.6907 | 3.42
0.36182 | 31.2777 | 3.21
0.5764 | 18.7074 | 5.67
0.29157 | 27.0721 | 2.7
0.54369 | 8.8619 | 5.58
0.39165 | 25.8087 | 3.66
0.91032 | 28.19 | 8.34
0.96324 | 29.2548 | 8.73
0.8189 | 34.8101 | 6.99
1.0797 | 26.0168 | 10.08
0.76212 | 37.3039 | 6.3
0.98537 | 27.7664 | 9.06
0.76116 | 37.6083 | 6.27
0.84007 | 33.3624 | 7.29
0.89107 | 31.2184 | 7.92
0.84681 | 33.7442 | 7.32
1.4848 | 24.2227 | 14.07
5.6582 | 37.8288 | 46.44
6.4781 | 37.3039 | 53.55
7.3095 | 42.0545 | 56.4
7.7704 | 41.6565 | 60.33
7.1401 | 40.9179 | 56.07
7.5885 | 41.3295 | 59.22
6.7966 | 38.9144 | 54.96
5.6717 | 40.0035 | 45.15
6.7513 | 37.2325 | 55.86
7.0612 | 39.4757 | 56.64
6.8023 | 36.3009 | 56.97
7.0044 | 38.457 | 57
7.6232 | 37.5686 | 62.79
7.1218 | 40.7096 | 56.1
6.0489 | 37.2035 | 50.07
6.8957 | 40.3645 | 54.6
4.9028 | 36.4515 | 40.98
2.9638 | 34.1234 | 25.5
2.8099 | 26.0911 | 26.22
2.6338 | 28.054 | 24.15
2.3306 | 26.0889 | 21.75
0.62067 | 30.1414 | 5.58
0.53599 | 24.495 | 5.07
0.64473 | 17.4612 | 6.39
0.45227 | 28.2016 | 4.14
0.81505 | 22.4794 | 7.83
0.47825 | 34.1699 | 4.11
0.58603 | 19.8626 | 5.73
0.48595 | 23.8243 | 4.62
0.36374 | 32.6806 | 3.18
0.64184 | 17.5385 | 6.36
0.36085 | 32.9279 | 3.15
0.5408 | 20.9497 | 5.25
0.45035 | 25.416 | 4.23
0.35701 | 32.7909 | 3.12
0.66397 | 16.1506 | 6.63
0.40704 | 25.6557 | 3.81
0.99692 | 21.5857 | 9.63
0.76212 | 32.3046 | 6.69
0.94977 | 30.3066 | 8.52
0.96035 | 29.339 | 8.7
0.8343 | 35.2843 | 7.08
1.097 | 25.891 | 10.26
0.82371 | 34.8603 | 7.02
1.0652 | 26.2178 | 9.93
0.83141 | 34.242 | 7.14
0.78618 | 34.6819 | 6.72
1.3029 | 24.0656 | 12.36
2.8599 | 37.4945 | 23.58
3.5489 | 34.4269 | 30.42
3.4488 | 38.6448 | 27.99
4.0926 | 37.0881 | 33.93
3.0735 | 35.6753 | 25.95
4.3562 | 37.7584 | 35.79
4.0743 | 38.4696 | 33.15
2.9301 | 37.1521 | 24.27
3.8992 | 35.1727 | 33.12
3.0244 | 35.2071 | 25.68
3.4815 | 30.9882 | 31.02
3.7567 | 35.9011 | 31.62
3.4748 | 32.2375 | 30.54
3.1014 | 35.5687 | 26.22
3.0129 | 33.2333 | 26.19
3.1303 | 33.9832 | 26.97
2.3152 | 30.0816 | 20.82
2.5029 | 26.506 | 23.28
2.0179 | 29.5721 | 18.24
2.4076 | 24.5065 | 22.77
1.4569 | 27.8855 | 13.38
0.72267 | 26.5651 | 6.72
0.62452 | 31.1909 | 5.55
0.53503 | 37.5498 | 4.41
0.80543 | 23.4413 | 7.68
0.53888 | 37.606 | 4.44
0.81986 | 23.2251 | 7.83
0.55716 | 35.5031 | 4.71
0.63222 | 29.8422 | 5.7
0.73326 | 25.1531 | 6.9
0.42244 | 34.992 | 3.6
0.64858 | 19.2419 | 6.36
0.37144 | 34.5544 | 3.18
0.46382 | 27.0438 | 4.29
0.54176 | 22.8781 | 5.19
0.37625 | 34.0558 | 3.24
0.64954 | 11.0105 | 6.63
0.27329 | 21.6891 | 2.64
0.46189 | 15.6008 | 4.62
0.48884 | 26.2627 | 4.56
0.37914 | 34.7778 | 3.24
0.64954 | 18.6767 | 6.39
0.37914 | 33.8112 | 3.27
0.60527 | 20.0765 | 5.91
0.40704 | 30.198 | 3.66
0.41378 | 30.1414 | 3.72
0.60046 | 20.2657 | 5.85
0.37048 | 33.5663 | 3.21
0.64954 | 18.6767 | 6.39
0.35123 | 31.2062 | 3.12
0.49365 | 12.165 | 5.01
0.34738 | 16.9275 | 3.45
0.3368 | 25.9065 | 3.15
0.62837 | 19.6007 | 6.15
0.44938 | 28.3755 | 4.11
0.71401 | 17.4093 | 7.08
0.39165 | 33.5729 | 3.39
0.50905 | 24.8205 | 4.8
0.51193 | 24.6848 | 4.83
0.38106 | 35.1342 | 3.24
0.63703 | 19.584 | 6.24
0.38395 | 34.2869 | 3.3
0.54465 | 23.438 | 5.19
0.46382 | 26.2459 | 4.32
0.37818 | 34.4184 | 3.24
0.63222 | 19.179 | 6.21
0.37529 | 34.6673 | 3.21
0.62741 | 19.3523 | 6.15
0.37914 | 33.2066 | 3.3
0.42918 | 28.9797 | 3.9
0.57929 | 21.3244 | 5.61
0.34353 | 31.9544 | 3.03
0.61201 | 9.5068 | 6.27
0.26751 | 23.5232 | 2.55
0.48595 | 20.1576 | 4.74
0.47344 | 26.4089 | 4.41
0.36855 | 35.4333 | 3.12
0.64184 | 19.1684 | 6.3
0.3801 | 34.1725 | 3.27
0.63895 | 19.2534 | 6.27
0.37721 | 33.4468 | 3.27
0.47729 | 26.5651 | 4.44
0.54369 | 22.4794 | 5.22
0.37914 | 33.8112 | 3.27
0.66205 | 18.8301 | 6.51
0.37529 | 34.6673 | 3.21
0.61778 | 19.3658 | 6.06
0.33968 | 23.518 | 3.24
0.36374 | 16.1328 | 3.63
0.48114 | 12.1188 | 4.89
0.38972 | 28.272 | 3.57
0.67071 | 18.0452 | 6.63
0.37625 | 34.0558 | 3.24
0.6428 | 18.5977 | 6.33
0.37336 | 33.3212 | 3.24
0.55523 | 22.2991 | 5.34
0.5052 | 23.9293 | 4.8
0.3878 | 31.9149 | 3.42
0.63125 | 18.1038 | 6.24
0.26944 | 21.3458 | 2.61
0.56871 | 10.2269 | 5.82
0.30985 | 26.5651 | 2.88
0.65435 | 18.5149 | 6.45
0.38684 | 32.504 | 3.39
0.46959 | 27.0373 | 4.35
0.56005 | 21.8014 | 5.4
0.36952 | 34.1861 | 3.18
0.68514 | 17.9009 | 6.78
0.39069 | 32.6335 | 3.42
0.6428 | 18.5977 | 6.33
0.37433 | 34.3035 | 3.21
0.45612 | 26.7274 | 4.23
0.51963 | 23.5747 | 4.95
0.36663 | 35.0659 | 3.12
0.60527 | 20.0765 | 5.91
0.35219 | 37.3395 | 2.91
0.38202 | 32.9694 | 3.33
0.55812 | 21.5265 | 5.4
0.37625 | 34.0558 | 3.24
0.54273 | 22.1977 | 5.22
0.40127 | 31.1757 | 3.57
0.33872 | 38.4312 | 2.76
0.58795 | 20.3915 | 5.73
0.33968 | 37.7468 | 2.79
0.47344 | 25.6284 | 4.44
0.46767 | 25.6155 | 4.38
0.41763 | 30.2849 | 3.75
0.59276 | 19.9354 | 5.79
0.36567 | 34.0662 | 3.15
0.54754 | 21.9696 | 5.28
0.45804 | 26.5651 | 4.26
0.36663 | 35.0659 | 3.12
0.63895 | 19.2534 | 6.27
0.37144 | 34.5544 | 3.18
0.63992 | 19.4974 | 6.27
0.37625 | 34.0558 | 3.24
0.41378 | 30.1414 | 3.72
0.5764 | 21.4287 | 5.58
0.36182 | 35.5908 | 3.06
0.63607 | 19.3391 | 6.24
0.38299 | 33.9298 | 3.3
0.41667 | 29.9419 | 3.75
0.7015 | 20.9698 | 6.81
0.79484 | 23.7723 | 7.56
4.055 | 37.6532 | 33.36
3.7346 | 41.4901 | 29.07
4.898 | 38.9235 | 39.6
4.669 | 40.7627 | 36.75
4.6719 | 39.4837 | 37.47
5.6851 | 40.0775 | 45.21
5.8045 | 41.068 | 45.48
5.9796 | 40.9673 | 46.92
5.8641 | 43.0251 | 44.55
6.1211 | 40.7156 | 48.21
5.1222 | 42.6017 | 39.18
7.499 | 43.2218 | 56.79
5.2435 | 43.5724 | 39.48
5.612 | 41.4549 | 43.71
4.438 | 42.5746 | 33.96
5.1107 | 40.3029 | 40.5
6.0633 | 44.3055 | 45.09
5.4109 | 41.5396 | 42.09
5.4985 | 42.1057 | 42.39
3.3064 | 37.05 | 27.42
1.1393 | 23.1223 | 10.89
0.28002 | 42.075 | 2.16
0.52637 | 15.2551 | 5.28
0.16936 | 27.4397 | 1.56
0.48018 | 9.349 | 4.92
0.25308 | 47.7702 | 1.77
0.55042 | 20.2397 | 5.37
0.40416 | 29.4914 | 3.66
0.51771 | 22.2759 | 4.98
0.33199 | 35.0738 | 2.82
0.46863 | 24.3564 | 4.44
0.39165 | 28.6442 | 3.57
0.39935 | 28.0481 | 3.66
0.4388 | 25.7225 | 4.11
0.33199 | 34.3803 | 2.85
0.44554 | 13.4957 | 4.5
0.17995 | 27.8015 | 1.65
0.48884 | 9.1839 | 5.01
0.25597 | 40.8818 | 2.01
0.58122 | 19.4243 | 5.7
0.28002 | 42.075 | 2.16
0.58891 | 18.8791 | 5.79
0.29061 | 41.7755 | 2.25
0.58699 | 19.2369 | 5.76
0.28195 | 43.3397 | 2.13
0.60816 | 14.5637 | 6.12
0.35989 | 20.1795 | 3.51
1.1451 | 14.4568 | 11.52
2.2931 | 31.2483 | 20.37
2.7184 | 26.4834 | 25.29
2.5048 | 29.1059 | 22.74
2.8272 | 26.4342 | 26.31
4.5237 | 34.3391 | 38.82
5.1819 | 34.0088 | 44.64
5.0606 | 35.059 | 43.05
4.9403 | 32.9565 | 43.08
5.2906 | 37.0825 | 43.86
6.1076 | 38.7063 | 49.53
5.8959 | 39.317 | 47.4
6.1547 | 39.0795 | 49.65
6.0922 | 38.999 | 49.2
6.2769 | 38.6516 | 50.94
5.741 | 40.82 | 45.15
6.2356 | 42.1292 | 48.06
5.6207 | 40.8343 | 44.19
5.6986 | 42.5568 | 43.62
5.4282 | 39.7783 | 43.35
4.7479 | 39.9438 | 37.83
3.5268 | 33.482 | 30.57
0.30023 | 15.6422 | 3
0.59469 | 11.4735 | 6.06
0.3724 | 30.7355 | 3.33
0.51963 | 21.1517 | 5.04
0.51578 | 21.6823 | 4.98
0.34738 | 33.8221 | 3
0.63029 | 17.6046 | 6.24
0.36567 | 31.4296 | 3.24
0.6072 | 18.0042 | 6
0.36374 | 31.0417 | 3.24
0.44842 | 24.7494 | 4.23
0.46382 | 13.69 | 4.68
0.25019 | 18.8532 | 2.46
0.54561 | 8.5158 | 5.61
0.34161 | 30.4655 | 3.06
0.79099 | 21.413 | 7.65
0.86605 | 34.2725 | 7.44
1.0037 | 28.3342 | 9.18
0.9132 | 31.0259 | 8.13
0.89781 | 31.5954 | 7.95
0.97094 | 26.8698 | 9
0.62452 | 33.6901 | 5.4
0.89781 | 22.6907 | 8.61
0.66109 | 34.8691 | 5.64
0.95266 | 29.2064 | 8.64
0.93918 | 32.3227 | 8.25
1.3222 | 28.1313 | 12.12
4.1946 | 32.8916 | 36.6
5.1174 | 36.12 | 42.96
6.6801 | 37.9792 | 54.72
6.4463 | 39.9863 | 51.33
5.8401 | 36.3147 | 48.9
7.0872 | 38.6999 | 57.48
7.0285 | 38.329 | 57.3
6.1567 | 39.1004 | 49.65
7.0179 | 37.7137 | 57.69
6.4309 | 38.0171 | 52.65
6.4117 | 37.4994 | 52.86
6.0142 | 36.6664 | 50.13
5.6553 | 37.5133 | 46.62
6.735 | 36.1429 | 56.52
5.6697 | 37.5526 | 46.71
7.1873 | 34.5773 | 61.5
6.1538 | 36.8 | 51.21
5.1184 | 35.4738 | 43.32
5.4619 | 37.3969 | 45.09
4.7729 | 37.6531 | 39.27
3.5037 | 33.5068 | 30.36
0.86316 | 35.3373 | 7.32
1.0989 | 26.0264 | 10.26
0.86316 | 33.9558 | 7.44
0.91898 | 31.6429 | 8.13
0.96709 | 28.3239 | 8.85
0.76597 | 36.2654 | 6.42
0.96613 | 27.7904 | 8.88
0.76116 | 36.8264 | 6.33
0.71978 | 39.629 | 5.76
0.94784 | 28.3598 | 8.67
0.70343 | 39.5045 | 5.64
0.84777 | 32.3364 | 7.44
0.79484 | 34.4978 | 6.81
0.71112 | 39.8949 | 5.67
0.94496 | 29.0716 | 8.58
0.70727 | 39.8655 | 5.64
0.41859 | 29.7449 | 3.78
0.55812 | 20.5907 | 5.43
0.34931 | 32.5075 | 3.06
0.61008 | 17.9203 | 6.03
0.35893 | 33.1785 | 3.12
0.36567 | 31.4296 | 3.24
0.63222 | 17.2759 | 6.27
0.30216 | 28.5231 | 2.76
0.56005 | 8.2971 | 5.76
0.40031 | 18.0434 | 3.96
1.3943 | 26.0345 | 13.02
4.0021 | 36.2583 | 33.54
4.3341 | 39.4049 | 34.8
4.5756 | 35.3948 | 38.76
10.4484 | 19.5814 | 102.3
14.5631 | 17.7741 | 144.12
20.9276 | 16.9052 | 208.08
21.7648 | 17.762 | 215.4
16.0152 | 19.6663 | 156.72
15.791 | 19.8793 | 154.32
20.9748 | 16.7091 | 208.77
20.3753 | 18.3246 | 201
10.6534 | 25.6069 | 99.84
5.6919 | 39.3814 | 45.72
5.1405 | 36.5289 | 42.93
4.9865 | 35.5762 | 42.15
6.8601 | 38.4904 | 55.8
7.6915 | 36.1301 | 64.56
6.3424 | 39.1811 | 51.09
5.0337 | 35.0755 | 42.81
4.4438 | 37.2123 | 36.78
1.5368 | 28.8768 | 13.98
0.82564 | 22.1732 | 7.95
0.50327 | 36.6071 | 4.2
0.53214 | 33.9485 | 4.59
0.71112 | 23.9625 | 6.75
0.50616 | 35.9553 | 4.26
0.54465 | 27.1081 | 5.04
0.49172 | 22.0511 | 4.74
0.33584 | 35.1939 | 2.85
0.56101 | 19.5546 | 5.49
0.32717 | 35.6553 | 2.76
0.31563 | 36.4509 | 2.64
0.58122 | 18.5249 | 5.73
0.3137 | 36.7644 | 2.61
0.35893 | 31.5169 | 3.18
0.56774 | 18.9876 | 5.58
0.4744 | 36.5911 | 3.96
0.89877 | 30.9322 | 8.01
0.77175 | 36.7841 | 6.42
0.70246 | 40.8313 | 5.52
0.92283 | 29.2113 | 8.37
0.69861 | 40.139 | 5.55
0.79965 | 35.2971 | 6.78
0.9055 | 30.2433 | 8.13
0.69573 | 40.9623 | 5.46
0.79773 | 35.1279 | 6.78
0.84199 | 32.5465 | 7.38
1.2182 | 31.732 | 10.77
3.6008 | 37.3109 | 29.76
4.9153 | 38.8017 | 39.81
5.485 | 38.1606 | 44.82
4.949 | 35.1919 | 42.03
4.5997 | 38.1431 | 37.59
4.8547 | 36.9517 | 40.32
4.8441 | 37.3958 | 39.99
4.7123 | 38.6324 | 38.25
4.1311 | 36.045 | 34.71
4.0002 | 37.3165 | 33.06
3.9665 | 34.5343 | 33.96
5.2858 | 35.4868 | 44.73
4.8999 | 36.1812 | 41.1
4.6767 | 35.4267 | 39.6
3.2583 | 34.9712 | 27.75
4.6401 | 34.224 | 39.87
3.1524 | 35.6841 | 26.61
2.0891 | 20.0372 | 20.4
1.8177 | 25.7919 | 17.01
1.5801 | 25.7693 | 14.79
1.2231 | 25.2947 | 11.49
0.50423 | 37.3288 | 4.17
0.76501 | 20.556 | 7.44
0.34931 | 32.5075 | 3.06
0.39453 | 29.3806 | 3.57
0.62741 | 17.6844 | 6.21
0.32044 | 35.8377 | 2.7
0.56293 | 19.4563 | 5.52
0.41089 | 26.7452 | 3.81
0.34161 | 32.2109 | 3
0.60527 | 17.4844 | 6
0.34642 | 32.7639 | 3.03
0.54273 | 14.4798 | 5.46
0.27714 | 16.3558 | 2.76
0.25982 | 17.4299 | 2.58
0.58122 | 15.5546 | 5.82
0.34642 | 32.7639 | 3.03
0.62548 | 17.1805 | 6.21
0.35508 | 33.0434 | 3.09
0.47055 | 23.1063 | 4.5
0.49461 | 21.9256 | 4.77
0.3801 | 28.1237 | 3.48
0.54754 | 7.8739 | 5.64
0.24346 | 18.6495 | 2.4
0.57737 | 11.2537 | 5.88
0.35123 | 32.2547 | 3.09
0.45708 | 23.8157 | 4.35
0.51867 | 21.5644 | 5.01
0.36759 | 30.1916 | 3.3
0.63414 | 16.9492 | 6.3
0.28099 | 23.6631 | 2.67
0.55139 | 8.1301 | 5.67
0.25115 | 17.3933 | 2.49
0.47825 | 19.7468 | 4.68
0.47633 | 22.8337 | 4.56
0.34546 | 32.3609 | 3.03
0.62548 | 17.1805 | 6.21
0.34546 | 32.3609 | 3.03
0.62163 | 17.005 | 6.18
0.39261 | 28.0725 | 3.6
0.45708 | 23.8157 | 4.35
0.4975 | 21.8014 | 4.8
0.34353 | 33.6901 | 2.97
0.59276 | 18.1701 | 5.85
0.33776 | 33.147 | 2.94
0.32717 | 34.9507 | 2.79
0.56774 | 18.9876 | 5.58
0.32333 | 34.8245 | 2.76
0.48018 | 23.0176 | 4.59
0.41282 | 26.5651 | 3.84
0.3137 | 36.0274 | 2.64
0.57737 | 18.9789 | 5.67
0.31274 | 37.5041 | 2.58
0.31082 | 37.0825 | 2.58
0.56197 | 19.179 | 5.52
0.30985 | 36.6561 | 2.58
0.41186 | 27.1039 | 3.81
0.50135 | 21.2505 | 4.86
0.30697 | 36.9776 | 2.55
0.54465 | 19.4905 | 5.34
0.33776 | 33.147 | 2.94
0.32525 | 35.242 | 2.76
0.56582 | 18.4349 | 5.58
0.29831 | 34.7652 | 2.55
0.35893 | 13.0292 | 3.63
0.35701 | 12.1271 | 3.63
0.26848 | 31.8094 | 2.37
0.6072 | 18.0042 | 6
0.34161 | 33.2875 | 2.97
0.42244 | 25.5139 | 3.96
0.49846 | 22.1094 | 4.8
0.34257 | 32.6192 | 3
0.61682 | 17.418 | 6.12
0.37048 | 30.9638 | 3.3
0.46574 | 23.3852 | 4.44
0.53888 | 20.3764 | 5.25
0.27617 | 26.0296 | 2.58
0.51963 | 8.6252 | 5.34
0.25115 | 21.5571 | 2.43
0.45708 | 23.8157 | 4.35
0.48499 | 21.6746 | 4.68
0.34065 | 32.8812 | 2.97
0.59661 | 17.4699 | 5.91
0.33006 | 32.8557 | 2.88
0.37625 | 29.9084 | 3.39
0.55331 | 19.1913 | 5.43
0.3291 | 33.5507 | 2.85
0.53022 | 20.4099 | 5.16
0.36952 | 29.9667 | 3.33
0.31082 | 35.1664 | 2.64
0.58314 | 18.166 | 5.76
0.306 | 35.789 | 2.58
0.30985 | 35.9097 | 2.61
0.61008 | 17.0629 | 6.06
0.30793 | 36.2249 | 2.58
0.35604 | 30.7247 | 3.18
0.52925 | 20.1167 | 5.16
0.30985 | 35.9097 | 2.61
0.46286 | 23.5271 | 4.41
0.41667 | 26.7424 | 3.87
0.31082 | 37.0825 | 2.58
0.56005 | 19.2761 | 5.49
0.31178 | 36.3394 | 2.61
0.30697 | 36.9776 | 2.55
0.57352 | 18.7999 | 5.64
0.30985 | 35.9097 | 2.61
0.31467 | 35.2933 | 2.67
0.5764 | 18.7074 | 5.67
0.30793 | 36.2249 | 2.58
0.46959 | 22.7824 | 4.5
0.34546 | 32.3609 | 3.03
0.2781 | 41.6335 | 2.16
1.0749 | 25.1192 | 10.11
0.78426 | 36.6168 | 6.54
0.79965 | 35.2971 | 6.78
1.0268 | 26.9254 | 9.51
0.7756 | 36.5289 | 6.48
0.91416 | 29.3183 | 8.28
0.73614 | 37.9932 | 6.03
0.72748 | 38.5532 | 5.91
0.9873 | 26.9395 | 9.15
0.71209 | 39.2404 | 5.73
0.94207 | 31.596 | 8.34
1.606 | 29.5149 | 14.52
4.7873 | 37.478 | 39.48
6.5454 | 37.3652 | 54.06
6.4713 | 39.8056 | 51.66
6.6436 | 40.577 | 52.44
6.4886 | 39.1136 | 52.32
6.302 | 39.5166 | 50.52
5.7419 | 36.7835 | 47.79
5.6014 | 39.8358 | 44.7
6.4203 | 38.1891 | 52.44
6.148 | 39.8951 | 49.02
6.4174 | 37.7823 | 52.71
5.7227 | 39.8426 | 45.66
6.4309 | 40.6125 | 50.73
5.9334 | 41.4692 | 46.2
4.9144 | 38.4653 | 39.99
5.8285 | 40.118 | 46.32
2.7964 | 37.8283 | 22.95
2.0602 | 26.6369 | 19.14
1.5541 | 28.2791 | 14.22
1.6291 | 23.6119 | 15.51
1.2 | 25.2085 | 11.28
0.24442 | 52.1843 | 1.56
0.4898 | 23.2429 | 4.68
0.28002 | 43.7455 | 2.1
0.4157 | 27.2768 | 3.84
0.3214 | 36.9728 | 2.67
0.24827 | 51.1322 | 1.62
0.55042 | 20.908 | 5.34
0.24634 | 51.6544 | 1.59
0.50231 | 22.2906 | 4.83
0.26751 | 45.4374 | 1.95
0.23961 | 40.6013 | 1.89
0.36952 | 12.6258 | 3.75
0.15781 | 30.7841 | 1.41
0.4898 | 21.4253 | 4.74
0.29542 | 40.2364 | 2.34
0.73903 | 40.4072 | 5.85
0.97383 | 28.6918 | 8.88
0.73133 | 40.3559 | 5.79
0.94015 | 30.0285 | 8.46
0.76982 | 37.3853 | 6.36
0.6428 | 44.8181 | 4.74
0.88626 | 30.3236 | 7.95
0.65339 | 43.2101 | 4.95
0.83237 | 32.5322 | 7.29
0.69188 | 40.6013 | 5.46
0.79869 | 37.657 | 6.57
1.6801 | 27.0935 | 15.54
5.6428 | 38.2478 | 46.05
6.0229 | 38.7542 | 48.81
5.8035 | 39.1049 | 46.8
5.7525 | 39.7467 | 45.96
6.2538 | 39.0233 | 50.49
6.7052 | 39.7424 | 53.58
7.142 | 36.2538 | 59.85
6.1624 | 37.6537 | 50.7
7.4269 | 38.0059 | 60.81
6.9236 | 40.2307 | 54.93
7.0198 | 39.878 | 55.98
7.5924 | 40.1263 | 60.33
5.5013 | 36.7015 | 45.84
5.3147 | 36.9633 | 44.13
4.9432 | 38.1215 | 40.41
6.4569 | 35.5377 | 54.6
5.6582 | 34.2495 | 48.6
4.004 | 27.0639 | 37.05
2.3326 | 24.0273 | 22.14
2.4519 | 24.3323 | 23.22
1.836 | 24.6304 | 17.34
0.59661 | 34.1515 | 5.13
0.80639 | 24.5458 | 7.62
0.5639 | 37.515 | 4.65
0.58314 | 35.7355 | 4.92
0.77752 | 25.5182 | 7.29
0.55908 | 36.8107 | 4.65
0.84296 | 22.9668 | 8.07
0.52348 | 35.7949 | 4.41
0.36278 | 34.9547 | 3.09
0.60335 | 19.5616 | 5.91
0.35989 | 35.8584 | 3.03
0.55427 | 22.0231 | 5.34
0.44554 | 28.2253 | 4.08
0.38587 | 33.0957 | 3.36
0.64376 | 18.8413 | 6.33
0.76212 | 32.7874 | 6.66
0.93726 | 24.1955 | 8.88
0.83045 | 30.0414 | 7.47
0.85065 | 35.4699 | 7.2
1.0662 | 27.0506 | 9.87
0.76405 | 38.8627 | 6.18
0.98056 | 29.0546 | 8.91
0.80928 | 36.5836 | 6.75
0.75731 | 38.9667 | 6.12
0.99307 | 28.2782 | 9.09
0.87279 | 36.5289 | 7.29
1.6214 | 26.4282 | 15.09
6.3 | 39.4963 | 50.52
5.3156 | 39.7777 | 42.45
6.3587 | 36.3028 | 53.25
7.2556 | 40.0449 | 57.72
6.377 | 37.3108 | 52.71
6.1047 | 37.7966 | 50.13
7.0448 | 36.3674 | 58.95
7.3037 | 38.7907 | 59.16
8.1264 | 38.8283 | 65.79
7.6078 | 39.3491 | 61.14
7.6357 | 37.3031 | 63.12
7.5664 | 39.5509 | 60.63
6.7273 | 39.8119 | 53.7
6.3299 | 36.9169 | 52.59
4.9817 | 37.9856 | 40.8
5.4879 | 35.5797 | 46.38
5.3108 | 34.9512 | 45.24
3.5027 | 30.899 | 31.23
3.2304 | 34.883 | 27.54
3.5114 | 33.2589 | 30.51
1.9303 | 26.7567 | 17.91
0.4821 | 38.9275 | 3.9
0.6505 | 22.6981 | 6.24
0.35123 | 33.9511 | 3.03
0.62452 | 20.2772 | 6.09
0.33968 | 42.2409 | 2.61
0.32236 | 38.8201 | 2.61
0.49172 | 23.5523 | 4.68
0.26944 | 47.6026 | 1.89
0.57352 | 20.6235 | 5.58
0.29253 | 42.9975 | 2.22
0.39357 | 30.8917 | 3.51
0.42533 | 27.958 | 3.9
0.31659 | 38.3333 | 2.58
0.54273 | 21.5186 | 5.25
0.29831 | 42.6467 | 2.28
0.88818 | 32.6569 | 7.77
0.86028 | 34.3302 | 7.38
0.75828 | 39.7497 | 6.06
0.99307 | 29.2488 | 9
0.65242 | 38.8972 | 5.28
0.65146 | 32.14 | 5.73
0.73614 | 32.5057 | 6.45
0.68033 | 43.108 | 5.16
0.91032 | 30.7144 | 8.13
0.6659 | 43.9456 | 4.98
0.87471 | 34.3721 | 7.5
1.5214 | 28.0725 | 13.95
7.2325 | 32.5799 | 63.33
9.0531 | 32.3269 | 79.5
8.7115 | 33.7849 | 75.24
8.597 | 32.2012 | 75.6
7.2681 | 31.2721 | 64.56
8.4478 | 31.7294 | 74.67
7.8445 | 31.0867 | 69.81
8.0947 | 32.7266 | 70.77
8.2727 | 32.1537 | 72.78
8.9944 | 34.0369 | 77.46
7.5164 | 31.7488 | 66.42
6.6686 | 29.3726 | 60.39
8.3054 | 26.7966 | 77.04
8.3891 | 27.0588 | 77.64
12.9494 | 18.334 | 127.74
9.7392 | 23.0693 | 93.12
5.6332 | 38.6965 | 45.69
4.8181 | 36.9386 | 40.02
4.4361 | 40.3546 | 35.13
3.8145 | 34.6403 | 32.61
2.1055 | 27.3378 | 19.44
0.35316 | 42.6829 | 2.7
0.28868 | 39.7323 | 2.31
0.52733 | 20.5193 | 5.13
0.25789 | 47.7263 | 1.8
0.28868 | 39.7323 | 2.31
0.52348 | 20.3341 | 5.1
0.30889 | 37.4054 | 2.55
0.31851 | 36.142 | 2.67
0.52829 | 20.8126 | 5.13
0.28868 | 39.7323 | 2.31
0.28291 | 40.0303 | 2.25
0.53118 | 20.7019 | 5.16
0.28868 | 40.5392 | 2.28
0.32236 | 35.5377 | 2.73
0.49846 | 22.8498 | 4.77
0.73807 | 39.2894 | 5.94
0.90454 | 31.5596 | 8.01
0.81601 | 35.2079 | 6.93
0.73711 | 38.8 | 5.97
0.95747 | 28.6518 | 8.73
0.67167 | 43.085 | 5.1
0.67648 | 42.7509 | 5.16
0.91224 | 30.2173 | 8.19
0.68899 | 42.1122 | 5.31
0.74962 | 37.1786 | 6.21
0.9286 | 32.5532 | 8.13
1.2731 | 34.3747 | 10.92
5.561 | 37.8515 | 45.63
5.9507 | 40.5139 | 47.01
6.5656 | 41.7026 | 50.94
6.8072 | 38.785 | 55.14
4.3832 | 39.1726 | 35.31
6.3886 | 37.3981 | 52.74
5.688 | 38.4055 | 46.32
5.4571 | 38.9012 | 44.13
5.7871 | 38.6821 | 46.95
7.0323 | 38.5166 | 57.18
6.557 | 37.9546 | 53.73
5.5764 | 39.8549 | 44.49
5.5928 | 38.8399 | 45.27
5.7265 | 39.8463 | 45.69
4.7806 | 40.9353 | 37.53
5.7323 | 36.9968 | 47.58
2.6001 | 34.4135 | 22.29
1.6022 | 25.5033 | 15.03
1.4145 | 28.3958 | 12.93
1.3443 | 30.0349 | 12.09
1.1817 | 22.5553 | 11.34
0.4311 | 44.1854 | 3.21
0.5485 | 32.1012 | 4.83
0.51771 | 34.3109 | 4.44
0.45901 | 40.4057 | 3.63
0.69284 | 24.108 | 6.57
0.24923 | 47.8156 | 1.74
0.24538 | 47.8624 | 1.71
0.48306 | 22.1194 | 4.65
0.23768 | 50.9061 | 1.56
0.42052 | 26.9166 | 3.9
0.29831 | 38.3131 | 2.43
0.2348 | 52.0013 | 1.5
0.47921 | 22.6996 | 4.59
0.16166 | 31.139 | 1.44
0.21844 | 20.1126 | 2.13
0.33872 | 25.2532 | 3.18
0.26751 | 43.6881 | 2.01
0.50712 | 21.0141 | 4.92
0.26944 | 44.1319 | 2.01
0.29349 | 39.8056 | 2.34
0.48595 | 21.9911 | 4.68
0.26559 | 43.2376 | 2.01
0.52348 | 20.3341 | 5.1
0.25597 | 36.7406 | 2.13
0.18091 | 26.5651 | 1.68
0.42533 | 10.1657 | 4.35
0.24538 | 42.1376 | 1.89
0.42629 | 25.697 | 3.99
0.33968 | 31.7989 | 3
0.26751 | 42.8142 | 2.04
0.51963 | 21.1517 | 5.04
0.27329 | 44.1449 | 2.04
0.34738 | 32.1063 | 3.06
0.41955 | 26.5651 | 3.9
0.26366 | 44.5559 | 1.95
0.50423 | 21.1317 | 4.89
0.26559 | 45 | 1.95
0.25885 | 44.5489 | 1.92
0.49942 | 21.3706 | 4.83
0.24923 | 48.7517 | 1.71
0.27136 | 42.847 | 2.07
0.49172 | 22.0511 | 4.74
0.25404 | 48.6914 | 1.74
0.41955 | 26.5651 | 3.9
0.28387 | 41.2954 | 2.22
0.25212 | 49.1849 | 1.71
0.47152 | 23.4287 | 4.5
0.23961 | 49.3987 | 1.62
0.19246 | 42.5634 | 1.47
0.3801 | 11.3953 | 3.87
0.17417 | 40.2921 | 1.38
0.3955 | 27.8755 | 3.63
0.30793 | 36.2249 | 2.58
0.23768 | 50.9061 | 1.56
0.48114 | 22.567 | 4.62
0.255 | 46.3748 | 1.83
0.27617 | 41.1859 | 2.16
0.42436 | 25.3462 | 3.99
0.26174 | 44.1048 | 1.95
0.48499 | 21.6746 | 4.68
0.25308 | 45.924 | 1.83
0.30119 | 37.1998 | 2.49
0.51867 | 20.8545 | 5.04
0.19438 | 36.5289 | 1.62
0.36663 | 12.284 | 3.72
0.2348 | 27.8241 | 2.16
0.27617 | 42.8789 | 2.1
0.51771 | 20.556 | 5.04
0.26751 | 44.5626 | 1.98
0.46093 | 23.9989 | 4.38
0.32044 | 35.8377 | 2.7
0.27136 | 42.847 | 2.07
0.54369 | 19.8791 | 5.31
0.20978 | 37.1847 | 1.74
0.38876 | 11.5601 | 3.96
0.21555 | 20.3764 | 2.1
0.27136 | 42.847 | 2.07
0.53406 | 19.9037 | 5.22
0.26559 | 44.1186 | 1.98
0.57352 | 18.7999 | 5.64
0.27617 | 42.0318 | 2.13
0.29542 | 38.6598 | 2.4
0.43399 | 15.4222 | 4.35
0.15878 | 29.3578 | 1.44
0.47152 | 14.8863 | 4.74
0.27329 | 43.2902 | 2.07
0.29734 | 39.0939 | 2.4
0.49461 | 21.9256 | 4.77
0.27136 | 43.7078 | 2.04
0.49846 | 22.1094 | 4.8
0.28483 | 40.4752 | 2.25
0.26751 | 44.5626 | 1.98
0.51482 | 21.3836 | 4.98
0.26366 | 44.5559 | 1.95
0.4234 | 26.7397 | 3.93
0.35604 | 32.3998 | 3.12
0.22902 | 46.023 | 1.65
0.48018 | 9.349 | 4.92
0.15781 | 30.7841 | 1.41
0.36567 | 28.791 | 3.33
0.3801 | 28.1237 | 3.48
0.24249 | 50.8067 | 1.59
0.50423 | 21.1317 | 4.89
0.23576 | 50.4638 | 1.56
0.34065 | 32.8812 | 2.97
0.42725 | 25.1805 | 4.02
0.26559 | 42.3575 | 2.04
0.44554 | 10.0725 | 4.56
0.15974 | 27.951 | 1.47
0.40223 | 18.8247 | 3.96
0.35412 | 32.0054 | 3.12
0.2704 | 41.5318 | 2.1
0.53118 | 20.0097 | 5.19
0.26751 | 43.6881 | 2.01
0.49269 | 14.6067 | 4.95
0.19246 | 23.8753 | 1.83
0.33006 | 13.6713 | 3.33
0.40031 | 22.4926 | 3.84
0.26944 | 43.2643 | 2.04
0.5408 | 19.9831 | 5.28
0.27617 | 42.8789 | 2.1
0.51001 | 17.1027 | 5.07
0.16647 | 27.8973 | 1.53
0.32429 | 13.9125 | 3.27
0.33487 | 22.8097 | 3.21
0.29349 | 39.8056 | 2.34
0.51386 | 21.0838 | 4.98
0.2781 | 42.4739 | 2.13
0.54273 | 19.5923 | 5.31
0.17513 | 30.8014 | 1.56
0.35219 | 12.7835 | 3.57
0.28291 | 23.4287 | 2.7
0.27425 | 42.4362 | 2.1
0.5995 | 17.6501 | 5.94
0.2781 | 41.6335 | 2.16
0.52059 | 20.4445 | 5.07
0.28291 | 40.8554 | 2.22
0.30504 | 37.3039 | 2.52
0.52059 | 20.4445 | 5.07
0.26751 | 43.6881 | 2.01
0.45516 | 13.9481 | 4.59
0.15108 | 30.9638 | 1.35
0.2348 | 34.4722 | 2.01
0.49172 | 22.801 | 4.71
0.25115 | 47.3278 | 1.77
0.45131 | 23.7763 | 4.29
0.28195 | 42.5104 | 2.16
0.24153 | 49.844 | 1.62
0.50808 | 21.3179 | 4.92
0.27136 | 43.7078 | 2.04
0.44554 | 24.0755 | 4.23
0.36278 | 30.6507 | 3.24
0.27329 | 43.2902 | 2.07
0.52252 | 21.0375 | 5.07
0.23672 | 42.0391 | 1.83
0.41186 | 10.9159 | 4.2
0.17513 | 27.4076 | 1.62
0.255 | 42.7094 | 1.95
0.52829 | 20.8126 | 5.13
0.76501 | 38.2544 | 6.24
0.98056 | 28.6778 | 8.94
0.75346 | 38.6255 | 6.12
0.7602 | 38.5239 | 6.18
0.93052 | 29.7449 | 8.4
0.58507 | 41.798 | 4.53
0.79965 | 25.9171 | 7.47
0.5639 | 39.3926 | 4.53
0.68995 | 41.0957 | 5.4
0.8545 | 32.0259 | 7.53
0.75635 | 40.1978 | 6
1.5926 | 24.9855 | 15
3.8116 | 35.4116 | 32.28
5.0385 | 37.6447 | 41.46
7.5221 | 40.5488 | 59.4
7.143 | 39.6544 | 57.15
7.7059 | 38.3983 | 62.76
7.6299 | 40.0887 | 60.66
7.1382 | 36.7957 | 59.4
6.2789 | 39.7213 | 50.19
7.7098 | 38.2645 | 62.91
7.577 | 39.7441 | 60.54
7.6097 | 37.3698 | 62.85
6.2712 | 38.1202 | 51.27
6.8158 | 37.064 | 56.52
7.0169 | 39.5249 | 56.25
5.7102 | 39.2344 | 45.96
5.4542 | 36.7365 | 45.42
4.1349 | 36.1979 | 34.68
3.9858 | 32.9995 | 34.74
4.9692 | 35.352 | 42.12
3.5691 | 30.4232 | 31.98
1.8226 | 30.3413 | 16.35
0.5485 | 23.5948 | 5.22
0.35604 | 35.1061 | 3.03
0.27425 | 42.4362 | 2.1
0.43591 | 13.0231 | 4.41
0.16166 | 39.9364 | 1.29
0.44072 | 26.9011 | 4.08
0.38587 | 33.0957 | 3.36
0.24731 | 49.2538 | 1.68
0.54561 | 23.7162 | 5.19
0.24442 | 50.2812 | 1.62
0.29638 | 37.875 | 2.43
0.42052 | 26.0378 | 3.93
0.25885 | 46.3532 | 1.86
0.47633 | 22.8337 | 4.56
0.26751 | 42.8142 | 2.04
0.73614 | 39.4317 | 5.91
0.91032 | 27.7839 | 8.37
0.65339 | 33.8305 | 5.64
0.85258 | 26.131 | 7.95
0.74769 | 38.7289 | 6.06
0.64954 | 44.6397 | 4.8
0.89107 | 31.2184 | 7.92
0.67167 | 43.7811 | 5.04
0.82275 | 33.6901 | 7.11
0.71882 | 40.2769 | 5.7
0.7092 | 36.73 | 5.91
1.6946 | 23.5958 | 16.14
4.6055 | 37.1788 | 38.13
5.5273 | 36.9537 | 45.9
6.0162 | 40.485 | 47.55
6.2548 | 40.7705 | 49.23
6.4973 | 39.61 | 52.02
6.454 | 39.4282 | 51.81
7.0227 | 37.6189 | 57.81
6.6128 | 39.9881 | 52.65
6.5329 | 38.217 | 53.34
6.2577 | 37.7475 | 51.42
6.2298 | 34.235 | 53.52
5.7929 | 36.2646 | 48.54
5.2694 | 34.6217 | 45.06
4.8393 | 35.188 | 41.1
4.6853 | 34.9631 | 39.9
4.8364 | 35.0845 | 41.13
3.6278 | 34.4616 | 31.08
4.3293 | 33.8808 | 37.35
3.8299 | 34.9 | 32.64
4.2023 | 35.0984 | 35.73
1.9207 | 36.3187 | 16.08
0.4542 | 41.9059 | 3.51
0.65435 | 26.452 | 6.09
0.4311 | 45.2715 | 3.15
0.58122 | 30.7685 | 5.19
0.51001 | 34.8592 | 4.35
0.42629 | 44.1776 | 3.18
0.66397 | 26.3421 | 6.18
0.42244 | 44.7232 | 3.12
0.50808 | 36.2188 | 4.26
0.56774 | 31.2637 | 5.04
0.16359 | 42.1376 | 1.26
0.3955 | 11.8024 | 4.02
0.2271 | 48.6085 | 1.56
0.29349 | 39.0119 | 2.37
0.46093 | 23.9989 | 4.38
0.69765 | 41.476 | 5.43
0.86028 | 31.5571 | 7.62
0.62741 | 47.0521 | 4.44
0.60912 | 47.6898 | 4.26
0.85739 | 31.9236 | 7.56
0.64761 | 45.9036 | 4.68
0.84584 | 33.5816 | 7.32
0.62933 | 35.66 | 5.31
0.53503 | 39.5286 | 4.29
0.82082 | 27.646 | 7.56
0.81986 | 36.2647 | 6.87
2.1796 | 33.4375 | 18.9
5.7689 | 35.941 | 48.54
7.5808 | 36.7172 | 63.15
7.6655 | 34.6297 | 65.55
5.6303 | 35.4421 | 47.67
4.5891 | 32.1506 | 40.38
5.4032 | 36.6373 | 45.06
4.6988 | 33.1921 | 40.86
5.0443 | 37.3487 | 41.67
4.8576 | 36.7133 | 40.47
6.3915 | 32.6637 | 55.92
8.2785 | 29.0857 | 75.18
11.8909 | 21.0575 | 115.32
18.1303 | 17.2463 | 179.94
15.28 | 19.7427 | 149.46
18.162 | 16.1218 | 181.32
9.6555 | 27.607 | 88.92
4.8999 | 37.7477 | 40.26
3.623 | 36.4134 | 30.3
3.7837 | 34.2114 | 32.52
3.5643 | 37.6959 | 29.31
1.9178 | 29.8839 | 17.28
0.88337 | 41.2916 | 6.9
0.93533 | 43.4991 | 7.05
0.62163 | 24.4219 | 5.88
0.25597 | 39.9709 | 2.04
0.41474 | 26.0296 | 3.87
0.54273 | 31.0683 | 4.83
0.3801 | 46.8476 | 2.7
0.63029 | 25.5085 | 5.91
0.3878 | 45 | 2.85
0.40319 | 41.8041 | 3.12
0.61586 | 26.4449 | 5.73
0.40416 | 42.6863 | 3.09
0.63318 | 25.3959 | 5.94
0.34546 | 29.5666 | 3.12
0.29349 | 34.1597 | 2.52
0.63414 | 23.8831 | 6.03
0.41089 | 42.4362 | 3.15
0.59758 | 26.6888 | 5.55
0.44938 | 36.6492 | 3.75
0.41089 | 42.4362 | 3.15
0.64858 | 24.7395 | 6.12
0.29831 | 33.536 | 2.58
0.52925 | 17.4472 | 5.25
0.39838 | 36.4547 | 3.33
0.40608 | 39.8056 | 3.24
0.81601 | 21.5757 | 7.89
1.2192 | 28.5672 | 11.13
6.2125 | 34.8568 | 52.98
5.9392 | 35.1038 | 50.49
6.7542 | 34.1995 | 58.05
6.8707 | 36.061 | 57.72
5.8584 | 35.413 | 49.62
7.2816 | 36.7154 | 60.66
5.892 | 33.9548 | 50.79
6.6994 | 37.3834 | 55.32
7.0574 | 35.7965 | 59.49
6.9207 | 38.1559 | 56.55
6.8437 | 36.8892 | 56.88
7.0102 | 37.9081 | 57.48
7.0352 | 37.4812 | 58.02
7.3162 | 37.4487 | 60.36
5.7871 | 36.807 | 48.15
6.2856 | 36.0699 | 52.8
3.061 | 34.1996 | 26.31
2.1565 | 27.0797 | 19.95
1.7321 | 33.7166 | 14.97
1.912 | 27.4161 | 17.64
1.3376 | 31.0486 | 11.91
0.58988 | 40.6317 | 4.65
0.80735 | 27.9399 | 7.41
0.56005 | 42.9098 | 4.26
0.74673 | 30.4318 | 6.69
0.53791 | 39.3327 | 4.32
0.38972 | 44.1001 | 2.91
0.56005 | 21.1435 | 5.43
0.28676 | 34.3302 | 2.46
0.49942 | 24.9369 | 4.71
0.43206 | 37.4054 | 3.57
0.40319 | 41.2245 | 3.15
0.65242 | 24.8637 | 6.15
0.40031 | 42.0793 | 3.09
0.59373 | 27.1878 | 5.49
0.36567 | 27.7796 | 3.36
0.31563 | 30.7841 | 2.82
0.68129 | 21.1247 | 6.6
0.5254 | 31.0717 | 4.68
0.70054 | 22.5472 | 6.72
0.46189 | 35.08 | 3.93
0.41089 | 41.8675 | 3.18
0.56967 | 17.7004 | 5.64
0.29734 | 32.3004 | 2.61
0.60046 | 22.0059 | 5.79
0.43206 | 39.8545 | 3.45
0.43591 | 38.5412 | 3.54
0.62644 | 25.3839 | 5.88
0.35604 | 37.4271 | 2.94
0.56582 | 16.5873 | 5.64
0.30889 | 32.7995 | 2.7
0.48884 | 32.9387 | 4.26
0.57256 | 27.9875 | 5.25
0.40512 | 40.9555 | 3.18
0.69573 | 22.199 | 6.69
0.36855 | 28.5746 | 3.36
0.42052 | 22.1663 | 4.05
0.54465 | 25.0719 | 5.13
0.4542 | 36.2147 | 3.81
0.6938 | 22.5098 | 6.66
0.48018 | 33.9765 | 4.14
0.49269 | 33.0379 | 4.29
0.72941 | 21.5909 | 7.05
0.47921 | 33.6901 | 4.14
0.62644 | 25.3839 | 5.88
0.54561 | 29.8201 | 4.92
0.45901 | 35.789 | 3.87
0.71209 | 21.8876 | 6.87
0.44457 | 37.614 | 3.66
0.44842 | 36.3531 | 3.75
0.70246 | 22.4569 | 6.75
0.45612 | 36.5073 | 3.81
0.51771 | 30.8542 | 4.62
0.61875 | 25.13 | 5.82
0.43206 | 34.6467 | 3.69
0.59854 | 15.3763 | 6
0.46093 | 24.8002 | 4.35
0.4465 | 36.0546 | 3.75
0.72171 | 20.6097 | 7.02
0.44361 | 36.2739 | 3.72
0.53599 | 29.3242 | 4.86
0.65242 | 23.7309 | 6.21
0.44938 | 35.3237 | 3.81
0.71786 | 21.7158 | 6.93
0.49076 | 32.7555 | 4.29
0.47825 | 34.1699 | 4.11
0.74673 | 20.6079 | 7.26
0.41089 | 28.5462 | 3.75
0.56101 | 16.7557 | 5.58
0.52252 | 25.8577 | 4.89
0.48499 | 33.5955 | 4.2
0.7448 | 20.894 | 7.23
0.48403 | 33.3106 | 4.2
0.58891 | 27.4445 | 5.43
0.63992 | 24.2513 | 6.06
0.52252 | 30.5297 | 4.68
0.66109 | 15.1893 | 6.63
0.38202 | 25.0169 | 3.6
0.52637 | 27.4076 | 4.86
0.70246 | 22.4569 | 6.75
0.48884 | 33.6901 | 4.23
0.74769 | 20.8151 | 7.26
0.48403 | 33.3106 | 4.2
0.41186 | 40.1656 | 3.27
0.60816 | 20.8424 | 5.91
0.28291 | 34.177 | 2.43
0.50038 | 24.1976 | 4.74
0.47921 | 33.2118 | 4.17
0.38202 | 43.4684 | 2.88
0.63318 | 24.8116 | 5.97
0.38202 | 42.8562 | 2.91
0.50038 | 31.3041 | 4.44
0.50712 | 31.9708 | 4.47
0.36952 | 44.6835 | 2.73
0.65146 | 23.4986 | 6.21
0.38587 | 43.4846 | 2.91
0.45901 | 34.49 | 3.93
0.50231 | 31.1331 | 4.47
0.37529 | 45 | 2.76
0.61586 | 25.244 | 5.79
0.38202 | 42.8562 | 2.91
0.42629 | 37.5686 | 3.51
0.45804 | 20.2605 | 4.47
0.28483 | 39.6569 | 2.28
0.61875 | 25.13 | 5.82
0.37144 | 45 | 2.73
0.39069 | 42.3022 | 3
0.59276 | 26.3154 | 5.52
0.38395 | 43.172 | 2.91
0.60816 | 25.592 | 5.7
0.37529 | 44.3772 | 2.79
0.39069 | 42.3022 | 3
1.1047 | 29.2436 | 10.02
0.78041 | 42.6016 | 5.97
0.91128 | 35.2002 | 7.74
0.86124 | 37.3694 | 7.11
0.76309 | 36.6965 | 6.36
0.93822 | 26.8803 | 8.7
0.89877 | 34.6602 | 7.68
0.9796 | 33.8305 | 8.46
1.0845 | 29.499 | 9.81
0.85258 | 38.2661 | 6.96
1.1721 | 28.7118 | 10.68
1.5098 | 31.0765 | 13.44
5.6938 | 38.7641 | 46.14
7.3874 | 39.1634 | 59.52
7.8993 | 38.2478 | 64.47
7.3364 | 37.2442 | 60.69
6.504 | 36.7173 | 54.18
5.9738 | 37.8944 | 48.99
6.9736 | 36.2959 | 58.41
5.3791 | 36.9068 | 44.7
6.2673 | 37.25 | 51.84
5.7015 | 38.2974 | 46.5
7.1507 | 35.9168 | 60.18
7.0179 | 38.6709 | 56.94
6.4184 | 36.772 | 53.43
5.2896 | 35.9193 | 44.52
5.0558 | 38.7416 | 40.98
5.8208 | 36.5914 | 48.57
5.5774 | 37.6825 | 45.87
3.036 | 28.0757 | 27.84
2.2055 | 21.4951 | 21.33
2.2344 | 22.4889 | 21.45
2.4009 | 24.6549 | 22.68
0.40416 | 33.3497 | 3.51
0.58122 | 18.5249 | 5.73
0.40319 | 27.2996 | 3.72
0.33968 | 31.7989 | 3
0.60431 | 18.0888 | 5.97
0.34161 | 33.2875 | 2.97
0.48403 | 22.4359 | 4.65
0.49461 | 21.9256 | 4.77
0.3368 | 32.7352 | 2.94
0.59276 | 17.2874 | 5.88
0.34161 | 32.2109 | 3
0.36278 | 29.0104 | 3.3
0.55716 | 18.4349 | 5.49
0.3445 | 33.0239 | 3
0.46959 | 10.6197 | 4.8
0.74962 | 29.526 | 6.78
0.81505 | 35.7737 | 6.87
1.0701 | 26.4268 | 9.96
0.85354 | 33.6901 | 7.38
0.85065 | 32.6651 | 7.44
0.8699 | 31.1593 | 7.74
0.74577 | 37.4468 | 6.15
0.96228 | 28.1028 | 8.82
0.72844 | 39.0498 | 5.88
0.73807 | 38.4847 | 6
1.1105 | 26.2319 | 10.35
1.4001 | 32.2809 | 12.3
5.7544 | 37.8473 | 47.22
7.6607 | 38.943 | 61.92
7.0025 | 42.1593 | 53.94
6.2904 | 38.0849 | 51.45
5.3936 | 39.4836 | 43.26
5.5148 | 37.7698 | 45.3
5.5004 | 36.6354 | 45.87
5.2415 | 38.0881 | 42.87
5.51 | 35.1887 | 46.8
5.1463 | 36.1243 | 43.2
7.5712 | 38.7315 | 61.38
7.2594 | 37.1296 | 60.15
5.663 | 38.8332 | 45.84
5.5148 | 36.9359 | 45.81
4.7816 | 39.119 | 38.55
5.1347 | 38.4485 | 41.79
3.2814 | 35.0044 | 27.93
2.066 | 32.1581 | 18.18
2.3095 | 29.2563 | 20.94
2.0833 | 32.8974 | 18.18
1.2365 | 28.5998 | 11.28
0.53022 | 20.4099 | 5.16
0.26174 | 46.7899 | 1.86
0.26944 | 42.3974 | 2.07
0.46671 | 22.9196 | 4.47
0.25885 | 46.3532 | 1.86
0.39742 | 27.6811 | 3.66
0.32236 | 36.2538 | 2.7
0.24731 | 48.3109 | 1.71
0.48018 | 22.249 | 4.62
0.24923 | 48.7517 | 1.71
0.15396 | 34.2869 | 1.32
0.3878 | 12.4825 | 3.93
0.26174 | 46.7899 | 1.86
0.4744 | 24.0687 | 4.5
0.29542 | 39.447 | 2.37
0.30119 | 39.1737 | 2.43
0.50423 | 22.8973 | 4.83
0.26559 | 44.1186 | 1.98
0.32814 | 34.249 | 2.82
0.37818 | 21.4768 | 3.66
0.15108 | 30.9638 | 1.35
0.4465 | 16.9121 | 4.44
0.2781 | 42.4739 | 2.13
0.2781 | 43.3153 | 2.1
0.50808 | 21.3179 | 4.92
0.55812 | 35.7443 | 4.71
1.7023 | 29.1301 | 15.45
3.8722 | 36.7247 | 32.25
3.5325 | 34.9498 | 30.09
2.7771 | 29.6562 | 25.08
2.6184 | 32.6214 | 22.92
3.443 | 33.7167 | 29.76
5.4311 | 32.9383 | 47.37
5.1588 | 33.5656 | 44.67
6.2635 | 32.6353 | 54.81
5.6563 | 33.4468 | 49.05
5.8343 | 32.369 | 51.21
5.6467 | 34.86 | 48.15
5.7958 | 33.1914 | 50.4
6.7966 | 35.6141 | 57.42
6.5483 | 34.6009 | 56.01
5.4619 | 34.7737 | 46.62
5.5754 | 34.3236 | 47.85
5.5418 | 34.9236 | 47.22
6.147 | 36.9829 | 51.03
4.9885 | 34.1499 | 42.9
5.2329 | 37.1986 | 43.32
1.7889 | 29.9169 | 16.11
0.32717 | 38.1856 | 2.67
0.46671 | 24.5027 | 4.41
0.29253 | 41.3987 | 2.28
0.24923 | 48.7517 | 1.71
0.50038 | 22.7215 | 4.8
0.24731 | 49.2538 | 1.68
0.42244 | 26.3898 | 3.93
0.30985 | 24.1791 | 2.94
0.1251 | 38.4537 | 1.02
0.47633 | 19.0935 | 4.68
0.25404 | 48.6914 | 1.74
0.35027 | 31.8551 | 3.09
0.36759 | 31.1951 | 3.27
0.25597 | 48.2052 | 1.77
0.52252 | 21.0375 | 5.07
0.25789 | 47.7263 | 1.8
0.35604 | 32.3998 | 3.12
0.30889 | 19.113 | 3.03
0.15878 | 29.3578 | 1.44
0.49846 | 21.0614 | 4.83
0.24731 | 48.3109 | 1.71
0.50616 | 21.7408 | 4.89
0.306 | 39.2513 | 2.46
0.29061 | 40.1696 | 2.31
0.4821 | 22.8835 | 4.62
0.40704 | 34.5923 | 3.48
1.2529 | 24.2037 | 11.88
4.6747 | 36.6647 | 38.97
5.843 | 36.1169 | 49.05
6.2769 | 34.6768 | 53.64
4.4919 | 34.7115 | 38.37
4.8508 | 33.3212 | 42.12
5.0674 | 35.6098 | 42.81
5.3589 | 34.1095 | 46.11
5.179 | 34.1861 | 44.52
5.9392 | 30.2043 | 53.34
8.5604 | 23.0286 | 81.87
20.4696 | 17.354 | 203.04
16.4867 | 19.0917 | 161.91
6.5387 | 34.1672 | 56.22
5.639 | 36.3595 | 47.19
5.0731 | 35.3179 | 43.02
5.2714 | 34.6039 | 45.09
5.7669 | 35.1142 | 49.02
3.4613 | 35.8377 | 29.16
3.4758 | 32.7924 | 30.36
3.2612 | 35.8148 | 27.48
2.5876 | 34.683 | 22.11
1.098 | 38.9185 | 8.88
1.0065 | 43.9541 | 7.53
1.2615 | 33.1448 | 10.98
1.0027 | 43.7166 | 7.53
1.1124 | 38.892 | 9
1.1124 | 36.4536 | 9.3
0.81697 | 45 | 6
1.047 | 33.6463 | 9.06
0.82275 | 45.1422 | 6.03
0.82275 | 44.8578 | 6.06
1.0421 | 33.8221 | 9
0.8189 | 45.1429 | 6
0.94015 | 37.6436 | 7.74
0.9209 | 39.5296 | 7.38
0.7015 | 42.1626 | 5.4
0.95651 | 31.2901 | 8.49
0.82467 | 44.7164 | 6.09
0.82275 | 44.8578 | 6.06
1.0431 | 33.6021 | 9.03
0.8266 | 44.8585 | 6.09
0.96132 | 37.5581 | 7.92
0.90935 | 40.1082 | 7.23
0.87182 | 42.9881 | 6.63
1.0518 | 34.2573 | 9.03
0.80639 | 45.1451 | 5.91
0.86028 | 37.6389 | 7.08
1.5175 | 28.5148 | 13.86
4.1128 | 37.6422 | 33.84
5.0683 | 34.3236 | 43.5
4.6401 | 36.8057 | 38.61
5.383 | 34.8662 | 45.9
8.8645 | 26.1228 | 82.71
12.8281 | 21.4495 | 124.08
21.2163 | 16.8471 | 211.02
21.6118 | 16.45 | 215.4
16.8909 | 18.3916 | 166.56
18.4661 | 19.3074 | 181.11
20.3368 | 16.6291 | 202.5
21.3366 | 15.1287 | 214.05
14.2677 | 17.6431 | 141.3
14.7931 | 16.8224 | 147.15
19.6151 | 15.0037 | 196.89
20.0895 | 16.969 | 199.68
12.602 | 19.9999 | 123.06
5.2011 | 38.7591 | 42.15
4.5304 | 38.9734 | 36.6
2.6386 | 30.5768 | 23.61
1.3116 | 32.7807 | 11.46
0.48499 | 38.7131 | 3.93
0.5918 | 31.4428 | 5.25
0.42436 | 45.5509 | 3.09
0.66975 | 26.3443 | 6.24
0.4311 | 45.2715 | 3.15
0.46189 | 38.6598 | 3.75
0.58507 | 18.7031 | 5.76
0.36855 | 37.6781 | 3.03
0.58891 | 30.3373 | 5.28
0.40223 | 32.0926 | 3.54
0.26559 | 45 | 1.95
0.52059 | 21.4477 | 5.04
0.26559 | 45 | 1.95
0.32525 | 28.6105 | 2.97
0.32621 | 15.3885 | 3.27
0.20978 | 38.2902 | 1.71
0.51771 | 21.2671 | 5.01
0.27136 | 45.4308 | 1.98
0.32044 | 35.8377 | 2.7
0.4542 | 24.7751 | 4.29
0.19342 | 38.9275 | 1.56
0.43303 | 11.5346 | 4.41
0.24153 | 41.1215 | 1.89
0.35604 | 32.3998 | 3.12
0.47152 | 24.2118 | 4.47
0.26751 | 45.4374 | 1.95
0.4975 | 18.9606 | 4.89
0.153 | 31.8908 | 1.35
0.27425 | 24.9439 | 2.58
0.45901 | 24.1455 | 4.35
0.26751 | 44.5626 | 1.98
0.53214 | 20.9929 | 5.16
0.25693 | 44.0906 | 1.92
0.2271 | 20.0452 | 2.22
0.36759 | 15.0184 | 3.69
0.26559 | 45 | 1.95
0.51771 | 20.556 | 5.04
0.26751 | 44.5626 | 1.98
0.32717 | 34.9507 | 2.79
0.44072 | 23.5434 | 4.2
0.15589 | 31.3287 | 1.38
0.47055 | 14.2068 | 4.74
0.25693 | 46.8183 | 1.83
0.36759 | 31.1951 | 3.27
0.43206 | 26.5651 | 4.02
0.24442 | 51.2345 | 1.59
0.49557 | 22.235 | 4.77
0.24731 | 49.2538 | 1.68
0.35219 | 33.2994 | 3.06
0.2858 | 16.4222 | 2.85
0.17417 | 38.9559 | 1.41
0.54561 | 20.4495 | 5.31
0.24442 | 51.2345 | 1.59
0.39357 | 28.4429 | 3.6
0.3801 | 30.0686 | 3.42
0.25212 | 50.1104 | 1.68
0.51578 | 21.6823 | 4.98
0.27329 | 44.1449 | 2.04
0.41474 | 27.8143 | 3.81
0.29061 | 24.0202 | 2.76
0.15012 | 32.4712 | 1.32
0.57544 | 19.3443 | 5.64
0.26944 | 45 | 1.98
0.36952 | 29.9667 | 3.33
0.40512 | 27.1124 | 3.75
0.26944 | 45 | 1.98
0.51482 | 21.3836 | 4.98
0.27329 | 44.1449 | 2.04
0.32717 | 34.9507 | 2.79
0.43495 | 25.5451 | 4.08
0.22325 | 40.2799 | 1.77
0.4311 | 10.4077 | 4.41
0.23961 | 41.5761 | 1.86
0.29349 | 39.0119 | 2.37
0.51097 | 21.2002 | 4.95
0.26751 | 45.4374 | 1.95
0.51963 | 21.1517 | 5.04
0.26751 | 44.5626 | 1.98
0.26944 | 44.1319 | 2.01
0.50905 | 21.6205 | 4.92
0.26366 | 45.4441 | 1.92
0.5052 | 21.4369 | 4.89
0.23672 | 31.5618 | 2.1
0.13953 | 34.0193 | 1.2
0.49846 | 20.3231 | 4.86
0.26366 | 45.4441 | 1.92
0.28483 | 39.6569 | 2.28
0.43014 | 25.0169 | 4.05
0.25115 | 46.3972 | 1.8
0.38395 | 28.3008 | 3.51
0.31467 | 35.2933 | 2.67
0.24923 | 46.8779 | 1.77
0.4744 | 23.2901 | 4.53
0.23768 | 50.9061 | 1.56
0.25115 | 46.3972 | 1.8
0.46959 | 22.7824 | 4.5
0.255 | 47.2906 | 1.8
0.38106 | 28.5065 | 3.48
0.37336 | 29.1406 | 3.39
0.204 | 25.1148 | 1.92
0.57929 | 17.9838 | 5.73
0.44072 | 40.479 | 3.48
0.45708 | 39.6203 | 3.66
0.6736 | 25.3578 | 6.33
0.44169 | 41.2916 | 3.45
0.64858 | 26.4509 | 6.03
0.4821 | 37.213 | 3.99
0.43784 | 40.7242 | 3.45
0.60912 | 18.5208 | 6
0.35604 | 35.1061 | 3.03
0.5841 | 28.9721 | 5.31
1.0037 | 33.7358 | 8.67
0.84103 | 40.9639 | 6.6
1.0527 | 31.2062 | 9.36
0.80254 | 42.5231 | 6.15
0.85835 | 37.4864 | 7.08
0.86894 | 30.9964 | 7.74
0.83526 | 37.9792 | 6.84
1.198 | 27.8614 | 11.01
0.89684 | 38.8614 | 7.26
0.85162 | 40.3276 | 6.75
1.2 | 29.4028 | 10.86
3.0408 | 31.4115 | 26.97
4.3187 | 33.1908 | 37.56
4.1734 | 36.1643 | 35.01
5.5995 | 37.5848 | 46.11
6.607 | 35.2525 | 56.07
5.9815 | 37.4893 | 49.32
6.4752 | 37.2275 | 53.58
6.4049 | 39.6237 | 51.27
5.9902 | 37.3228 | 49.5
7.2873 | 37.9685 | 59.7
7.0285 | 39.6007 | 56.28
6.5599 | 37.0766 | 54.39
6.0306 | 36.5133 | 50.37
7.0891 | 36.3379 | 59.34
5.3628 | 36.8822 | 44.58
5.0173 | 35.6105 | 42.39
5.6957 | 36.2601 | 47.73
5.0077 | 37.2927 | 41.4
5.4638 | 35.1259 | 46.44
4.7046 | 36.6168 | 39.24
4.9654 | 35.4641 | 42.03
1.965 | 34.6472 | 16.8
0.45227 | 41.1171 | 3.54
0.67167 | 26.0141 | 6.27
0.36567 | 44.6799 | 2.7
0.40704 | 26.5651 | 3.78
0.3291 | 33.5507 | 2.85
0.15108 | 40.3645 | 1.2
0.46478 | 11.1006 | 4.74
0.26366 | 42.7803 | 2.01
0.26366 | 43.6678 | 1.98
0.46286 | 23.5271 | 4.41
0.23383 | 50.0131 | 1.56
0.44169 | 24.7228 | 4.17
0.29734 | 39.0939 | 2.4
0.28099 | 39.5794 | 2.25
0.43206 | 10.7843 | 4.41
0.1838 | 42.4552 | 1.41
0.32621 | 34.5347 | 2.79
0.42436 | 26.2168 | 3.96
0.26944 | 45 | 1.98
0.52733 | 21.5103 | 5.1
0.26751 | 45.4374 | 1.95
0.1963 | 32.9885 | 1.71
0.42725 | 11.3099 | 4.35
0.26751 | 42.8142 | 2.04
0.48403 | 22.4359 | 4.65
0.64665 | 32.981 | 5.64
1.4434 | 32.8316 | 12.6
3.6095 | 31.7576 | 31.89
3.8674 | 35.0306 | 32.91
4.3245 | 36.0667 | 36.33
3.9405 | 36.299 | 33
3.8405 | 36.3789 | 32.13
7.1093 | 36.8792 | 59.1
6.8822 | 37.7063 | 56.58
6.7321 | 35.0121 | 57.3
6.9063 | 37.2196 | 57.15
6.3299 | 39.4108 | 50.82
6.7417 | 37.4489 | 55.62
6.2192 | 38.8384 | 50.34
6.7937 | 38.1312 | 55.53
6.352 | 36.6668 | 52.95
6.5839 | 35.0558 | 56.01
6.0681 | 34.0832 | 52.23
7.0545 | 37.0668 | 58.5
5.2492 | 33.5153 | 45.48
6.2279 | 37.1249 | 51.6
5.0924 | 33.5549 | 44.1
1.9813 | 29.8899 | 17.85
0.60816 | 30.8239 | 5.43
0.59469 | 32.3004 | 5.22
0.48306 | 41.6051 | 3.75
0.72556 | 25.9534 | 6.78
0.45131 | 44.2223 | 3.36
0.63029 | 29.9729 | 5.67
0.4157 | 25.4976 | 3.9
0.19438 | 40.7858 | 1.53
0.48691 | 22.3062 | 4.68
0.24538 | 48.8141 | 1.68
0.40031 | 26.5651 | 3.72
0.34738 | 31.0455 | 3.09
0.27329 | 43.2902 | 2.07
0.49365 | 12.4925 | 5.01
0.1607 | 30.2564 | 1.44
0.77848 | 37.4649 | 6.42
1.0027 | 28.189 | 9.18
0.74865 | 39.2117 | 6.03
0.97671 | 28.6105 | 8.91
0.73711 | 37.6781 | 6.06
0.54561 | 39.8444 | 4.35
0.85354 | 27.6051 | 7.86
0.6736 | 43.2643 | 5.1
0.71594 | 39.5984 | 5.73
0.83526 | 32.8661 | 7.29
0.80062 | 36.7872 | 6.66
1.6801 | 25.112 | 15.81
6.7542 | 39.398 | 54.24
6.2856 | 38.4543 | 51.15
8.0523 | 38.3326 | 65.64
7.0294 | 39.902 | 56.04
6.4069 | 38.0833 | 52.41
6.8428 | 38.2672 | 55.83
6.7687 | 39.3582 | 54.39
5.0683 | 34.0883 | 43.62
6.1037 | 40.0311 | 48.57
6.1788 | 39.1029 | 49.83
7.2921 | 37.3916 | 60.21
8.3872 | 40.813 | 65.97
6.3645 | 39.2199 | 51.24
6.964 | 38.875 | 56.34
5.407 | 40.5615 | 42.69
5.154 | 37.8328 | 42.3
3.6393 | 37.879 | 29.85
3.0427 | 36.1632 | 25.53
3.2005 | 35.1952 | 27.18
2.6617 | 36.0868 | 22.35
1.787 | 27.1032 | 16.53
0.47633 | 39.0939 | 3.84
0.46286 | 40.4462 | 3.66
0.62741 | 28.5684 | 5.73
0.43495 | 44.1931 | 3.24
0.62644 | 25.3839 | 5.88
0.24249 | 50.8067 | 1.59
0.33968 | 23.518 | 3.24
0.25789 | 18.2325 | 2.55
0.23961 | 49.3987 | 1.62
0.49076 | 22.4902 | 4.71
0.24538 | 48.8141 | 1.68
0.39935 | 27.1213 | 3.69
0.30793 | 36.2249 | 2.58
0.24346 | 48.3665 | 1.68
0.50135 | 21.2505 | 4.86
0.71882 | 40.2769 | 5.7
0.81601 | 33.0154 | 7.11
0.72941 | 29.9136 | 6.57
0.66493 | 39.3595 | 5.34
0.91801 | 30.1916 | 8.25
0.6428 | 44.0906 | 4.8
0.73037 | 38.0936 | 5.97
0.7602 | 36.0434 | 6.39
0.64088 | 45 | 4.71
0.87182 | 30.8986 | 7.77
0.70439 | 36.1655 | 5.91
1.1701 | 33.2195 | 10.17
4.7027 | 35.3292 | 39.87
6.7937 | 38.9982 | 54.87
6.6994 | 38.2279 | 54.69
6.506 | 39.2196 | 52.38
5.1164 | 37.8268 | 42
5.9652 | 35.6054 | 50.4
6.9284 | 38.7418 | 56.16
6.6214 | 37.6143 | 54.51
6.1153 | 39.2723 | 49.2
6.8091 | 41.0808 | 53.34
7.2652 | 36.1914 | 60.93
6.4155 | 40.4195 | 50.76
6.3905 | 38.3971 | 52.05
4.975 | 35.5068 | 42.09
4.7883 | 37.3811 | 39.54
5.3474 | 35.1745 | 45.42
3.1399 | 32.5358 | 27.51
3.0649 | 28.3994 | 28.02
2.6915 | 32.2073 | 23.67
2.6001 | 33.0372 | 22.65
2.0371 | 28.7076 | 18.57
0.67744 | 43.6196 | 5.1
0.83814 | 32.4863 | 7.35
0.65146 | 44.8204 | 4.8
0.62067 | 47.2605 | 4.38
0.84199 | 32.8179 | 7.35
0.61875 | 47.4567 | 4.35
0.7246 | 28.8108 | 6.6
0.13279 | 40.6013 | 1.05
0.24538 | 46.9092 | 1.74
0.46478 | 23.0583 | 4.44
0.24153 | 48.8785 | 1.65
0.39742 | 26.7511 | 3.69
0.30119 | 37.1998 | 2.49
0.24538 | 49.7636 | 1.65
0.47248 | 22.6468 | 4.53
0.24153 | 49.844 | 1.62
0.20497 | 48.4336 | 1.41
0.38684 | 12.0649 | 3.93
0.2704 | 36.7475 | 2.25
0.39935 | 28.0481 | 3.66
0.31563 | 37.1847 | 2.61
0.25308 | 47.7702 | 1.77
0.48691 | 22.3062 | 4.68
0.25212 | 50.1104 | 1.68
0.27136 | 43.7078 | 2.04
0.60142 | 21.3929 | 5.82
1.0239 | 29.7449 | 9.24
5.5995 | 34.8371 | 47.76
5.4917 | 36.2555 | 46.02
6.0142 | 37.354 | 49.68
5.9401 | 34.9259 | 50.61
5.4398 | 36.6935 | 45.33
4.873 | 34.4526 | 41.76
4.8191 | 34.8514 | 41.1
5.2194 | 35.7734 | 44.01
6.0373 | 33.8876 | 52.08
4.949 | 35.6465 | 41.79
5 | 34.5801 | 42.78
5.0375 | 34.5643 | 43.11
4.8056 | 35.9338 | 40.44
7.1536 | 30.4562 | 64.08
7.627 | 24.5086 | 72.12
18.8982 | 16.6439 | 188.16
17.7454 | 15.1644 | 177.99
5.5764 | 25.7426 | 52.2
4.2725 | 31.2625 | 37.95
3.9434 | 33.6552 | 34.11
1.5464 | 31.2572 | 13.74
0.40127 | 26.9335 | 3.72
0.23672 | 51.4495 | 1.53
0.48306 | 22.1194 | 4.65
0.2348 | 52.0013 | 1.5
0.32333 | 34.8245 | 2.76
0.37144 | 29.3578 | 3.36
0.23768 | 49.9271 | 1.59
0.47921 | 21.9296 | 4.62
0.23191 | 50.5599 | 1.53
0.29253 | 36.9829 | 2.43
0.39742 | 26.7511 | 3.69
0.23191 | 50.5599 | 1.53
0.47248 | 21.8664 | 4.56
0.23383 | 51.009 | 1.53
0.26174 | 44.1048 | 1.95
0.44457 | 23.7359 | 4.23
0.29638 | 37.875 | 2.43
0.48306 | 22.1194 | 4.65
0.23768 | 50.9061 | 1.56
0.24731 | 47.3662 | 1.74
0.47344 | 22.9692 | 4.53
0.23672 | 51.4495 | 1.53
0.4234 | 24.9933 | 3.99
0.29061 | 37.3255 | 2.4
0.23961 | 48.4239 | 1.65
0.50616 | 20.709 | 4.92
1.0219 | 32.6574 | 8.94
1.4684 | 30.0942 | 13.2
1.7263 | 26.9507 | 15.99
1.5098 | 31.4711 | 13.38
1.7254 | 27.7228 | 15.87
1.6763 | 29.39 | 15.18
1.5599 | 31.2184 | 13.86
1.761 | 27.3211 | 16.26
1.5724 | 31.5593 | 13.92
1.5522 | 31.0003 | 13.83
1.7937 | 27.3075 | 16.56
1.5695 | 32.2288 | 13.8
2.3066 | 33.1531 | 20.07
0.62741 | 23.6143 | 5.97
0.23961 | 48.4239 | 1.65
0.25982 | 47.2546 | 1.83
0.46093 | 22.8685 | 4.41
0.23383 | 51.009 | 1.53
0.25115 | 47.3278 | 1.77
0.44169 | 23.8865 | 4.2
0.22806 | 51.6799 | 1.47
0.30119 | 37.1998 | 2.49
0.37433 | 28.54 | 3.42
0.22998 | 51.1155 | 1.5
0.41089 | 25.8444 | 3.84
0.27425 | 42.4362 | 2.1
0.22998 | 51.1155 | 1.5
0.51771 | 20.556 | 5.04
0.23672 | 52.4314 | 1.5
0.23191 | 51.5627 | 1.5
0.48018 | 22.249 | 4.62
0.23191 | 51.5627 | 1.5
0.34738 | 31.0455 | 3.09
0.3445 | 31.293 | 3.06
0.23961 | 48.4239 | 1.65
0.47152 | 22.3229 | 4.53
0.24057 | 46.9415 | 1.71
0.23287 | 49.0142 | 1.59
0.47537 | 21.7368 | 4.59
0.28099 | 40.4095 | 2.22
0.33776 | 31.3832 | 3
0.3647 | 30.4196 | 3.27
0.24731 | 48.3109 | 1.71
0.48306 | 22.1194 | 4.65
0.25885 | 44.5489 | 1.92
0.25885 | 45.4511 | 1.89
0.48403 | 22.4359 | 4.65
0.25693 | 44.0906 | 1.92
0.46478 | 23.0583 | 4.44
0.34546 | 32.3609 | 3.03
0.22998 | 51.1155 | 1.5
0.50712 | 21.0141 | 4.92
0.26366 | 45.4441 | 1.92
0.33102 | 33.9675 | 2.85
0.43495 | 25.5451 | 4.08
0.25115 | 46.3972 | 1.8
0.55523 | 19.754 | 5.43
0.26174 | 45.8952 | 1.89
0.26366 | 44.5559 | 1.95
0.45997 | 23.6705 | 4.38
0.25115 | 48.2572 | 1.74
0.48306 | 22.1194 | 4.65
0.25115 | 47.3278 | 1.77
0.25308 | 47.7702 | 1.77
0.48884 | 21.8643 | 4.71
0.23191 | 50.5599 | 1.53
0.51001 | 20.8978 | 4.95
0.255 | 46.3748 | 1.83
0.255 | 44.5416 | 1.89
0.46767 | 22.1299 | 4.5
0.24731 | 48.3109 | 1.71
0.47055 | 21.9974 | 4.53
0.23191 | 50.5599 | 1.53
0.23191 | 50.5599 | 1.53
0.46671 | 22.9196 | 4.47
0.22806 | 51.6799 | 1.47
0.32525 | 33.4078 | 2.82
0.36374 | 30.0271 | 3.27
0.23191 | 51.5627 | 1.5
0.47248 | 21.8664 | 4.56
0.23576 | 50.4638 | 1.56
0.23672 | 46.9749 | 1.68
0.46189 | 22.3996 | 4.44
0.23191 | 50.5599 | 1.53
0.41955 | 25.6836 | 3.93
0.28772 | 38.4802 | 2.34
0.26559 | 42.3575 | 2.04
0.47921 | 22.6996 | 4.59
0.24923 | 46.8779 | 1.77
0.28772 | 38.4802 | 2.34
0.41667 | 25.8555 | 3.9
0.255 | 47.2906 | 1.8
0.47633 | 22.0592 | 4.59
0.27232 | 41.9872 | 2.1
0.26174 | 45.8952 | 1.89
0.61393 | 21.5014 | 5.94
1.2356 | 32.9846 | 10.77
3.8462 | 36.5775 | 32.1
4.7864 | 37.7477 | 39.33
3.8058 | 38.0694 | 31.14
3.953 | 34.9783 | 33.66
5.5918 | 37.0474 | 46.38
6.3164 | 35.6077 | 53.37
5.0712 | 33.5544 | 43.92
5.8083 | 35.594 | 49.08
6.2683 | 34.2462 | 53.85
6.3626 | 36.1784 | 53.37
6.786 | 35.1977 | 57.63
6.0527 | 36.5638 | 50.52
6.1057 | 35.9975 | 51.33
5.3541 | 34.4099 | 45.9
4.8278 | 36.6849 | 40.23
7.7069 | 34.6544 | 65.88
7.8281 | 36.7093 | 65.22
5.5283 | 36.5707 | 46.14
4.7017 | 35.0756 | 39.99
4.9038 | 37.1532 | 40.62
2.27 | 30.1515 | 20.4
0.26944 | 46.7357 | 1.92
0.33295 | 35.48 | 2.82
0.4311 | 27.0797 | 3.99
0.26366 | 48.106 | 1.83
0.50231 | 23.0255 | 4.8
0.26559 | 47.6425 | 1.86
0.26751 | 46.3119 | 1.92
0.53984 | 20.6636 | 5.25
0.31082 | 43.4926 | 2.34
0.60527 | 30.3547 | 5.43
0.49269 | 37.1386 | 4.08
0.4388 | 43.1352 | 3.33
0.67167 | 26.5651 | 6.24
0.4388 | 44.7335 | 3.24
0.59469 | 31.2977 | 5.28
0.52156 | 35.5377 | 4.41
0.45516 | 42.6889 | 3.48
0.68129 | 26.6736 | 6.33
0.44265 | 44.2079 | 3.3
0.46093 | 40.6792 | 3.63
0.67937 | 26.7829 | 6.3
0.4388 | 43.6678 | 3.3
0.61875 | 29.3141 | 5.61
0.50423 | 37.3288 | 4.17
0.44746 | 42.6467 | 3.42
0.85931 | 24.4121 | 8.13
1.3924 | 32.8994 | 12.15
6.4222 | 36.1694 | 53.88
7.1372 | 35.966 | 60.03
6.351 | 37.0001 | 52.71
6.6118 | 35.5639 | 55.89
5.3666 | 36.1611 | 45.03
6.0277 | 35.5472 | 50.97
5.4128 | 32.5204 | 47.43
4.9182 | 36.2376 | 41.22
5.3753 | 34.2534 | 46.17
6.3068 | 37.7669 | 51.81
5.8141 | 38.7309 | 47.13
6.1903 | 37.8586 | 50.79
5.7342 | 39.6689 | 45.87
6.5319 | 38.1615 | 53.37
4.8355 | 37.992 | 39.6
6.4463 | 36.4594 | 53.88
4.6892 | 35.5295 | 39.66
3.1851 | 36.413 | 26.64
3.1717 | 32.8512 | 27.69
2.96 | 35.9534 | 24.9
1.5772 | 32.061 | 13.89
0.58507 | 19.5968 | 5.73
0.2858 | 44.1815 | 2.13
0.40897 | 29.6445 | 3.69
0.35412 | 35.3748 | 3
0.26559 | 48.5215 | 1.83
0.49269 | 23.8602 | 4.68
0.26848 | 48.9302 | 1.83
0.28195 | 43.3397 | 2.13
0.5052 | 22.1663 | 4.86
0.25982 | 49.0536 | 1.77
0.40319 | 28.2174 | 3.69
0.33391 | 34.7891 | 2.85
0.41282 | 44.4327 | 3.06
0.92571 | 30.5652 | 8.28
0.81505 | 42.2737 | 6.27
1.5599 | 31.8368 | 13.77
1.6599 | 30.7586 | 14.82
1.5493 | 33.6012 | 13.41
1.8312 | 28.2212 | 16.77
1.6234 | 32.7291 | 14.19
1.6195 | 32.6984 | 14.16
1.7831 | 28.6401 | 16.26
1.5252 | 34.2014 | 13.11
1.5329 | 34.4085 | 13.14
1.8957 | 28.6731 | 17.28
7.0073 | 12.8053 | 71.01
8.9309 | 13.2861 | 90.33
19.7998 | 15.631 | 198.15
20.8391 | 15.771 | 208.41
16.3279 | 18.3645 | 161.04
19.0214 | 14.9157 | 191.01
19.1436 | 13.6507 | 193.32
9.4775 | 29.2665 | 85.92
7.1488 | 40.0692 | 56.85
6.352 | 37.4844 | 52.38
5.5485 | 36.4526 | 46.38
5.1357 | 36.3352 | 42.99
6.0595 | 36.515 | 50.61
6.3857 | 35.2276 | 54.21
5.9411 | 35.9455 | 49.98
5.7207 | 34.9091 | 48.75
4.5333 | 37.0013 | 37.62
4.7084 | 35.4928 | 39.84
6.0056 | 35.6305 | 50.73
5.2329 | 37.1986 | 43.32
5.8083 | 35.9813 | 48.84
4.5362 | 36.1989 | 38.04
2.2306 | 33.8135 | 19.26
0.51578 | 21.6823 | 4.98
0.24923 | 47.8156 | 1.74
0.29061 | 40.1696 | 2.31
0.45612 | 24.2939 | 4.32
0.26174 | 47.6838 | 1.83
0.40512 | 27.1124 | 3.75
0.32621 | 36.3629 | 2.73
0.25789 | 48.633 | 1.77
0.50231 | 22.2906 | 4.83
0.24538 | 48.8141 | 1.68
0.31851 | 35.4171 | 2.7
0.40801 | 26.9277 | 3.78
0.24538 | 47.8624 | 1.71
0.45035 | 23.4399 | 4.29
0.48691 | 40.6749 | 3.84
0.82852 | 41.7497 | 6.42
1.0268 | 31.9029 | 9.06
0.77945 | 44.7 | 5.76
0.77752 | 44.8496 | 5.73
1.0037 | 33.1414 | 8.73
0.81505 | 43.1339 | 6.18
0.9132 | 38.0657 | 7.47
0.9642 | 34.8796 | 8.22
0.79869 | 44.2674 | 5.94
0.88915 | 38.5436 | 7.23
1.0383 | 35.1487 | 8.82
1.5358 | 35.9007 | 12.93
4.3177 | 37.2836 | 35.7
5.587 | 37.7166 | 45.93
4.1955 | 39.528 | 33.63
4.3928 | 36.4482 | 36.72
4.0522 | 37.0087 | 33.63
4.7258 | 36.7299 | 39.36
5.6572 | 35.8232 | 47.67
5.3522 | 36.4682 | 44.73
6.4482 | 36.0029 | 54.21
6.2182 | 37.3594 | 51.36
5.8218 | 36.8358 | 48.42
5.383 | 34.1588 | 46.29
6.429 | 36.4171 | 53.76
6.2818 | 35.4795 | 53.16
5.1193 | 35.7067 | 43.2
5.9469 | 37.7433 | 48.87
6.4819 | 36.5433 | 54.12
6.4973 | 37.9799 | 53.22
4.9904 | 37.6919 | 41.04
6.4867 | 35.4725 | 54.9
2.8541 | 34.2847 | 24.51
0.8853 | 24.0573 | 8.4
0.55908 | 36.8107 | 4.65
0.44554 | 43.4234 | 3.36
0.67744 | 26.5651 | 6.3
0.44938 | 43.4378 | 3.39
0.5918 | 30.8199 | 5.28
0.56101 | 32.3807 | 4.92
0.49461 | 38.6076 | 4.02
0.68322 | 26.3484 | 6.36
0.306 | 46.5275 | 2.19
0.29638 | 41.4483 | 2.31
0.47633 | 24.7024 | 4.5
0.28387 | 44.5878 | 2.1
0.47055 | 23.8911 | 4.47
0.45708 | 39.6203 | 3.66
0.76597 | 38.7273 | 6.21
0.9642 | 29.4045 | 8.73
0.73999 | 39.777 | 5.91
0.84392 | 34.1249 | 7.26
0.8343 | 33.855 | 7.2
0.6659 | 43.5943 | 5.01
0.90166 | 30.5864 | 8.07
0.67841 | 42.93 | 5.16
0.66397 | 44.1186 | 4.95
0.88241 | 31.3496 | 7.83
0.81313 | 38.6598 | 6.6
1.5685 | 31.7595 | 13.86
6.3847 | 36.4502 | 53.37
7.9398 | 39.8669 | 63.33
8.0139 | 39.5043 | 64.26
6.1721 | 40.0286 | 49.11
6.4838 | 39.9787 | 51.63
6.5223 | 40.4225 | 51.6
7.4298 | 38.326 | 60.57
6.0335 | 38.1803 | 49.29
7.1093 | 37.4097 | 58.68
7.4461 | 38.1672 | 60.84
7.3441 | 39.9613 | 58.5
6.6022 | 38.0925 | 54
7.4403 | 40.1841 | 59.07
6.2972 | 37.6054 | 51.84
5.3108 | 40.0608 | 42.24
7.7723 | 36.9678 | 64.53
5.8709 | 38.211 | 47.94
2.9013 | 33.3106 | 25.2
1.5762 | 29.1463 | 14.31
1.2558 | 28.5684 | 11.46
1.1855 | 23.6933 | 11.28
0.27232 | 40.272 | 2.16
0.41282 | 25.6699 | 3.87
0.30408 | 35.3482 | 2.58
0.25115 | 45.4658 | 1.83
0.51482 | 19.6538 | 5.04
0.24538 | 47.8624 | 1.71
0.35412 | 29.2814 | 3.21
0.34642 | 29.9816 | 3.12
0.23768 | 50.9061 | 1.56
0.47344 | 22.1903 | 4.56
0.24346 | 48.3665 | 1.68
0.23865 | 47.447 | 1.68
0.46863 | 22.4569 | 4.5
0.48499 | 41.8603 | 3.75
0.93822 | 32.1736 | 8.25
0.96805 | 36.3916 | 8.1
0.89299 | 40.0189 | 7.11
1.1191 | 30.2032 | 10.05
0.9132 | 38.9709 | 7.38
0.87086 | 39.757 | 6.96
1.0104 | 33.4631 | 8.76
0.84199 | 41.6661 | 6.54
1.0037 | 33.7358 | 8.67
0.86894 | 40.1469 | 6.9
0.81697 | 42.9955 | 6.21
1.0489 | 32.0722 | 9.24
1.5627 | 31.0182 | 13.92
3.3747 | 32.0314 | 29.73
3.7798 | 29.0121 | 34.35
2.8599 | 28.9198 | 26.01
2.1074 | 21.7868 | 20.34
1.7975 | 26.5239 | 16.71
1.8466 | 27.9671 | 16.95
2.0651 | 24.7024 | 19.5
1.9005 | 28.3951 | 17.37
2.373 | 27.2197 | 21.93
2.78 | 28.8004 | 25.32
2.3374 | 27.6728 | 21.51
1.6263 | 21.0083 | 15.78
0.23672 | 46.9749 | 1.68
0.27136 | 38.9458 | 2.19
0.48018 | 21.1613 | 4.65
0.2348 | 47.4896 | 1.65
0.3291 | 31.7391 | 2.91
0.44746 | 23.587 | 4.26
0.2348 | 47.4896 | 1.65
0.38106 | 27.5361 | 3.51
0.2858 | 38.8408 | 2.31
0.23576 | 50.4638 | 1.56
0.45804 | 23.0089 | 4.38
0.22998 | 51.1155 | 1.5
0.23576 | 50.4638 | 1.56
0.47152 | 22.3229 | 4.53
0.23576 | 50.4638 | 1.56
0.36567 | 29.8009 | 3.3
0.3291 | 33.5507 | 2.85
0.23287 | 52.5614 | 1.47
0.46863 | 22.4569 | 4.5
0.26751 | 42.8142 | 2.04
0.24346 | 46.4441 | 1.74
0.44842 | 23.1018 | 4.29
0.23576 | 49.4749 | 1.59
0.37818 | 27.7382 | 3.48
0.32814 | 32.4326 | 2.88
0.23095 | 49.5538 | 1.56
0.47152 | 22.3229 | 4.53
0.23383 | 51.009 | 1.53
0.22998 | 50.1022 | 1.53
0.46863 | 21.6704 | 4.53
0.23191 | 50.5599 | 1.53
0.37818 | 27.7382 | 3.48
0.32333 | 32.981 | 2.82
0.23576 | 49.4749 | 1.59
0.47055 | 21.9974 | 4.53
0.24538 | 45.9548 | 1.77
0.23095 | 49.5538 | 1.56
0.47537 | 22.5127 | 4.56
0.24923 | 45.9392 | 1.8
0.38202 | 27.9198 | 3.51
0.34834 | 31.4521 | 3.09
0.255 | 46.3748 | 1.83
0.46863 | 22.4569 | 4.5
0.23383 | 50.0131 | 1.56
0.23961 | 49.3987 | 1.62
0.47344 | 22.1903 | 4.56
0.23383 | 50.0131 | 1.56
0.26848 | 41.0698 | 2.1
0.44842 | 23.925 | 4.26
0.23383 | 50.0131 | 1.56
0.39165 | 26.7541 | 3.63
0.29253 | 37.7757 | 2.4
0.23768 | 49.9271 | 1.59
0.46767 | 22.1299 | 4.5
0.23383 | 50.0131 | 1.56
0.23576 | 49.4749 | 1.59
0.46189 | 22.3996 | 4.44
0.2271 | 49.6355 | 1.53
0.30889 | 34.729 | 2.64
0.43784 | 29.6045 | 3.96
0.43206 | 40.3937 | 3.42
0.6428 | 25.5297 | 6.03
0.40801 | 44.4271 | 3.03
0.40416 | 44.4213 | 3
0.63222 | 25.9804 | 5.91
0.40223 | 44.7092 | 2.97
0.50231 | 34.6952 | 4.29
0.68803 | 33.3566 | 5.97
0.83237 | 41.485 | 6.48
1.0008 | 33.2317 | 8.7
0.80062 | 43.2466 | 6.06
0.76116 | 44.8464 | 5.61
0.98826 | 32.7151 | 8.64
0.82564 | 41.883 | 6.39
0.95939 | 35.6979 | 8.1
1.0248 | 32.9292 | 8.94
0.83622 | 41.7814 | 6.48
0.98922 | 33.6901 | 8.55
0.82179 | 41.8675 | 6.36
0.77752 | 44.8496 | 5.73
1.0287 | 32.0395 | 9.06
0.7958 | 44.4124 | 5.91
0.84392 | 40.5588 | 6.66
1.6311 | 30.0593 | 14.67
4.3408 | 37.0528 | 36
5.1963 | 34.52 | 44.49
4.7046 | 36.6168 | 39.24
4.2119 | 34.6703 | 36
5.0731 | 36.4852 | 42.39
7.9532 | 38.9002 | 64.32
7.8503 | 38.13 | 64.17
5.9267 | 39.5054 | 47.52
6.9784 | 37.9602 | 57.18
7.5115 | 39.9014 | 59.88
7.3759 | 38.4847 | 60
6.3732 | 38.9881 | 51.48
6.1191 | 39.9855 | 48.72
6.5733 | 37.2725 | 54.36
5.1655 | 39.33 | 41.52
5.6765 | 37.645 | 46.71
6.2615 | 40.4752 | 49.5
6.3587 | 39.9355 | 50.67
5.9555 | 37.2976 | 49.23
4.7517 | 38.1162 | 38.85
2.2614 | 30.1985 | 20.31
0.30119 | 39.1737 | 2.43
0.35219 | 31.6075 | 3.12
0.40704 | 26.5651 | 3.78
0.26366 | 44.5559 | 1.95
0.50327 | 21.5571 | 4.86
0.27521 | 43.727 | 2.07
0.41089 | 26.7452 | 3.81
0.41186 | 27.1039 | 3.81
0.30697 | 37.733 | 2.52
0.51674 | 20.9685 | 5.01
0.26944 | 42.3974 | 2.07
0.31274 | 26.3283 | 2.91
0.33776 | 13.3245 | 3.42
0.16166 | 28.8557 | 1.47
0.50327 | 17.7071 | 4.98
0.65724 | 40.9017 | 5.16
0.70824 | 39.2072 | 5.7
0.79869 | 34.0923 | 6.87
0.6351 | 45.1842 | 4.65
0.88722 | 31.1556 | 7.89
0.66109 | 43.9391 | 4.95
0.73037 | 39.5445 | 5.85
0.86028 | 32.25 | 7.56
0.65531 | 44.1076 | 4.89
0.87567 | 30.9638 | 7.8
0.80158 | 38.2731 | 6.54
1.3299 | 33.7591 | 11.49
3.751 | 34.7175 | 32.04
4.9326 | 37.1985 | 40.83
4.8788 | 34.6115 | 41.73
4.0522 | 36.8046 | 33.72
4.2966 | 35.8689 | 36.18
5.8757 | 33.8228 | 50.73
5.9604 | 36.2926 | 49.92
6.429 | 34.8318 | 54.84
5.1838 | 35.9828 | 43.59
5.0924 | 35.5641 | 43.05
3.137 | 31.4521 | 27.81
1.2442 | 29.7779 | 11.22
1.4944 | 24.5355 | 14.13
2.1805 | 27.1756 | 20.16
3.1091 | 35.6675 | 26.25
3.2458 | 31.3571 | 28.8
2.8705 | 33.9298 | 24.75
2.5982 | 34.9086 | 22.14
2.7367 | 35.1653 | 23.25
3.2669 | 36.4852 | 27.3
3.4363 | 32.7555 | 30.03
0.56101 | 40.8252 | 4.41
0.39261 | 27.1305 | 3.63
0.40704 | 26.5651 | 3.78
0.26366 | 42.7803 | 2.01
0.56678 | 18.7117 | 5.58
0.27232 | 41.9872 | 2.1
0.40319 | 26.3814 | 3.75
0.44169 | 23.8865 | 4.2
0.26174 | 43.2101 | 1.98
0.54465 | 18.5309 | 5.37
0.28772 | 38.4802 | 2.34
0.36182 | 18.1456 | 3.57
0.48499 | 20.9151 | 4.71
0.60912 | 35.3482 | 5.16
0.99115 | 27.3856 | 9.15
0.84103 | 40.9639 | 6.6
0.93437 | 35.9493 | 7.86
0.97479 | 34.0193 | 8.4
0.90454 | 38.2599 | 7.38
1.1769 | 28.5768 | 10.74
0.93918 | 37.2573 | 7.77
0.93341 | 37.0825 | 7.74
1.0912 | 30.7038 | 9.75
0.85739 | 40.7686 | 6.75
1.0874 | 30.6507 | 9.72
0.96517 | 37.5895 | 7.95
1.6503 | 30.8263 | 14.73
4.285 | 33.0692 | 37.32
5.5379 | 36.7982 | 46.08
4.6401 | 33.9669 | 39.99
4.1888 | 35.6616 | 35.37
5.8324 | 35.4915 | 49.35
5.7766 | 34.1428 | 49.68
5.9132 | 37.7818 | 48.57
6.2789 | 36.3431 | 52.56
5.3724 | 36.6544 | 44.79
5.2877 | 36.9888 | 43.89
5.5514 | 35.3679 | 47.04
5.7862 | 38.8027 | 46.86
7.6963 | 35.9199 | 64.77
6.9371 | 35.4296 | 58.74
5.2271 | 34.401 | 44.82
6.6715 | 34.8316 | 56.91
6.4511 | 35.8238 | 54.36
6.9409 | 35.0584 | 59.04
4.9654 | 36.3702 | 41.55
5.1559 | 34.2062 | 44.31
1.6291 | 28.6996 | 14.85
0.3368 | 32.7352 | 2.94
0.5331 | 9.9721 | 5.46
0.22421 | 17.9691 | 2.22
0.51386 | 10.3625 | 5.25
0.38587 | 28.0977 | 3.54
0.35316 | 29.9192 | 3.18
0.60912 | 16.8033 | 6.06
0.34161 | 32.2109 | 3
0.63992 | 17.0457 | 6.36
0.35316 | 30.9638 | 3.15
0.38876 | 27.8973 | 3.57
0.57063 | 18.8933 | 5.61
0.3445 | 33.0239 | 3
0.61971 | 17.3381 | 6.15
0.34161 | 32.2109 | 3
0.40704 | 26.5651 | 3.78
0.54657 | 20.0606 | 5.34
0.34546 | 32.3609 | 3.03
0.61105 | 17.3217 | 6.06
0.35316 | 32.6508 | 3.09
0.4388 | 24.8804 | 4.14
0.51771 | 21.2671 | 5.01
0.34642 | 32.7639 | 3.03
0.64761 | 16.5769 | 6.45
0.34257 | 32.6192 | 3
0.56293 | 23.2758 | 5.37
1.3299 | 22.0554 | 12.81
4.0089 | 36.2427 | 33.6
5.0077 | 34.762 | 42.75
4.1609 | 36.8778 | 34.59
2.756 | 34.6724 | 23.55
4.4053 | 33.94 | 37.98
6.811 | 37.3361 | 56.28
6.8822 | 35.0767 | 58.53
6.2606 | 36.7325 | 52.14
6.5993 | 37.7321 | 54.24
6.0758 | 39.1955 | 48.93
6.4425 | 38.724 | 52.23
6.3799 | 36.8699 | 53.04
6.2654 | 38.095 | 51.24
5.2637 | 35.8957 | 44.31
4.8441 | 38.9531 | 39.15
6.1547 | 37.6063 | 50.67
6.1961 | 36.0156 | 52.08
5.256 | 37.6818 | 43.23
5.3647 | 36.2903 | 44.94
4.7517 | 37.9422 | 38.94
1.5829 | 32.1826 | 13.92
0.52156 | 20.7416 | 5.07
0.255 | 47.2906 | 1.8
0.31274 | 37.5041 | 2.58
0.41474 | 26.922 | 3.84
0.24731 | 49.2538 | 1.68
0.44169 | 25.56 | 4.14
0.33199 | 34.3803 | 2.85
0.24923 | 47.8156 | 1.74
0.48403 | 23.1986 | 4.62
0.24634 | 50.7106 | 1.62
0.33584 | 33.4166 | 2.91
0.36952 | 29.9667 | 3.33
0.39838 | 45.2938 | 2.91
0.88337 | 31.0922 | 7.86
0.62837 | 46.116 | 4.53
0.61682 | 47.2755 | 4.35
0.82275 | 32.6869 | 7.2
0.64761 | 44.0964 | 4.83
0.77752 | 36.6998 | 6.48
0.8112 | 35.7274 | 6.84
0.6659 | 44.297 | 4.95
0.8266 | 33.0239 | 7.2
0.62452 | 45.7489 | 4.53
0.61297 | 46.9092 | 4.35
0.82852 | 32.4712 | 7.26
0.74673 | 41.0818 | 5.85
1.5194 | 35.4111 | 12.87
7.8243 | 36.4175 | 65.43
7.8763 | 39.8701 | 62.82
6.6205 | 39.6392 | 52.98
6.9043 | 40.7104 | 54.39
4.5978 | 38.5755 | 37.35
6.1846 | 38.3089 | 50.43
6.1644 | 40.5751 | 48.66
5.0924 | 38.8323 | 41.22
4.9731 | 35.3598 | 42.15
5.8632 | 38.5232 | 47.67
5.4744 | 37.867 | 44.91
6.1182 | 41.2698 | 47.79
5.9094 | 39.1712 | 47.61
6.0065 | 37.1287 | 49.77
5.6187 | 37.0642 | 46.59
6.6195 | 38.6442 | 53.73
4.6709 | 37.1886 | 38.67
2.8599 | 34.8451 | 24.39
2.9754 | 32.8421 | 25.98
2.8118 | 36.1052 | 23.61
2.8724 | 36.3746 | 24.03
0.58795 | 20.3915 | 5.73
0.39646 | 42.6386 | 3.03
0.43687 | 42.3246 | 3.36
0.58699 | 23.7908 | 5.58
0.26848 | 40.2002 | 2.13
0.26174 | 40.5328 | 2.07
0.49557 | 20.439 | 4.83
0.25693 | 44.0906 | 1.92
0.32236 | 42.8253 | 2.46
0.67167 | 25.4633 | 6.3
0.42725 | 41.4407 | 3.33
0.4542 | 38.546 | 3.69
0.63607 | 26.6813 | 5.91
0.43399 | 40.684 | 3.42
0.60046 | 27.797 | 5.52
0.5254 | 33.3407 | 4.56
0.4311 | 41.4744 | 3.36
0.67456 | 24.8094 | 6.36
0.42918 | 41.1859 | 3.36
0.47344 | 37.5686 | 3.9
0.67167 | 24.3625 | 6.36
0.42725 | 40.8949 | 3.36
0.52156 | 32.1063 | 4.59
0.58507 | 29.2192 | 5.31
0.43206 | 40.9337 | 3.39
0.67648 | 25.2532 | 6.36
0.9209 | 28.2521 | 8.43
2.1545 | 30.7926 | 19.23
2.5423 | 27.2343 | 23.49
1.3693 | 25.214 | 12.87
1.555 | 22.3743 | 14.94
1.5166 | 22.6115 | 14.55
1.4059 | 24.5121 | 13.29
1.6243 | 21.0448 | 15.75
1.4348 | 24.6061 | 13.56
1.4213 | 24.7426 | 13.41
1.6724 | 20.9381 | 16.23
1.4492 | 24.4723 | 13.71
1.5242 | 22.7284 | 14.61
0.47344 | 27.1895 | 4.38
0.23576 | 50.4638 | 1.56
0.49365 | 21.6148 | 4.77
0.23768 | 50.9061 | 1.56
0.27232 | 41.9872 | 2.1
0.44072 | 24.3818 | 4.17
0.23961 | 50.371 | 1.59
0.46286 | 23.5271 | 4.41
0.24346 | 48.3665 | 1.68
0.23383 | 51.009 | 1.53
0.48403 | 22.4359 | 4.65
0.22998 | 50.1022 | 1.53
0.3801 | 28.1237 | 3.48
0.32429 | 34.1145 | 2.79
0.23768 | 49.9271 | 1.59
0.47248 | 21.8664 | 4.56
0.22998 | 50.1022 | 1.53
0.31755 | 33.1113 | 2.76
0.37048 | 28.3612 | 3.39
0.24923 | 44.0608 | 1.86
0.53984 | 18.7258 | 5.31
0.23383 | 50.0131 | 1.56
0.34834 | 31.4521 | 3.09
0.40416 | 26.7481 | 3.75
0.26366 | 43.6678 | 1.98
0.51867 | 19.8469 | 5.07
0.25693 | 44.0906 | 1.92
0.31274 | 34.8622 | 2.67
0.45708 | 21.8686 | 4.41
0.15493 | 28.951 | 1.41
0.42244 | 10.2348 | 4.32
0.15878 | 29.3578 | 1.44
0.26174 | 44.1048 | 1.95
0.51386 | 21.0838 | 4.98
0.26751 | 42.8142 | 2.04
0.46574 | 22.5926 | 4.47
0.30119 | 36.4309 | 2.52
0.26944 | 43.2643 | 2.04
0.51867 | 20.8545 | 5.04
0.25693 | 44.0906 | 1.92
0.53984 | 19.6951 | 5.28
0.32333 | 34.8245 | 2.76
0.27617 | 40.3417 | 2.19
0.51001 | 20.8978 | 4.95
0.26944 | 42.3974 | 2.07
0.51193 | 21.5014 | 4.95
0.28195 | 41.6822 | 2.19
0.18764 | 30.5102 | 1.68
0.41089 | 10.5208 | 4.2
0.17417 | 34.2157 | 1.5
0.52348 | 20.3341 | 5.1
0.26559 | 44.1186 | 1.98
0.28676 | 40.1009 | 2.28
0.49557 | 22.235 | 4.77
0.24731 | 48.3109 | 1.71
0.44361 | 24.2277 | 4.2
0.30119 | 37.1998 | 2.49
0.24346 | 49.3251 | 1.65
0.52059 | 20.4445 | 5.07
0.25693 | 45 | 1.89
0.39935 | 27.1213 | 3.69
0.3137 | 36.0274 | 2.64
0.24153 | 48.8785 | 1.65
0.47248 | 22.6468 | 4.53
0.24153 | 49.844 | 1.62
0.35989 | 30.8849 | 3.21
0.34257 | 32.6192 | 3
0.23768 | 48.9452 | 1.62
0.49365 | 21.6148 | 4.77
0.40031 | 45.5846 | 2.91
0.79196 | 35.9506 | 6.66
0.81505 | 34.0278 | 7.02
0.65146 | 44.102 | 4.86
0.8545 | 32.0259 | 7.53
0.60912 | 48.0733 | 4.23
0.61105 | 36.545 | 5.1
0.83526 | 25.591 | 7.83
0.66012 | 33.7596 | 5.7
0.89107 | 29.7219 | 8.04
0.66397 | 43.0615 | 5.04
0.64473 | 45 | 4.74
0.87952 | 31.0283 | 7.83
0.75924 | 40.5304 | 6
1.3145 | 26.6213 | 12.21
4.1513 | 37.2843 | 34.32
6.1749 | 38.5469 | 50.19
4.4428 | 33.6591 | 38.43
3.4921 | 34.8329 | 29.79
4.9269 | 34.761 | 42.06
5.3387 | 38.7663 | 43.26
6.2048 | 35.4943 | 52.5
4.7527 | 35.4568 | 40.23
6.9736 | 37.6004 | 57.42
5.511 | 36.0715 | 46.29
6.9024 | 39.5356 | 55.32
6.2644 | 37.0019 | 51.99
7.6174 | 40.142 | 60.51
7.8079 | 38.1834 | 63.78
5.0577 | 37.5566 | 41.67
7.704 | 40.075 | 61.26
8.06 | 39.288 | 64.83
6.2288 | 40.0742 | 49.53
4.9009 | 37.653 | 40.32
5.7862 | 36.847 | 48.12
1.8591 | 34.6276 | 15.9
0.53214 | 19.3194 | 5.22
0.29831 | 38.3131 | 2.43
0.25693 | 45 | 1.89
0.48691 | 22.3062 | 4.68
0.25115 | 48.2572 | 1.74
0.26174 | 47.6838 | 1.83
0.52733 | 20.5193 | 5.13
0.25308 | 46.8476 | 1.8
0.42436 | 27.0875 | 3.93
0.31563 | 36.4509 | 2.64
0.25115 | 48.2572 | 1.74
0.49557 | 22.235 | 4.77
0.26174 | 48.5763 | 1.8
0.31082 | 37.8283 | 2.55
0.42436 | 26.2168 | 3.96
0.25789 | 47.7263 | 1.8
0.50038 | 22.7215 | 4.8
0.25693 | 46.8183 | 1.83
0.29253 | 41.3987 | 2.28
0.48595 | 23.0646 | 4.65
0.25982 | 48.1548 | 1.8
0.47729 | 23.1531 | 4.56
0.27136 | 44.5692 | 2.01
0.26559 | 47.6425 | 1.86
0.52637 | 21.218 | 5.1
0.39357 | 36.9539 | 3.27
1.1211 | 25.3111 | 10.53
3.9174 | 38.3564 | 31.92
4.7373 | 38.0709 | 38.76
4.6209 | 36.3616 | 38.67
4.8431 | 34.2869 | 41.58
8.8048 | 21.6444 | 85.05
20.0135 | 16.9921 | 198.9
15.4484 | 19.1223 | 151.68
20.5254 | 16.9262 | 204.06
12.2142 | 21.8115 | 117.84
17.5847 | 18.8692 | 172.92
14.7883 | 21.5418 | 142.95
14.005 | 21.2707 | 135.63
20.7381 | 18.8335 | 203.97
8.5999 | 33.5407 | 74.49
5.127 | 39.4256 | 41.16
6.3337 | 40.2302 | 50.25
6.352 | 36.573 | 53.01
6.0094 | 38.9951 | 48.54
6.4502 | 38.4035 | 52.53
4.004 | 38.7953 | 32.43
1.4617 | 32.0893 | 12.87
0.5254 | 20.9245 | 5.1
0.24538 | 49.7636 | 1.65
0.2781 | 42.4739 | 2.13
0.44265 | 25.062 | 4.17
0.25404 | 49.6106 | 1.71
0.42821 | 25.5297 | 4.02
0.3137 | 36.7644 | 2.61
0.24442 | 50.2812 | 1.62
0.70535 | 27.8241 | 6.48
0.89396 | 40.9423 | 7.02
0.98249 | 36.3986 | 8.22
1.0354 | 34.6648 | 8.85
0.89011 | 40.6617 | 7.02
1.1162 | 30.8112 | 9.96
0.88722 | 40.3787 | 7.02
0.89492 | 40.6815 | 7.05
1.1201 | 30.8624 | 9.99
0.91513 | 39.1114 | 7.38
0.93533 | 37.2236 | 7.74
0.8853 | 39.973 | 7.05
0.80446 | 45 | 5.91
1.0421 | 32.8974 | 9.09
0.82467 | 43.5821 | 6.21
0.81409 | 44.282 | 6.06
1.0142 | 33.5092 | 8.79
0.9286 | 40.9682 | 7.29
1.4078 | 29.6137 | 12.72
5.2107 | 37.3905 | 43.02
4.7787 | 38.13 | 39.06
4.6555 | 35.1783 | 39.54
4.4111 | 37.4474 | 36.39
4.6247 | 33.6206 | 40.02
6.2519 | 36.6265 | 52.14
5.0587 | 36.4841 | 42.27
5.0702 | 34.4682 | 43.44
4.8826 | 37.046 | 40.5
5.3763 | 34.5434 | 46.02
5.5985 | 37.1417 | 46.38
4.745 | 35.7403 | 40.02
6.2827 | 35.8009 | 52.95
6.2991 | 37.5894 | 51.87
4.7691 | 36.3844 | 39.9
4.9057 | 35.8787 | 41.31
4.9615 | 36.6499 | 41.37
5.0712 | 36.5046 | 42.36
5.7371 | 37.3946 | 47.37
5.8757 | 37.2133 | 48.63
2.8647 | 33.4499 | 24.84
0.47825 | 38.8758 | 3.87
0.47633 | 41.3165 | 3.72
0.67552 | 27.2223 | 6.24
0.4388 | 44.7335 | 3.24
0.58218 | 32.0355 | 5.13
0.52733 | 35.8659 | 4.44
0.44746 | 43.6921 | 3.36
0.68418 | 26.5651 | 6.36
0.26463 | 50.7546 | 1.74
0.35797 | 33.8182 | 3.09
0.40416 | 29.4914 | 3.66
0.25789 | 49.5378 | 1.74
0.50423 | 23.6294 | 4.8
0.25789 | 50.4403 | 1.71
0.2858 | 43.3634 | 2.16
0.45708 | 25.4322 | 4.29
0.26463 | 50.7546 | 1.74
0.47537 | 24.3864 | 4.5
0.27521 | 45.4244 | 2.01
0.25789 | 50.4403 | 1.71
0.4975 | 23.5913 | 4.74
0.28965 | 42.5805 | 2.22
0.37625 | 31.4922 | 3.33
0.36952 | 33.1929 | 3.21
0.25982 | 49.9503 | 1.74
0.65339 | 21.8014 | 6.3
1.0874 | 34.0698 | 9.36
3.7577 | 37.9792 | 30.78
5.5437 | 36.6789 | 46.2
6.3453 | 38.0899 | 51.9
6.1769 | 36.3129 | 51.72
5.486 | 38.6551 | 44.52
4.8865 | 38.1629 | 39.93
4.719 | 35.6151 | 39.87
4.5131 | 36.5474 | 37.68
5.5726 | 36.9768 | 46.26
8.2159 | 25.5386 | 77.04
11.1721 | 20.5422 | 108.72
16.5185 | 16.4777 | 164.61
20.0712 | 15.8254 | 200.67
16.9063 | 16.7114 | 168.27
8.445 | 25.8381 | 78.99
5.0722 | 37.9265 | 41.58
5.5985 | 38.5306 | 45.51
5.764 | 41.6097 | 44.79
5.8266 | 38.846 | 47.16
4.9817 | 38.5768 | 40.47
2.1324 | 30.8706 | 19.02
0.43206 | 29.6499 | 3.9
0.29446 | 46.5911 | 2.1
0.53695 | 23.1177 | 5.13
0.28965 | 47.4195 | 2.04
0.44072 | 30.2564 | 3.96
0.43687 | 30.1203 | 3.93
0.29061 | 49.8304 | 1.95
0.52059 | 24.5754 | 4.92
0.29061 | 49.8304 | 1.95
0.36374 | 35.9605 | 3.06
0.41667 | 30.8277 | 3.72
0.28099 | 49.5905 | 1.89
0.52829 | 24.8845 | 4.98
0.28676 | 50.7106 | 1.89
0.57063 | 38.8408 | 4.62
1.1076 | 33.1929 | 9.63
0.92667 | 41.3371 | 7.23
1.1557 | 31.6262 | 10.23
0.9132 | 40.8961 | 7.17
0.86798 | 43.248 | 6.57
1.0739 | 33.2628 | 9.33
0.84969 | 44.4491 | 6.3
0.95458 | 38.741 | 7.74
0.94303 | 38.6598 | 7.65
0.79196 | 44.1141 | 5.91
1.0373 | 30.0613 | 9.33
1.6696 | 35.9982 | 14.04
6.2221 | 39.295 | 50.04
7.4259 | 38.8929 | 60.06
7.4981 | 41.41 | 58.44
6.377 | 37.0515 | 52.89
5.8988 | 37.9635 | 48.33
6.913 | 38.813 | 55.98
6.5483 | 37.1528 | 54.24
5.3493 | 38.9979 | 43.2
6.6936 | 37.9227 | 54.87
6.7677 | 41.7147 | 52.5
7.0333 | 40.3386 | 55.71
6.4752 | 40.6429 | 51.06
6.9525 | 41.5664 | 54.06
6.9852 | 40.0208 | 55.59
4.4515 | 40.1338 | 35.37
7.1411 | 40.639 | 56.31
6.1355 | 42.5022 | 47.01
2.6694 | 41.1859 | 20.88
2.8724 | 37.7336 | 23.61
2.3807 | 38.2041 | 19.44
1.5146 | 31.9938 | 13.35
0.52156 | 22.4491 | 5.01
0.25982 | 47.2546 | 1.83
0.3878 | 29.4275 | 3.51
0.3955 | 27.8755 | 3.63
0.255 | 47.2906 | 1.8
0.50231 | 22.2906 | 4.83
0.25597 | 48.2052 | 1.77
0.25789 | 47.7263 | 1.8
0.4821 | 22.8835 | 4.62
0.25404 | 49.6106 | 1.71
0.32717 | 34.9507 | 2.79
0.38684 | 30.0101 | 3.48
0.25597 | 50.0291 | 1.71
0.47055 | 24.6769 | 4.44
0.42436 | 43.8983 | 3.18
0.71112 | 42.0391 | 5.49
0.93245 | 29.8989 | 8.4
0.7092 | 41.8659 | 5.49
0.69861 | 41.9872 | 5.4
0.87471 | 31.6447 | 7.74
0.63125 | 47.0388 | 4.47
0.71497 | 40.2499 | 5.67
0.76694 | 37.0425 | 6.36
0.62356 | 47.4406 | 4.38
0.78522 | 36.0274 | 6.6
0.68033 | 43.108 | 5.16
1.454 | 34.8895 | 12.39
5.382 | 34.7982 | 45.93
5.3262 | 41.3524 | 41.55
5.6726 | 41.9677 | 43.83
5.7891 | 41.0166 | 45.39
5.4706 | 42.7333 | 41.76
5.3281 | 40.2309 | 42.27
4.6478 | 38.0373 | 38.04
5.8478 | 39.4108 | 46.95
5.6322 | 39.2377 | 45.33
6.2009 | 37.51 | 51.12
5.2906 | 38.4645 | 43.05
3.2804 | 36.3758 | 27.45
0.40897 | 29.6445 | 3.69
0.25019 | 51.5463 | 1.62
0.4388 | 26.5651 | 4.08
0.31274 | 38.2464 | 2.55
0.24442 | 52.1843 | 1.56
0.47248 | 24.5308 | 4.47
0.25308 | 51.953 | 1.62
0.24442 | 51.2345 | 1.59
0.47537 | 23.6095 | 4.53
0.24442 | 52.1843 | 1.56
0.3137 | 39.4007 | 2.52
0.40319 | 28.2174 | 3.69
0.24923 | 52.0667 | 1.59
0.46478 | 24.9739 | 4.38
0.2858 | 43.3634 | 2.16
0.24634 | 51.6544 | 1.59
0.48595 | 23.0646 | 4.65
0.24249 | 50.8067 | 1.59
0.25693 | 50.9374 | 1.68
0.48499 | 23.5122 | 4.62
0.24249 | 51.7662 | 1.56
0.38876 | 28.8481 | 3.54
0.3368 | 35.5947 | 2.85
0.24249 | 51.7662 | 1.56
0.47729 | 23.1531 | 4.56
0.27521 | 43.727 | 2.07
0.26559 | 46.7624 | 1.89
0.48114 | 23.334 | 4.59
0.24442 | 51.2345 | 1.59
0.35027 | 33.559 | 3.03
0.38202 | 30.4436 | 3.42
0.24827 | 51.1322 | 1.62
0.49461 | 22.6713 | 4.74
0.25019 | 49.6859 | 1.68
0.24634 | 50.7106 | 1.62
0.50231 | 23.0255 | 4.8
0.26174 | 45.8952 | 1.89
0.3955 | 28.8108 | 3.6
0.34065 | 33.9591 | 2.94
0.27714 | 45 | 2.04
0.49461 | 22.6713 | 4.74
0.25019 | 50.6176 | 1.65
0.27329 | 43.2902 | 2.07
0.52925 | 22.0914 | 5.1
0.255 | 47.2906 | 1.8
0.46478 | 23.0583 | 4.44
0.35701 | 31.1225 | 3.18
0.25308 | 47.7702 | 1.77
0.51674 | 20.9685 | 5.01
0.28387 | 42.9399 | 2.16
0.3368 | 33.8262 | 2.91
0.40031 | 28.4127 | 3.66
0.26944 | 47.6026 | 1.89
0.48114 | 23.334 | 4.59
0.24827 | 51.1322 | 1.62
0.24634 | 51.6544 | 1.59
0.48595 | 23.0646 | 4.65
0.24057 | 52.3058 | 1.53
0.3368 | 33.8262 | 2.91
0.36278 | 31.6672 | 3.21
0.25212 | 51.0333 | 1.65
0.48499 | 23.5122 | 4.62
0.25982 | 48.1548 | 1.8
0.24442 | 51.2345 | 1.59
0.48114 | 24.1022 | 4.56
0.24249 | 51.7662 | 1.56
0.40897 | 28.1913 | 3.75
0.33872 | 34.2319 | 2.91
0.24827 | 50.1944 | 1.65
0.48018 | 23.0176 | 4.59
0.24827 | 51.1322 | 1.62
0.4311 | 42.5576 | 3.3
0.79003 | 28.3433 | 7.23
0.50808 | 44.3097 | 3.78
0.70439 | 32.4532 | 6.18
0.67167 | 43.433 | 5.07
0.63029 | 48.7153 | 4.32
0.86894 | 32.1063 | 7.65
0.6861 | 42.9546 | 5.22
0.67167 | 42.7372 | 5.13
0.79292 | 35.3679 | 6.72
0.6351 | 46.2894 | 4.56
0.96613 | 30.9344 | 8.61
1.4117 | 35.088 | 12
4.5593 | 37.98 | 37.35
5.4677 | 35.2845 | 46.38
5.1366 | 38.2675 | 41.91
4.1224 | 38.6598 | 33.45
5.2059 | 37.0669 | 43.17
7.2604 | 38.0728 | 59.4
5.6409 | 35.8377 | 47.52
5.0597 | 37.9553 | 41.46
5.5167 | 37.4096 | 45.54
5.6149 | 35.8801 | 47.28
5.2232 | 36.7306 | 43.5
6.2519 | 35.6422 | 52.8
5.2945 | 37.4448 | 43.68
5.7631 | 36.0548 | 48.42
5.3618 | 36.3517 | 44.88
6.6821 | 37.5927 | 55.02
7.091 | 36.5573 | 59.19
5.868 | 37.8058 | 48.18
4.4871 | 36.6561 | 37.41
5.0144 | 34.303 | 43.05
2.2989 | 35.6464 | 19.41
0.30408 | 36.1075 | 2.55
0.40416 | 26.7481 | 3.75
0.24731 | 49.2538 | 1.68
0.47921 | 22.6996 | 4.59
0.27425 | 42.4362 | 2.1
0.24346 | 48.3665 | 1.68
0.51771 | 21.2671 | 5.01
0.23768 | 49.9271 | 1.59
0.30312 | 36.8699 | 2.52
0.41667 | 25.8555 | 3.9
0.24153 | 49.844 | 1.62
0.44746 | 24.4133 | 4.23
0.2781 | 40.7946 | 2.19
0.24153 | 49.844 | 1.62
0.70535 | 27.2996 | 6.51
0.90743 | 39.9689 | 7.23
0.9796 | 36.1267 | 8.22
1.0316 | 34.0459 | 8.88
0.89011 | 39.4725 | 7.14
0.96132 | 28.7203 | 8.76
0.70054 | 40.3196 | 5.55
0.75154 | 40.7924 | 5.91
1.0373 | 31.9209 | 9.15
0.82564 | 42.4489 | 6.33
0.90358 | 37.8589 | 7.41
1.0739 | 33.2628 | 9.33
1.4222 | 34.0772 | 12.24
5.2204 | 36.5911 | 43.56
5.7756 | 39.6259 | 46.23
6.0624 | 38.8729 | 49.05
6.1134 | 37.595 | 50.34
5.9065 | 38.1918 | 48.24
7.4711 | 36.8478 | 62.13
6.7821 | 37.6504 | 55.8
6.5368 | 36.4701 | 54.63
5.6669 | 36.4437 | 47.37
5.5754 | 36.5792 | 46.53
5.5033 | 36.4251 | 46.02
10.1443 | 22.3464 | 97.5
16.8187 | 16.8113 | 167.31
20.714 | 15.4211 | 207.51
12.2998 | 19.5959 | 120.42
6.6647 | 36.3686 | 55.77
5.1915 | 36.7488 | 43.23
3.5316 | 32.8197 | 30.84
3.1043 | 35.8041 | 26.16
3.2612 | 33.043 | 28.41
2.1901 | 34.8002 | 18.69
0.48114 | 41.3478 | 3.75
0.69573 | 26.8839 | 6.45
0.45131 | 44.2223 | 3.36
0.65627 | 28.9322 | 5.97
0.33584 | 41.5107 | 2.61
0.27425 | 50.1173 | 1.83
0.56293 | 21.0375 | 5.46
0.28387 | 47.0601 | 2.01
0.50905 | 24.0944 | 4.83
0.28195 | 46.6603 | 2.01
0.27232 | 48.8713 | 1.86
0.5254 | 23.3227 | 5.01
0.28195 | 48.3178 | 1.95
0.5052 | 23.9293 | 4.8
0.45997 | 42.2011 | 3.54
0.73807 | 41.6708 | 5.73
0.98056 | 30.0378 | 8.82
0.75539 | 40.5063 | 5.97
0.85354 | 35.0872 | 7.26
0.79677 | 36.4547 | 6.66
0.68803 | 44.83 | 5.07
0.89877 | 32.0054 | 7.92
0.6736 | 45 | 4.95
0.71786 | 41.2509 | 5.61
0.82371 | 34.8603 | 7.02
0.76309 | 41.7776 | 5.91
1.7234 | 30.9473 | 15.36
6.3703 | 38.4124 | 51.87
7.1901 | 38.8394 | 58.2
7.8176 | 39.3504 | 62.82
6.8226 | 39.489 | 54.72
6.4405 | 37.0754 | 53.4
7.0217 | 37.8688 | 57.6
7.9831 | 38.9672 | 64.5
6.8466 | 39.388 | 54.99
6.4386 | 36.577 | 53.73
7.6366 | 38.9237 | 61.74
8.98 | 38.9849 | 72.54
7.1738 | 39.6285 | 57.42
7.1093 | 40.1243 | 56.49
6.3443 | 40.59 | 50.07
5.1184 | 38.4731 | 41.64
7.3816 | 39.9548 | 58.8
5.8651 | 39.8886 | 46.77
4.5044 | 37.3693 | 37.2
5.3618 | 36.3948 | 44.85
4.9769 | 37.4815 | 41.04
2.7791 | 32.8318 | 24.27
0.26848 | 48.9302 | 1.83
0.30985 | 40.0794 | 2.46
0.44842 | 25.5744 | 4.2
0.25019 | 50.6176 | 1.65
0.4821 | 24.4155 | 4.56
0.26366 | 48.9909 | 1.8
0.25982 | 49.0536 | 1.77
0.48499 | 23.5122 | 4.62
0.31467 | 48.7153 | 2.16
0.56005 | 32.7885 | 4.89
0.51482 | 35.6497 | 4.35
0.42244 | 45.2768 | 3.09
0.66109 | 27.0127 | 6.12
0.44072 | 43.9391 | 3.3
0.61105 | 40.0137 | 4.86
1.0797 | 32.3302 | 9.48
0.88433 | 40.7636 | 6.96
1.0758 | 32.2825 | 9.45
0.92956 | 38.1872 | 7.59
0.82082 | 43.2902 | 6.21
1.046 | 32.3742 | 9.18
0.8189 | 44.8571 | 6.03
0.84681 | 41.6822 | 6.57
1.0508 | 32.2056 | 9.24
0.79388 | 45.4419 | 5.79
1.1182 | 33.1976 | 9.72
1.8331 | 34.2157 | 15.75
6.7812 | 39.9055 | 54.06
8.061 | 38.5733 | 65.49
6.8995 | 40.8431 | 54.24
7.2181 | 37.9333 | 59.16
6.9996 | 39.1581 | 56.4
6.3838 | 39.1454 | 51.45
6.6628 | 36.9692 | 55.32
6.122 | 38.01 | 50.13
7.8955 | 39.0491 | 63.72
7.1671 | 40.9167 | 56.28
7.7059 | 39.4208 | 61.86
6.6388 | 38.9633 | 53.64
7.1594 | 40.8469 | 56.28
7.0198 | 39.6276 | 56.19
5.3445 | 40.4435 | 42.27
7.8253 | 39.3563 | 62.88
5.1838 | 39.5768 | 41.52
3.3882 | 37.8365 | 27.81
3.6615 | 35.0808 | 31.14
3.495 | 37.684 | 28.74
3.1726 | 36.2651 | 26.58
0.59276 | 31.0594 | 5.28
0.42052 | 45 | 3.09
0.6149 | 28.6105 | 5.61
0.44554 | 41.3255 | 3.48
0.41859 | 45.2795 | 3.06
0.66205 | 26.6767 | 6.15
0.49942 | 36.5387 | 4.17
0.42725 | 43.0817 | 3.24
0.63222 | 27.1497 | 5.85
0.3801 | 46.232 | 2.73
0.40031 | 27.4891 | 3.69
0.31178 | 36.3394 | 2.61
0.23576 | 50.4638 | 1.56
0.47729 | 22.3801 | 4.59
0.25597 | 48.2052 | 1.77
0.25597 | 48.2052 | 1.77
0.46767 | 23.245 | 4.47
0.25308 | 47.7702 | 1.77
0.40801 | 27.8341 | 3.75
0.30216 | 37.6353 | 2.49
0.26174 | 45 | 1.92
0.4821 | 22.8835 | 4.62
0.255 | 47.2906 | 1.8
0.29927 | 39.5226 | 2.4
0.45227 | 24.111 | 4.29
0.52156 | 36.6798 | 4.35
2.0468 | 27.4687 | 18.87
6.4579 | 39.1398 | 52.05
7.6174 | 39.0939 | 61.44
8.0697 | 39.4985 | 64.71
8.1563 | 41.0104 | 63.96
6.3741 | 38.7125 | 51.69
6.1403 | 39.8504 | 48.99
7.9061 | 39.1466 | 63.72
8.2987 | 36.9257 | 68.94
11.7446 | 24.4358 | 111.12
16.1461 | 19.9577 | 157.71
20.5523 | 17.3075 | 203.91
20.8795 | 17.1522 | 207.33
13.7481 | 23.8953 | 130.62
9.8528 | 30.3592 | 88.35
11.9409 | 21.8889 | 115.14
20.9142 | 18.1273 | 206.55
12.2084 | 21.8517 | 117.75
20.5312 | 15.7794 | 205.32
9.2215 | 26.3725 | 85.86
6.2567 | 32.0474 | 55.11
5.3637 | 24.9927 | 50.52
3.6672 | 22.5886 | 35.19
0.55812 | 31.4717 | 4.95
0.48595 | 37.2782 | 4.02
0.41667 | 45.5617 | 3.03
0.61586 | 28.2462 | 5.64
0.4311 | 43.0999 | 3.27
0.41474 | 45.2822 | 3.03
0.64858 | 26.4509 | 6.03
0.24442 | 51.2345 | 1.59
0.32236 | 34.4027 | 2.76
0.36759 | 30.1916 | 3.3
0.23768 | 50.9061 | 1.56
0.46574 | 22.5926 | 4.47
0.23768 | 49.9271 | 1.59
0.23672 | 51.4495 | 1.53
0.47633 | 22.8337 | 4.56
0.23672 | 51.4495 | 1.53
0.30312 | 36.8699 | 2.52
0.39165 | 27.6995 | 3.6
0.26174 | 45 | 1.92
0.4821 | 21.8014 | 4.65
0.23576 | 49.4749 | 1.59
0.23383 | 51.009 | 1.53
0.5052 | 21.4369 | 4.89
0.23672 | 51.4495 | 1.53
0.30119 | 40.7205 | 2.37
1.7398 | 31.8442 | 15.36
3.7365 | 36.6132 | 31.17
3.9117 | 34.992 | 33.3
3.7481 | 37.2053 | 31.02
3.2381 | 36.8086 | 26.94
4.312 | 36.6704 | 35.94
4.0502 | 38.9532 | 32.73
4.2109 | 36.6656 | 35.1
4.4063 | 33.0758 | 38.37
6.0893 | 39.0161 | 49.17
6.3 | 40.3165 | 49.92
6.098 | 41.0456 | 47.79
4.1878 | 38.6475 | 33.99
1.4896 | 28.3534 | 13.62
0.36759 | 30.1916 | 3.3
0.23576 | 50.4638 | 1.56
0.42436 | 25.3462 | 3.99
0.2781 | 41.6335 | 2.16
0.24249 | 50.8067 | 1.59
0.48306 | 22.1194 | 4.65
0.23383 | 51.009 | 1.53
0.40512 | 27.1124 | 3.75
0.29734 | 39.0939 | 2.4
0.23672 | 51.4495 | 1.53
0.47537 | 22.5127 | 4.56
0.23576 | 50.4638 | 1.56
0.31851 | 36.142 | 2.67
0.38684 | 29.0546 | 3.51
0.24057 | 51.3402 | 1.56
0.46959 | 22.7824 | 4.5
0.23961 | 50.371 | 1.59
0.23768 | 50.9061 | 1.56
0.49076 | 20.6744 | 4.77
0.23576 | 50.4638 | 1.56
0.27425 | 41.5834 | 2.13
0.46959 | 23.5688 | 4.47
0.23576 | 50.4638 | 1.56
0.37818 | 28.7151 | 3.45
0.30793 | 36.2249 | 2.58
0.24731 | 48.3109 | 1.71
0.4975 | 21.8014 | 4.8
0.24057 | 51.3402 | 1.56
0.24057 | 51.3402 | 1.56
0.46959 | 22.7824 | 4.5
0.25597 | 49.1182 | 1.74
0.24249 | 50.8067 | 1.59
0.46671 | 22.9196 | 4.47
0.25115 | 47.3278 | 1.77
0.35412 | 32.0054 | 3.12
0.3445 | 33.0239 | 3
0.25115 | 48.2572 | 1.74
0.47537 | 22.5127 | 4.56
0.23383 | 51.009 | 1.53
0.24731 | 48.3109 | 1.71
0.47921 | 22.6996 | 4.59
0.23576 | 49.4749 | 1.59
0.28291 | 39.2072 | 2.28
0.49076 | 22.4902 | 4.71
0.24538 | 48.8141 | 1.68
0.39165 | 27.6995 | 3.6
0.29831 | 37.5348 | 2.46
0.23961 | 50.371 | 1.59
0.47152 | 23.4287 | 4.5
0.23768 | 50.9061 | 1.56
0.23576 | 50.4638 | 1.56
0.47537 | 22.5127 | 4.56
0.24249 | 50.8067 | 1.59
0.3724 | 29.7449 | 3.36
0.32236 | 34.4027 | 2.76
0.23383 | 51.009 | 1.53
0.47537 | 22.5127 | 4.56
0.23672 | 51.4495 | 1.53
0.23383 | 51.009 | 1.53
0.47633 | 22.0592 | 4.59
0.23383 | 51.009 | 1.53
0.37336 | 30.129 | 3.36
0.32429 | 34.1145 | 2.79
0.23383 | 51.009 | 1.53
0.52444 | 20.6299 | 5.1
0.24057 | 51.3402 | 1.56
0.28868 | 41.3478 | 2.25
0.45901 | 23.3405 | 4.38
0.23768 | 50.9061 | 1.56
0.5764 | 29.389 | 5.22
0.77367 | 38.0251 | 6.33
0.69958 | 41.6532 | 5.43
0.9286 | 29.8333 | 8.37
0.70824 | 40.7026 | 5.58
0.64665 | 45.1807 | 4.74
0.82756 | 32.7472 | 7.23
0.6428 | 44.8181 | 4.74
0.72363 | 38.5169 | 5.88
0.71882 | 38.4802 | 5.85
0.6351 | 46.2894 | 4.56
0.80831 | 33.3497 | 7.02
0.60816 | 44.6155 | 4.5
0.25693 | 45.9094 | 1.86
0.48595 | 15.8519 | 4.86
1.5204 | 29.8258 | 13.71
6.6609 | 38.1712 | 54.42
7.4711 | 37.9061 | 61.26
6.6301 | 39.2754 | 53.34
7.628 | 37.2645 | 63.09
7.5933 | 40.0956 | 60.36
6.5627 | 40.0218 | 52.23
7.6443 | 39.7142 | 61.11
6.8033 | 40.1635 | 54.03
7.2835 | 38.4506 | 59.28
6.251 | 37.9655 | 51.21
6.4742 | 39.6813 | 51.78
7.0468 | 37.7103 | 57.93
5.3272 | 40.8471 | 41.88
6.8466 | 38.7013 | 55.53
6.454 | 39.4282 | 51.81
6.5743 | 40.5658 | 51.9
6.0027 | 38.3801 | 48.9
3.5325 | 37.797 | 29.01
2.5366 | 28.4023 | 23.19
0.77271 | 31.5514 | 6.84
0.46478 | 40.2155 | 3.69
0.61778 | 29.0806 | 5.61
0.43495 | 44.731 | 3.21
0.52252 | 25.8577 | 4.89
0.26751 | 46.3119 | 1.92
0.29253 | 42.1975 | 2.25
0.47825 | 23.471 | 4.56
0.27232 | 48.0128 | 1.89
0.31563 | 37.1847 | 2.61
0.40416 | 28.5778 | 3.69
0.2781 | 44.1575 | 2.07
0.49654 | 23.2861 | 4.74
0.41859 | 44.1616 | 3.12
0.69284 | 38.3987 | 5.64
0.87664 | 25.1308 | 8.25
0.60046 | 38.3585 | 4.89
0.87375 | 32.5874 | 7.65
0.77752 | 36.6998 | 6.48
0.66109 | 44.2927 | 4.92
0.89973 | 31.0898 | 8.01
0.67167 | 44.1293 | 5.01
0.72844 | 39.0498 | 5.88
0.84103 | 33.0898 | 7.32
0.64473 | 45 | 4.74
0.85065 | 30.8304 | 7.59
0.30119 | 40.7205 | 2.37
0.59854 | 28.5442 | 5.46
2.0102 | 24.2465 | 19.05
4.9461 | 35.4988 | 41.85
5.7679 | 35.3843 | 48.87
5.9565 | 38.3085 | 48.57
5.5908 | 33.3947 | 48.51
4.7027 | 34.773 | 40.14
5.3974 | 34.982 | 45.96
6.4136 | 39.1914 | 51.66
6.761 | 40.7579 | 53.22
7.3634 | 40.6914 | 58.02
6.6455 | 39.8183 | 53.04
6.6436 | 39.6047 | 53.19
6.5512 | 38.577 | 53.22
5.791 | 38.7267 | 46.95
5.8593 | 38.6995 | 47.52
6.2866 | 37.012 | 52.17
6.0585 | 39.2568 | 48.75
5.3204 | 38.2131 | 43.44
3.7462 | 32.8573 | 32.7
2.8637 | 31.2708 | 25.44
1.4386 | 19.708 | 14.07
0.59373 | 41.0548 | 4.65
0.62259 | 38.7844 | 5.04
0.77271 | 28.5763 | 7.05
0.55427 | 42.2536 | 4.26
0.72075 | 30.5702 | 6.45
0.5918 | 38.6598 | 4.8
0.54561 | 43.0694 | 4.14
0.78714 | 28.7279 | 7.17
0.44938 | 44.4791 | 3.33
0.45804 | 34.992 | 3.9
0.49654 | 31.9348 | 4.38
0.36759 | 45.6366 | 2.67
0.7015 | 27.7256 | 6.45
0.82467 | 41.4502 | 6.42
2.0612 | 24.8424 | 19.44
2.933 | 18.7738 | 28.86
1.6349 | 27.3344 | 15.09
1.5935 | 26.7043 | 14.79
2.0102 | 24.4303 | 19.02
2.9686 | 19.5451 | 29.07
6.5233 | 12.394 | 66.21
5.8276 | 12.7351 | 59.07
4.6642 | 13.933 | 47.04
5.4369 | 12.4496 | 55.17
5.4657 | 12.8472 | 55.38
6.0431 | 14.5541 | 60.78
6.6214 | 24.5763 | 62.58
7.5856 | 31.0946 | 67.5
9.3466 | 25.2671 | 87.84
8.0312 | 24.8701 | 75.72
7.9051 | 28.39 | 72.27
17.0718 | 18.9864 | 167.76
17.194 | 19.6215 | 168.3
10.4917 | 22.3167 | 100.86
9.7142 | 28.3699 | 88.83
7.4086 | 37.5754 | 61.02
7.2565 | 38.7666 | 58.8
15.5158 | 20.0769 | 151.44
20.2396 | 17.3779 | 200.73
21.3828 | 16.3651 | 213.21
13.0225 | 20.2186 | 126.99
6.8168 | 35.0497 | 57.99
6.1259 | 37.3019 | 50.64
5.2473 | 36.9266 | 43.59
5.3445 | 36.1457 | 44.85
4.26 | 34.3685 | 36.54
1.4338 | 19.5296 | 14.04
0.40801 | 26.9277 | 3.78
0.40801 | 39.5461 | 3.27
0.6938 | 24.3256 | 6.57
0.42533 | 42.7974 | 3.24
0.42244 | 44.1697 | 3.15
0.64954 | 26.679 | 6.03
0.42244 | 43.0632 | 3.21
0.54657 | 32.2622 | 4.8
0.50616 | 35.9553 | 4.26
0.72941 | 40.5028 | 5.76
0.94881 | 29.5287 | 8.58
0.70727 | 41.3618 | 5.52
0.74962 | 38.5909 | 6.09
0.93149 | 30.1414 | 8.37
0.69958 | 41.6532 | 5.43
0.91705 | 30.0357 | 8.25
0.77848 | 36.4024 | 6.51
0.7169 | 40.1009 | 5.7
0.85354 | 31.1632 | 7.59
0.63029 | 44.8146 | 4.65
0.75635 | 35.9952 | 6.36
0.7679 | 35.3625 | 6.51
0.65724 | 43.9325 | 4.92
0.91898 | 29.142 | 8.34
0.63703 | 44.2655 | 4.74
0.83526 | 36.9888 | 6.93
1.6647 | 30.0776 | 14.97
3.903 | 38.7855 | 31.62
8.5056 | 20.7541 | 82.65
13.6066 | 16.3779 | 135.66
19.8047 | 14.33 | 199.41
19.8884 | 15.2405 | 199.41
16.2115 | 19.148 | 159.15
21.2885 | 16.2453 | 212.4
21.2519 | 15.6108 | 212.7
16.8562 | 18.8135 | 165.81
19.7238 | 17.7773 | 195.18
21.7023 | 16.6657 | 216.06
13.698 | 18.8359 | 134.73
11.9765 | 23.0299 | 114.54
20.1241 | 14.9473 | 202.05
12.9802 | 17.9675 | 128.31
5.0991 | 34.2479 | 43.8
5.2762 | 36.8824 | 43.86
5.4686 | 34.4618 | 46.86
4.4987 | 36.5978 | 37.53
3.7038 | 35.0652 | 31.5
1.736 | 23.8367 | 16.5
0.43399 | 26.0535 | 4.05
0.50327 | 21.5571 | 4.86
0.5764 | 18.7074 | 5.67
0.38106 | 29.4759 | 3.45
0.59565 | 18.3472 | 5.88
0.4157 | 26.3871 | 3.87
0.37818 | 28.7151 | 3.45
0.63318 | 17.5256 | 6.27
0.37144 | 31.3452 | 3.3
0.306 | 23.9077 | 2.91
0.41282 | 11.7029 | 4.2
0.18957 | 26.1753 | 1.77
0.59373 | 17.5535 | 5.88
0.67648 | 32.8087 | 5.91
0.67071 | 32.5279 | 5.88
0.81794 | 18.3071 | 8.07
0.54754 | 28.3212 | 5.01
0.62741 | 25.622 | 5.88
0.73037 | 29.6045 | 6.6
0.59854 | 36.3726 | 5.01
0.8622 | 24.3328 | 8.16
0.60142 | 36.2095 | 5.04
0.6072 | 36.1075 | 5.1
0.80831 | 25.3754 | 7.59
0.56967 | 35.3013 | 4.83
0.57063 | 12.2771 | 5.79
1.4694 | 27.1189 | 13.59
3.5883 | 36.3629 | 30.03
6.3039 | 36.6023 | 52.59
6.2741 | 35.6572 | 52.98
4.9086 | 32.877 | 42.84
6.1826 | 35.152 | 52.53
5.4013 | 36.5024 | 45.12
5.128 | 33.869 | 44.25
4.8422 | 36.0023 | 40.71
4.5217 | 34.8062 | 38.58
3.7567 | 33.7511 | 32.46
2.7242 | 35.7283 | 22.98
2.8753 | 33.4507 | 24.93
2.3932 | 31.8882 | 21.12
1.8457 | 27.6876 | 16.98
1.9053 | 22.4462 | 18.3
0.90935 | 22.5779 | 8.73
0.5331 | 28.0907 | 4.89
0.62452 | 24.3123 | 5.91
0.4311 | 37.1003 | 3.57
0.68514 | 22.0256 | 6.6
0.4311 | 37.1003 | 3.57
0.4388 | 37.2468 | 3.63
0.67841 | 22.5261 | 6.51
0.42436 | 37.2597 | 3.51
0.51674 | 29.4275 | 4.68
0.57833 | 26.6929 | 5.37
0.43495 | 36.6419 | 3.63
0.71016 | 21.4555 | 6.87
0.44746 | 35.0223 | 3.81
0.44265 | 35.4509 | 3.75
0.66686 | 22.6771 | 6.39
0.4234 | 36.4009 | 3.54
0.58795 | 25.306 | 5.52
0.50808 | 29.6237 | 4.59
0.42629 | 37.025 | 3.54
0.67071 | 22.2594 | 6.45
0.43303 | 35.4932 | 3.66
0.41859 | 36.8699 | 3.48
0.67263 | 21.9385 | 6.48
0.42629 | 37.025 | 3.54
0.44938 | 33.9965 | 3.87
0.65339 | 22.6004 | 6.27
0.42244 | 36.9482 | 3.51
0.59084 | 26.0647 | 5.52
0.53888 | 29.1738 | 4.89
0.42533 | 36.7142 | 3.54
0.69573 | 21.669 | 6.72
0.4311 | 35.1807 | 3.66
0.45516 | 35.7067 | 3.84
0.68033 | 21.666 | 6.57
0.48884 | 31.7184 | 4.32
0.50712 | 30.0686 | 4.56
0.61105 | 25.475 | 5.73
0.44746 | 35.5377 | 3.78
0.68514 | 22.0256 | 6.6
0.4744 | 32.8191 | 4.14
0.42629 | 37.025 | 3.54
0.61201 | 20.1448 | 5.97
0.26174 | 43.2101 | 1.98
0.36085 | 29.2328 | 3.27
0.39646 | 26.3784 | 3.69
0.26174 | 43.2101 | 1.98
0.51193 | 20.4804 | 4.98
0.25885 | 43.6468 | 1.95
0.29253 | 37.7757 | 2.4
0.47921 | 21.9296 | 4.62
0.255 | 45.4584 | 1.86
0.40416 | 25.8329 | 3.78
0.20785 | 19.44 | 2.04
0.1453 | 31.1593 | 1.29
0.52637 | 13.9601 | 5.31
0.24923 | 46.8779 | 1.77
0.25982 | 42.7454 | 1.98
0.50905 | 20.5941 | 4.95
0.25982 | 41.8452 | 2.01
0.42725 | 24.3159 | 4.05
0.33199 | 32.5857 | 2.91
0.24538 | 45.9548 | 1.77
0.47537 | 21.7368 | 4.59
0.24731 | 46.4203 | 1.77
0.36952 | 28.9677 | 3.36
0.39742 | 26.7511 | 3.69
0.25982 | 42.7454 | 1.98
0.5254 | 19.9293 | 5.13
0.26559 | 42.3575 | 2.04
0.34931 | 30.8014 | 3.12
0.40512 | 22.1803 | 3.9
0.15589 | 27.512 | 1.44
0.44457 | 9.34 | 4.56
0.20304 | 35.7274 | 1.71
0.43014 | 24.1576 | 4.08
0.39646 | 26.3784 | 3.69
0.29061 | 37.3255 | 2.4
0.52925 | 19.4227 | 5.19
0.27232 | 41.9872 | 2.1
0.39165 | 26.7541 | 3.63
0.38202 | 27.9198 | 3.51
0.26751 | 42.8142 | 2.04
0.53118 | 20.0097 | 5.19
0.24153 | 40.156 | 1.92
0.37336 | 11.1363 | 3.81
0.23383 | 17.9873 | 2.31
0.20497 | 35.2564 | 1.74
0.53022 | 20.4099 | 5.16
0.27232 | 41.9872 | 2.1
0.44072 | 23.5434 | 4.2
0.33776 | 31.3832 | 3
0.26559 | 42.3575 | 2.04
0.5562 | 19.0935 | 5.46
0.27906 | 39.9575 | 2.22
0.39646 | 26.3784 | 3.69
0.36855 | 28.5746 | 3.36
0.27425 | 40.7321 | 2.16
0.52733 | 19.8225 | 5.16
0.25982 | 42.7454 | 1.98
0.34065 | 31.1303 | 3.03
0.41474 | 25.1374 | 3.9
0.25115 | 45.4658 | 1.83
0.48114 | 21.482 | 4.65
0.25982 | 42.7454 | 1.98
0.26174 | 43.2101 | 1.98
0.47344 | 22.9692 | 4.53
0.25885 | 43.6468 | 1.95
0.43303 | 24.0013 | 4.11
0.26559 | 42.3575 | 2.04
0.24923 | 46.8779 | 1.77
0.39935 | 12.5288 | 4.05
0.12221 | 36.3268 | 1.02
0.33295 | 14.0362 | 3.36
0.38202 | 27.9198 | 3.51
0.24538 | 45 | 1.8
0.51193 | 19.7624 | 5.01
0.26944 | 42.3974 | 2.07
0.27906 | 39.9575 | 2.22
0.51867 | 19.8469 | 5.07
0.255 | 43.6252 | 1.92
0.48499 | 21.6746 | 4.68
0.28772 | 37.6736 | 2.37
0.26751 | 42.8142 | 2.04
0.51578 | 19.9557 | 5.04
0.26174 | 42.3162 | 2.01
0.3955 | 26.9395 | 3.66
0.3214 | 23.8059 | 3.06
0.14819 | 29.0546 | 1.35
0.43303 | 9.5878 | 4.44
0.21844 | 37.4762 | 1.8
0.3878 | 27.5199 | 3.57
0.44457 | 23.7359 | 4.23
0.26366 | 42.7803 | 2.01
0.53599 | 19.5085 | 5.25
0.26366 | 44.5559 | 1.95
0.26944 | 43.2643 | 2.04
0.50327 | 20.8252 | 4.89
0.26366 | 42.7803 | 2.01
0.39646 | 27.3115 | 3.66
0.39165 | 27.6995 | 3.6
0.26559 | 44.1186 | 1.98
0.47633 | 22.0592 | 4.59
0.24538 | 46.9092 | 1.74
0.25308 | 45.924 | 1.83
0.50038 | 20.9427 | 4.86
0.23576 | 49.4749 | 1.59
0.28772 | 38.4802 | 2.34
0.40897 | 26.3843 | 3.81
0.27425 | 41.5834 | 2.13
0.41474 | 26.0296 | 3.87
0.28291 | 39.2072 | 2.28
0.23768 | 50.9061 | 1.56
0.47729 | 22.3801 | 4.59
0.23191 | 50.5599 | 1.53
0.29061 | 37.3255 | 2.4
0.40127 | 26.0124 | 3.75
0.24153 | 47.9108 | 1.68
0.45804 | 23.0089 | 4.38
0.24538 | 45.9548 | 1.77
0.24538 | 46.9092 | 1.74
0.47921 | 21.9296 | 4.62
0.25115 | 45.4658 | 1.83
0.42629 | 23.9625 | 4.05
0.31274 | 34.8622 | 2.67
0.26366 | 45.4441 | 1.92
0.4388 | 16.049 | 4.38
0.15012 | 27.5528 | 1.38
0.34257 | 12.1622 | 3.48
0.38202 | 26.9522 | 3.54
0.25885 | 43.6468 | 1.95
0.51386 | 20.3678 | 5.01
0.26751 | 43.6881 | 2.01
0.47344 | 22.1903 | 4.56
0.30985 | 36.6561 | 2.58
0.27617 | 40.3417 | 2.19
0.50905 | 20.5941 | 4.95
0.26366 | 42.7803 | 2.01
0.52733 | 20.5193 | 5.13
0.26366 | 42.7803 | 2.01
0.31274 | 34.8622 | 2.67
0.45612 | 22.3406 | 4.38
0.26944 | 43.2643 | 2.04
0.52925 | 19.4227 | 5.19
0.26174 | 42.3162 | 2.01
0.37625 | 27.943 | 3.45
0.4234 | 24.9933 | 3.99
0.25982 | 42.7454 | 1.98
0.56967 | 17.7004 | 5.64
0.26366 | 41.894 | 2.04
0.41186 | 26.2058 | 3.84
0.37336 | 30.129 | 3.36
0.26751 | 42.8142 | 2.04
0.43014 | 9.6518 | 4.41
0.14338 | 30.1735 | 1.29
0.40704 | 20.7461 | 3.96
0.34257 | 31.5442 | 3.03
0.26559 | 43.2376 | 2.01
0.51674 | 20.2565 | 5.04
0.26174 | 45 | 1.92
0.36952 | 29.9667 | 3.33
0.40031 | 26.5651 | 3.72
0.25982 | 42.7454 | 1.98
0.50905 | 20.5941 | 4.95
0.25693 | 46.8183 | 1.83
0.29638 | 37.0928 | 2.46
0.46478 | 22.264 | 4.47
0.29253 | 37.7757 | 2.4
0.45516 | 23.9625 | 4.32
0.32236 | 33.6901 | 2.79
0.25115 | 44.5342 | 1.86
0.50616 | 20.709 | 4.92
0.26559 | 43.2376 | 2.01
0.30793 | 36.2249 | 2.58
0.45227 | 23.2946 | 4.32
0.26366 | 43.6678 | 1.98
0.49365 | 21.6148 | 4.77
0.28291 | 40.8554 | 2.22
0.26366 | 42.7803 | 2.01
0.50135 | 20.2086 | 4.89
0.25789 | 42.2737 | 1.98
0.3647 | 29.4072 | 3.3
0.3955 | 26.0033 | 3.69
0.255 | 42.7094 | 1.95
0.51001 | 19.8722 | 4.98
0.26366 | 42.7803 | 2.01
0.25885 | 43.6468 | 1.95
0.51386 | 20.3678 | 5.01
0.306 | 35.789 | 2.58
0.3724 | 28.7524 | 3.39
0.41089 | 25.8444 | 3.84
0.26751 | 41.9413 | 2.07
0.50808 | 20.2892 | 4.95
0.25693 | 44.0906 | 1.92
0.26559 | 42.3575 | 2.04
0.50231 | 20.5175 | 4.89
0.26174 | 43.2101 | 1.98
0.39165 | 26.7541 | 3.63
0.37529 | 29.526 | 3.39
0.26174 | 43.2101 | 1.98
0.50905 | 20.5941 | 4.95
0.25693 | 44.0906 | 1.92
0.26174 | 45 | 1.92
0.4821 | 21.8014 | 4.65
0.24153 | 47.9108 | 1.68
0.42244 | 25.5139 | 3.96
0.33872 | 32.4712 | 2.97
0.23961 | 48.4239 | 1.65
0.53599 | 19.5085 | 5.25
0.26174 | 43.2101 | 1.98
0.23287 | 29.7449 | 2.1
0.32717 | 13.7909 | 3.3
0.15589 | 31.3287 | 1.38
0.53214 | 19.3194 | 5.22
0.26559 | 41.4785 | 2.07
0.25885 | 43.6468 | 1.95
0.51771 | 19.5464 | 5.07
0.26366 | 41.894 | 2.04
0.40416 | 26.7481 | 3.75
0.35412 | 30.3236 | 3.18
0.26944 | 42.3974 | 2.07
0.51867 | 19.8469 | 5.07
0.25308 | 43.1524 | 1.92
0.34738 | 31.0455 | 3.09
0.42244 | 24.6384 | 3.99
0.25982 | 41.8452 | 2.01
0.50808 | 20.2892 | 4.95
0.26559 | 41.4785 | 2.07
0.3368 | 32.0574 | 2.97
0.4744 | 21.413 | 4.59
0.26174 | 42.3162 | 2.01
0.48788 | 20.7941 | 4.74
0.28676 | 39.2894 | 2.31
0.26366 | 42.7803 | 2.01
0.51386 | 20.3678 | 5.01
0.28291 | 40.8554 | 2.22
0.44554 | 24.0755 | 4.23
0.33776 | 31.3832 | 3
0.25885 | 43.6468 | 1.95
0.51771 | 20.556 | 5.04
0.26751 | 42.8142 | 2.04
0.33968 | 31.7989 | 3
0.42725 | 24.3159 | 4.05
0.26174 | 41.4237 | 2.04
0.51867 | 19.8469 | 5.07
0.26366 | 42.7803 | 2.01
0.30023 | 35.2176 | 2.55
0.49557 | 18.3294 | 4.89
0.14242 | 29.1676 | 1.29
0.34642 | 12.5288 | 3.51
0.30216 | 29.7449 | 2.73
0.255 | 42.7094 | 1.95
0.51193 | 19.7624 | 5.01
0.26751 | 41.9413 | 2.07
0.26848 | 40.2002 | 2.13
0.50135 | 20.2086 | 4.89
0.25693 | 43.1817 | 1.95
0.45804 | 23.0089 | 4.38
0.33102 | 32.1644 | 2.91
0.25982 | 41.8452 | 2.01
0.51001 | 19.8722 | 4.98
0.25693 | 43.1817 | 1.95
0.30408 | 36.1075 | 2.55
0.46382 | 21.9339 | 4.47
0.255 | 42.7094 | 1.95
0.5408 | 19.0156 | 5.31
0.28483 | 39.6569 | 2.28
0.26174 | 43.2101 | 1.98
0.51386 | 20.3678 | 5.01
0.25885 | 43.6468 | 1.95
0.42244 | 26.3898 | 3.93
0.34738 | 31.0455 | 3.09
0.25885 | 43.6468 | 1.95
0.51578 | 19.9557 | 5.04
0.26944 | 43.2643 | 2.04
0.35316 | 29.9192 | 3.18
0.40031 | 26.5651 | 3.72
0.26174 | 43.2101 | 1.98
0.51482 | 20.6688 | 5.01
0.2858 | 38.8408 | 2.31
0.37048 | 28.3612 | 3.39
0.39935 | 26.1942 | 3.72
0.27136 | 42.847 | 2.07
0.56967 | 18.6186 | 5.61
0.25693 | 43.1817 | 1.95
0.34931 | 30.8014 | 3.12
0.42436 | 25.3462 | 3.99
0.26174 | 43.2101 | 1.98
0.52637 | 19.5271 | 5.16
0.26174 | 43.2101 | 1.98
0.30697 | 35.0362 | 2.61
0.45804 | 23.0089 | 4.38
0.2348 | 48.4833 | 1.62
0.49365 | 20.556 | 4.8
0.23672 | 47.9609 | 1.65
0.24153 | 48.8785 | 1.65
0.48788 | 20.7941 | 4.74
0.23095 | 49.5538 | 1.56
0.38972 | 26.3753 | 3.63
0.32044 | 33.9765 | 2.76
0.22902 | 49.0856 | 1.56
0.4821 | 21.0375 | 4.68
0.28387 | 38.3865 | 2.31
0.33487 | 32.3196 | 2.94
0.36085 | 29.2328 | 3.27
0.23576 | 49.4749 | 1.59
0.48691 | 21.5493 | 4.71
0.23576 | 49.4749 | 1.59
0.26848 | 41.0698 | 2.1
0.43399 | 23.4986 | 4.14
0.23287 | 48.0128 | 1.62
0.45804 | 23.0089 | 4.38
0.25115 | 45.4658 | 1.83
0.24538 | 45 | 1.8
0.47729 | 21.2864 | 4.62
0.24538 | 46.9092 | 1.74
0.36952 | 27.9671 | 3.39
0.33391 | 31.2184 | 2.97
0.25693 | 43.1817 | 1.95
0.48403 | 22.4359 | 4.65
0.24538 | 47.8624 | 1.71
0.35893 | 30.4889 | 3.21
0.4542 | 22.816 | 4.35
0.25115 | 45.4658 | 1.83
0.48114 | 21.482 | 4.65
0.2858 | 38.8408 | 2.31
0.25693 | 44.0906 | 1.92
0.50616 | 20.709 | 4.92
0.23768 | 49.9271 | 1.59
0.41763 | 24.969 | 3.93
0.3368 | 32.0574 | 2.97
0.26174 | 43.2101 | 1.98
0.50038 | 20.9427 | 4.86
0.24057 | 46.9415 | 1.71
0.30793 | 35.4753 | 2.61
0.43014 | 24.1576 | 4.08
0.23576 | 49.4749 | 1.59
0.45804 | 23.0089 | 4.38
0.25982 | 41.8452 | 2.01
0.22902 | 49.0856 | 1.56
0.49846 | 21.0614 | 4.83
0.22902 | 48.0665 | 1.59
0.39742 | 25.821 | 3.72
0.33584 | 31.6398 | 2.97
0.24731 | 46.4203 | 1.77
0.48114 | 21.482 | 4.65
0.23287 | 49.0142 | 1.59
0.24346 | 46.4441 | 1.74
0.49172 | 20.9892 | 4.77
0.22902 | 49.0856 | 1.56
0.33199 | 31.4768 | 2.94
0.34546 | 30.6354 | 3.09
0.23768 | 48.9452 | 1.62
0.45804 | 22.2035 | 4.41
0.23287 | 49.0142 | 1.59
0.23095 | 49.5538 | 1.56
0.48018 | 22.249 | 4.62
0.23768 | 48.9452 | 1.62
0.306 | 35.789 | 2.58
0.38202 | 26.9522 | 3.54
0.23768 | 48.9452 | 1.62
0.51482 | 19.6538 | 5.04
0.24346 | 46.4441 | 1.74
0.24346 | 46.4441 | 1.74
0.45708 | 22.6756 | 4.38
0.24538 | 45.9548 | 1.77
0.41859 | 24.444 | 3.96
0.27425 | 39.8827 | 2.19
0.25115 | 45.4658 | 1.83
0.47248 | 21.8664 | 4.56
0.24731 | 45.4735 | 1.8
0.35701 | 30.0897 | 3.21
0.37914 | 27.1497 | 3.51
0.25308 | 45 | 1.86
0.48403 | 21.3568 | 4.68
0.23287 | 49.0142 | 1.59
0.27906 | 39.9575 | 2.22
0.46286 | 22.7297 | 4.44
0.24346 | 47.406 | 1.71
0.49846 | 21.0614 | 4.83
0.24923 | 45 | 1.83
0.28676 | 39.2894 | 2.31
0.49942 | 20.6335 | 4.86
0.23672 | 47.9609 | 1.65
0.3647 | 29.4072 | 3.3
0.35701 | 31.1225 | 3.18
0.23095 | 49.5538 | 1.56
0.48403 | 21.3568 | 4.68
0.24923 | 45.9392 | 1.8
0.27232 | 41.1287 | 2.13
0.43014 | 24.1576 | 4.08
0.23287 | 49.0142 | 1.59
0.40127 | 26.0124 | 3.75
0.28965 | 38.1252 | 2.37
0.23576 | 49.4749 | 1.59
0.49365 | 20.556 | 4.8
0.23095 | 49.5538 | 1.56
0.24153 | 49.844 | 1.62
0.47633 | 22.0592 | 4.59
0.23095 | 49.5538 | 1.56
0.29061 | 37.3255 | 2.4
0.44746 | 23.587 | 4.26
0.23768 | 48.9452 | 1.62
0.42244 | 24.6384 | 3.99
0.26366 | 41.894 | 2.04
0.23576 | 49.4749 | 1.59
0.48306 | 22.1194 | 4.65
0.23191 | 50.5599 | 1.53
0.27136 | 38.9458 | 2.19
0.4157 | 24.6085 | 3.93
0.24153 | 49.844 | 1.62
0.41474 | 25.1374 | 3.9
0.27425 | 40.7321 | 2.16
0.24731 | 47.3662 | 1.74
0.47248 | 22.6468 | 4.53
0.23768 | 49.9271 | 1.59
0.2781 | 40.7946 | 2.19
0.43399 | 23.4986 | 4.14
0.23287 | 49.0142 | 1.59
0.45035 | 22.6199 | 4.32
0.29253 | 37.7757 | 2.4
0.23576 | 49.4749 | 1.59
0.53118 | 20.0097 | 5.19
0.25308 | 45 | 1.86
0.27232 | 41.1287 | 2.13
0.42629 | 25.697 | 3.99
0.26174 | 45 | 1.92
0.45516 | 23.1509 | 4.35
0.26174 | 43.2101 | 1.98
0.24731 | 46.4203 | 1.77
0.47921 | 21.9296 | 4.62
0.24057 | 45.971 | 1.74
0.34353 | 30.8811 | 3.06
0.3445 | 30.2218 | 3.09
0.23095 | 49.5538 | 1.56
0.48018 | 21.1613 | 4.65
0.23095 | 48.5448 | 1.59
0.2271 | 49.6355 | 1.53
0.48884 | 21.1104 | 4.74
0.24153 | 47.9108 | 1.68
0.27521 | 39.0355 | 2.22
0.41089 | 24.9439 | 3.87
0.25115 | 44.5342 | 1.86
0.46767 | 22.1299 | 4.5
0.27714 | 38.6598 | 2.25
0.22902 | 49.0856 | 1.56
0.46671 | 21.8014 | 4.5
0.2348 | 48.4833 | 1.62
0.2271 | 49.6355 | 1.53
0.44938 | 22.28 | 4.32
0.23095 | 49.5538 | 1.56
0.24923 | 45.9392 | 1.8
0.43591 | 23.8468 | 4.14
0.23095 | 49.5538 | 1.56
0.39646 | 26.3784 | 3.69
0.29638 | 37.0928 | 2.46
0.2271 | 49.6355 | 1.53
0.46671 | 21.8014 | 4.5
0.23095 | 48.5448 | 1.59
0.24346 | 47.406 | 1.71
0.46671 | 21.8014 | 4.5
0.22902 | 49.0856 | 1.56
0.37144 | 27.7585 | 3.42
0.38587 | 27.1399 | 3.57
0.24153 | 47.9108 | 1.68
0.52252 | 20.0372 | 5.1
0.25982 | 42.7454 | 1.98
0.23768 | 49.9271 | 1.59
0.51482 | 20.6688 | 5.01
0.26366 | 43.6678 | 1.98
0.44457 | 23.7359 | 4.23
0.3291 | 33.5507 | 2.85
0.26559 | 44.1186 | 1.98
0.51963 | 20.1463 | 5.07
0.26174 | 43.2101 | 1.98
0.37144 | 29.3578 | 3.36
0.39261 | 28.0725 | 3.6
0.26174 | 44.1048 | 1.95
0.51578 | 19.9557 | 5.04
0.25693 | 43.1817 | 1.95
0.26366 | 42.7803 | 2.01
0.49557 | 20.439 | 4.83
0.25308 | 43.1524 | 1.92
0.42629 | 23.9625 | 4.05
0.35219 | 30.5608 | 3.15
0.23095 | 48.5448 | 1.59
0.43976 | 23.1986 | 4.2
0.26174 | 41.4237 | 2.04
0.255 | 44.5416 | 1.89
0.46863 | 21.6704 | 4.53
0.23095 | 49.5538 | 1.56
0.22998 | 50.1022 | 1.53
0.47921 | 21.9296 | 4.62
0.2271 | 49.6355 | 1.53
0.36567 | 28.791 | 3.33
0.31755 | 32.3914 | 2.79
0.23576 | 49.4749 | 1.59
0.47152 | 22.3229 | 4.53
0.23095 | 48.5448 | 1.59
0.22998 | 50.1022 | 1.53
0.47152 | 22.3229 | 4.53
0.23287 | 49.0142 | 1.59
0.38202 | 26.9522 | 3.54
0.34931 | 29.7449 | 3.15
0.23768 | 48.9452 | 1.62
0.46478 | 22.264 | 4.47
0.2271 | 49.6355 | 1.53
0.24057 | 46.9415 | 1.71
0.47633 | 22.0592 | 4.59
0.22998 | 50.1022 | 1.53
0.33584 | 31.6398 | 2.97
0.40897 | 26.3843 | 3.81
0.23961 | 50.371 | 1.59
0.49557 | 21.1813 | 4.8
0.25885 | 44.5489 | 1.92
0.23383 | 50.0131 | 1.56
0.5052 | 21.4369 | 4.89
0.26174 | 44.1048 | 1.95
0.3878 | 27.5199 | 3.57
0.37144 | 29.3578 | 3.36
0.26366 | 43.6678 | 1.98
0.51289 | 20.7827 | 4.98
0.27425 | 41.5834 | 2.13
0.31563 | 34.5625 | 2.7
0.49365 | 20.556 | 4.8
0.24731 | 41.6891 | 1.92
0.35989 | 11.5806 | 3.66
0.17417 | 24.444 | 1.65
0.19438 | 43.1913 | 1.47
0.49942 | 21.3706 | 4.83
0.23768 | 48.9452 | 1.62
0.27521 | 39.0355 | 2.22
0.45131 | 22.9581 | 4.32
0.23961 | 49.3987 | 1.62
0.41089 | 24.9439 | 3.87
0.30889 | 34.729 | 2.64
0.2348 | 48.4833 | 1.62
0.47152 | 22.3229 | 4.53
0.23383 | 50.0131 | 1.56
0.22902 | 49.0856 | 1.56
0.46767 | 22.1299 | 4.5
0.23961 | 48.4239 | 1.65
0.27906 | 39.1226 | 2.25
0.45131 | 22.9581 | 4.32
0.23672 | 46.9749 | 1.68
0.41859 | 25.3274 | 3.93
0.27425 | 39.8827 | 2.19
0.22998 | 50.1022 | 1.53
0.48595 | 21.2329 | 4.71
0.23287 | 49.0142 | 1.59
0.2348 | 48.4833 | 1.62
0.48595 | 21.2329 | 4.71
0.23287 | 49.0142 | 1.59
0.38395 | 27.3367 | 3.54
0.31467 | 33.3985 | 2.73
0.24057 | 45.971 | 1.74
0.53118 | 19.0256 | 5.22
0.25693 | 44.0906 | 1.92
0.27232 | 40.272 | 2.16
0.48595 | 21.2329 | 4.71
0.255 | 43.6252 | 1.92
0.43014 | 24.1576 | 4.08
0.29349 | 36.1932 | 2.46
0.28099 | 38.7516 | 2.28
0.53214 | 19.3194 | 5.22
0.26751 | 43.6881 | 2.01
0.35123 | 31.2062 | 3.12
0.41089 | 25.8444 | 3.84
0.2348 | 41.5167 | 1.83
0.42148 | 9.849 | 4.32
0.153 | 29.4759 | 1.38
0.20881 | 36.5525 | 1.74
0.50808 | 20.2892 | 4.95
0.26559 | 42.3575 | 2.04
0.46478 | 23.0583 | 4.44
0.29253 | 37.7757 | 2.4
0.25693 | 44.0906 | 1.92
0.4975 | 20.7508 | 4.83
0.28099 | 40.4095 | 2.22
0.35123 | 31.2062 | 3.12
0.40704 | 25.6557 | 3.81
0.25693 | 44.0906 | 1.92
0.4898 | 21.4253 | 4.74
0.29253 | 36.9829 | 2.43
0.23287 | 49.0142 | 1.59
0.49461 | 20.8693 | 4.8
0.23383 | 50.0131 | 1.56
0.31274 | 34.8622 | 2.67
0.3955 | 26.0033 | 3.69
0.22998 | 50.1022 | 1.53
0.44265 | 23.0513 | 4.23
0.26848 | 41.0698 | 2.1
0.23095 | 48.5448 | 1.59
0.48018 | 21.1613 | 4.65
0.23287 | 49.0142 | 1.59
0.23961 | 49.3987 | 1.62
0.48403 | 21.3568 | 4.68
0.23287 | 48.0128 | 1.62
0.32814 | 32.4326 | 2.88
0.38202 | 27.9198 | 3.51
0.25115 | 43.6028 | 1.89
0.46863 | 21.6704 | 4.53
0.25115 | 43.6028 | 1.89
0.23095 | 49.5538 | 1.56
0.52348 | 19.3348 | 5.13
0.25693 | 44.0906 | 1.92
0.34931 | 29.7449 | 3.15
0.35123 | 31.2062 | 3.12
0.24923 | 45.9392 | 1.8
0.4975 | 20.7508 | 4.83
0.25308 | 45 | 1.86
0.25885 | 43.6468 | 1.95
0.48114 | 21.482 | 4.65
0.24538 | 45.9548 | 1.77
0.29734 | 36.3136 | 2.49
0.43976 | 24.0389 | 4.17
0.255 | 44.5416 | 1.89
0.4542 | 22.816 | 4.35
0.28195 | 37.9265 | 2.31
0.25693 | 43.1817 | 1.95
0.51097 | 20.1769 | 4.98
0.25308 | 45 | 1.86
0.28291 | 40.0303 | 2.25
0.47633 | 22.0592 | 4.59
0.23768 | 48.9452 | 1.62
0.38876 | 26.9457 | 3.6
0.35989 | 28.2075 | 3.3
0.22902 | 49.0856 | 1.56
0.39261 | 26.1881 | 3.66
0.29349 | 36.1932 | 2.46
0.23095 | 48.5448 | 1.59
0.4388 | 22.8519 | 4.2
0.24923 | 44.0608 | 1.86
0.23768 | 48.9452 | 1.62
0.45131 | 22.9581 | 4.32
0.23672 | 46.9749 | 1.68
0.23095 | 48.5448 | 1.59
0.46767 | 22.1299 | 4.5
0.22998 | 50.1022 | 1.53
0.22902 | 49.0856 | 1.56
0.46286 | 21.6022 | 4.47
0.23576 | 49.4749 | 1.59
0.22517 | 50.1944 | 1.5
0.46671 | 21.8014 | 4.5
0.22998 | 50.1022 | 1.53
0.30119 | 36.4309 | 2.52
0.45035 | 22.6199 | 4.32
0.22998 | 50.1022 | 1.53
0.48403 | 21.3568 | 4.68
0.23576 | 49.4749 | 1.59
0.22998 | 50.1022 | 1.53
0.49076 | 20.6744 | 4.77
0.23287 | 48.0128 | 1.62
0.36567 | 28.791 | 3.33
0.34834 | 31.4521 | 3.09
0.24538 | 45 | 1.8
0.47055 | 21.9974 | 4.53
0.25693 | 44.0906 | 1.92
0.30504 | 37.3039 | 2.52
0.46767 | 22.1299 | 4.5
0.26366 | 43.6678 | 1.98
0.48499 | 21.6746 | 4.68
0.28483 | 40.4752 | 2.25
0.26174 | 44.1048 | 1.95
0.51289 | 20.7827 | 4.98
0.25885 | 43.6468 | 1.95
0.45901 | 23.3405 | 4.38
0.35316 | 29.9192 | 3.18
0.26559 | 42.3575 | 2.04
0.52925 | 19.4227 | 5.19
0.26559 | 42.3575 | 2.04
0.32333 | 32.981 | 2.82
0.41378 | 24.7751 | 3.9
0.25789 | 42.2737 | 1.98
0.4821 | 21.0375 | 4.68
0.24923 | 46.8779 | 1.77
0.25115 | 45.4658 | 1.83
0.47633 | 22.0592 | 4.59
0.23383 | 50.0131 | 1.56
0.30504 | 37.3039 | 2.52
0.40319 | 26.3814 | 3.75
0.23576 | 49.4749 | 1.59
0.46478 | 22.264 | 4.47
0.24346 | 47.406 | 1.71
0.23095 | 49.5538 | 1.56
0.46671 | 21.8014 | 4.5
0.2704 | 40.6677 | 2.13
0.32525 | 33.4078 | 2.82
0.3647 | 28.393 | 3.33
0.23095 | 48.5448 | 1.59
0.47248 | 21.8664 | 4.56
0.24538 | 46.9092 | 1.74
0.23672 | 46.9749 | 1.68
0.4542 | 22.0041 | 4.38
0.2271 | 49.6355 | 1.53
0.3878 | 27.5199 | 3.57
0.30023 | 35.2176 | 2.55
0.22325 | 49.7201 | 1.5
0.4744 | 21.413 | 4.59
0.23768 | 50.9061 | 1.56
0.23768 | 48.9452 | 1.62
0.46574 | 22.5926 | 4.47
0.23768 | 48.9452 | 1.62
0.40319 | 26.3814 | 3.75
0.29638 | 37.0928 | 2.46
0.23287 | 49.0142 | 1.59
0.51771 | 19.5464 | 5.07
0.22998 | 50.1022 | 1.53
0.26174 | 44.1048 | 1.95
0.45901 | 22.5368 | 4.41
0.23191 | 50.5599 | 1.53
0.40127 | 26.0124 | 3.75
0.31274 | 35.5992 | 2.64
0.2348 | 48.4833 | 1.62
0.46863 | 21.6704 | 4.53
0.2348 | 48.4833 | 1.62
0.28965 | 38.9275 | 2.34
0.45804 | 23.0089 | 4.38
0.23383 | 50.0131 | 1.56
0.40031 | 26.5651 | 3.72
0.31659 | 33.8351 | 2.73
0.23191 | 50.5599 | 1.53
0.47152 | 21.541 | 4.56
0.23865 | 47.447 | 1.68
0.22902 | 49.0856 | 1.56
0.47152 | 22.3229 | 4.53
0.24057 | 46.9415 | 1.71
0.27906 | 38.2902 | 2.28
0.43784 | 23.6942 | 4.17
0.23961 | 48.4239 | 1.65
0.3647 | 28.393 | 3.33
0.31948 | 32.8285 | 2.79
0.23576 | 49.4749 | 1.59
0.46574 | 22.5926 | 4.47
0.22902 | 49.0856 | 1.56
0.2271 | 49.6355 | 1.53
0.46093 | 22.0679 | 4.44
0.23287 | 49.0142 | 1.59
0.38395 | 27.3367 | 3.54
0.30408 | 35.3482 | 2.58
0.24346 | 46.4441 | 1.74
0.46767 | 22.1299 | 4.5
0.23383 | 50.0131 | 1.56
0.22998 | 50.1022 | 1.53
0.45804 | 22.2035 | 4.41
0.23287 | 49.0142 | 1.59
0.31274 | 34.8622 | 2.67
0.36855 | 28.5746 | 3.36
0.26848 | 40.2002 | 2.13
0.47248 | 21.8664 | 4.56
0.23383 | 50.0131 | 1.56
0.23383 | 50.0131 | 1.56
0.49172 | 20.9892 | 4.77
0.23383 | 50.0131 | 1.56
0.3801 | 29.0969 | 3.45
0.33872 | 32.4712 | 2.97
0.26174 | 44.1048 | 1.95
0.47152 | 22.3229 | 4.53
0.25308 | 47.7702 | 1.77
0.30985 | 35.9097 | 2.61
0.45227 | 23.2946 | 4.32
0.17321 | 33.4248 | 1.5
0.39935 | 10.823 | 4.08
0.20304 | 22.5572 | 1.95
0.25982 | 42.7454 | 1.98
0.51289 | 20.0657 | 5.01
0.26366 | 42.7803 | 2.01
0.36374 | 30.0271 | 3.27
0.38395 | 28.3008 | 3.51
0.29927 | 36.7593 | 2.49
0.4898 | 21.4253 | 4.74
0.24153 | 48.8785 | 1.65
0.23576 | 49.4749 | 1.59
0.48884 | 21.1104 | 4.74
0.24153 | 47.9108 | 1.68
0.30023 | 37.9716 | 2.46
0.39935 | 26.1942 | 3.72
0.24346 | 48.3665 | 1.68
0.38395 | 27.3367 | 3.54
0.30697 | 36.9776 | 2.55
0.23383 | 50.0131 | 1.56
0.46286 | 22.7297 | 4.44
0.23191 | 50.5599 | 1.53
0.23768 | 49.9271 | 1.59
0.46863 | 22.4569 | 4.5
0.23768 | 48.9452 | 1.62
0.29638 | 37.875 | 2.43
0.42052 | 26.0378 | 3.93
0.23191 | 50.5599 | 1.53
0.4157 | 25.4976 | 3.9
0.30793 | 36.2249 | 2.58
0.23961 | 50.371 | 1.59
0.47248 | 21.8664 | 4.56
0.23383 | 50.0131 | 1.56
0.31178 | 34.4265 | 2.67
0.38106 | 28.5065 | 3.48
0.24923 | 46.8779 | 1.77
0.48499 | 21.6746 | 4.68
0.24346 | 47.406 | 1.71
0.24923 | 47.8156 | 1.74
0.46863 | 22.4569 | 4.5
0.25308 | 45.924 | 1.83
0.46286 | 22.7297 | 4.44
0.25693 | 45 | 1.89
0.26366 | 43.6678 | 1.98
0.48595 | 21.9911 | 4.68
0.24731 | 47.3662 | 1.74
0.45708 | 23.8157 | 4.35
0.28099 | 40.4095 | 2.22
0.28291 | 39.2072 | 2.28
0.55908 | 18.9967 | 5.49
0.26366 | 42.7803 | 2.01
0.42918 | 24.6674 | 4.05
0.29446 | 37.4316 | 2.43
0.25885 | 43.6468 | 1.95
0.4898 | 21.4253 | 4.74
0.23961 | 48.4239 | 1.65
0.37048 | 18.1527 | 3.66
0.22517 | 18.6669 | 2.22
0.12798 | 37.6476 | 1.05
0.5052 | 21.4369 | 4.89
0.26174 | 44.1048 | 1.95
0.28965 | 38.9275 | 2.34
0.43303 | 24.8552 | 4.08
0.26751 | 44.5626 | 1.98
0.45227 | 24.111 | 4.29
0.26751 | 42.8142 | 2.04
0.24923 | 46.8779 | 1.77
0.47921 | 22.6996 | 4.59
0.26751 | 43.6881 | 2.01
0.3647 | 30.4196 | 3.27
0.38587 | 28.0977 | 3.54
0.29157 | 39.3693 | 2.34
0.47344 | 22.1903 | 4.56
0.25115 | 45.4658 | 1.83
0.26366 | 43.6678 | 1.98
0.48499 | 21.6746 | 4.68
0.24346 | 48.3665 | 1.68
0.3955 | 27.8755 | 3.63
0.36085 | 30.2564 | 3.24
0.23768 | 48.9452 | 1.62
0.51001 | 20.8978 | 4.95
0.255 | 44.5416 | 1.89
0.26848 | 41.0698 | 2.1
0.49172 | 20.9892 | 4.77
0.26366 | 42.7803 | 2.01
0.43784 | 23.6942 | 4.17
0.3214 | 33.2614 | 2.79
0.25982 | 42.7454 | 1.98
0.51771 | 20.556 | 5.04
0.30216 | 35.665 | 2.55
0.3368 | 30.9638 | 3
0.42244 | 24.6384 | 3.99
0.17321 | 33.4248 | 1.5
0.45901 | 9.0476 | 4.71
0.16455 | 32.8557 | 1.44
0.25982 | 42.7454 | 1.98
0.52059 | 20.4445 | 5.07
0.26944 | 42.3974 | 2.07
0.46959 | 22.7824 | 4.5
0.29542 | 36.6456 | 2.46
0.26174 | 43.2101 | 1.98
0.51963 | 20.1463 | 5.07
0.26174 | 43.2101 | 1.98
0.46093 | 22.8685 | 4.41
0.31274 | 34.8622 | 2.67
0.27617 | 42.8789 | 2.1
0.52829 | 20.8126 | 5.13
0.26751 | 42.8142 | 2.04
0.49076 | 21.7389 | 4.74
0.33295 | 33.6901 | 2.88
0.26366 | 44.5559 | 1.95
0.51771 | 20.556 | 5.04
0.26366 | 44.5559 | 1.95
0.4311 | 25.3644 | 4.05
0.34642 | 31.7014 | 3.06
0.28676 | 39.2894 | 2.31
0.51386 | 20.3678 | 5.01
0.26366 | 44.5559 | 1.95
0.38202 | 28.8866 | 3.48
0.34161 | 32.2109 | 3
0.24923 | 46.8779 | 1.77
0.45035 | 12.9671 | 4.56
0.15396 | 30.4111 | 1.38
0.28868 | 18.0723 | 2.85
0.39935 | 27.1213 | 3.69
0.26366 | 42.7803 | 2.01
0.51001 | 20.8978 | 4.95
0.26174 | 44.1048 | 1.95
0.45708 | 22.6756 | 4.38
0.35989 | 29.859 | 3.24
0.26559 | 43.2376 | 2.01
0.5254 | 19.9293 | 5.13
0.25982 | 42.7454 | 1.98
0.42533 | 24.4762 | 4.02
0.35123 | 31.2062 | 3.12
0.26366 | 42.7803 | 2.01
0.54176 | 19.3045 | 5.31
0.26944 | 42.3974 | 2.07
0.42629 | 25.697 | 3.99
0.36759 | 30.1916 | 3.3
0.19149 | 33.9298 | 1.65
0.4388 | 9.4623 | 4.5
0.15589 | 27.512 | 1.44
0.46863 | 22.4569 | 4.5
0.32236 | 34.4027 | 2.76
0.27232 | 41.9872 | 2.1
0.53214 | 19.3194 | 5.22
0.30793 | 35.4753 | 2.61
0.46574 | 22.5926 | 4.47
0.31755 | 34.2673 | 2.73
0.26751 | 42.8142 | 2.04
0.52733 | 20.5193 | 5.13
0.26944 | 44.1319 | 2.01
0.49365 | 21.6148 | 4.77
0.29542 | 39.447 | 2.37
0.26751 | 42.8142 | 2.04
0.53214 | 20.9929 | 5.16
0.28868 | 39.7323 | 2.31
0.47537 | 22.5127 | 4.56
0.29638 | 37.875 | 2.43
0.27617 | 42.8789 | 2.1
0.51674 | 20.9685 | 5.01
0.20593 | 38.1572 | 1.68
0.32044 | 13.5359 | 3.24
0.24057 | 18.2171 | 2.37
0.28291 | 40.8554 | 2.22
0.47633 | 22.8337 | 4.56
0.26366 | 44.5559 | 1.95
0.29638 | 37.875 | 2.43
0.40704 | 26.5651 | 3.78
0.255 | 44.5416 | 1.89
0.4898 | 21.4253 | 4.74
0.24538 | 47.8624 | 1.71
0.27329 | 43.2902 | 2.07
0.51193 | 20.4804 | 4.98
0.25693 | 44.0906 | 1.92
0.37336 | 28.1507 | 3.42
0.38395 | 28.3008 | 3.51
0.28099 | 39.5794 | 2.25
0.52252 | 20.0372 | 5.1
0.26174 | 43.2101 | 1.98
0.31274 | 35.5992 | 2.64
0.46093 | 22.8685 | 4.41
0.25982 | 42.7454 | 1.98
0.55427 | 18.5293 | 5.46
0.26751 | 42.8142 | 2.04
0.26366 | 43.6678 | 1.98
0.50905 | 20.5941 | 4.95
0.26366 | 42.7803 | 2.01
0.4898 | 21.4253 | 4.74
0.29157 | 38.5713 | 2.37
0.26174 | 42.3162 | 2.01
0.51193 | 20.4804 | 4.98
0.26174 | 43.2101 | 1.98
0.48114 | 22.567 | 4.62
0.28965 | 38.1252 | 2.37
0.26559 | 42.3575 | 2.04
0.51963 | 20.1463 | 5.07
0.1963 | 36.0274 | 1.65
0.36278 | 11.9356 | 3.69
0.23865 | 19.0935 | 2.34
0.26174 | 43.2101 | 1.98
0.50808 | 21.3179 | 4.92
0.26751 | 44.5626 | 1.98
0.40512 | 27.1124 | 3.75
0.41089 | 26.7452 | 3.81
0.26174 | 44.1048 | 1.95
0.48114 | 22.567 | 4.62
0.23961 | 49.3987 | 1.62
0.255 | 45.4584 | 1.86
0.47633 | 22.8337 | 4.56
0.24249 | 50.8067 | 1.59
0.36085 | 30.2564 | 3.24
0.34834 | 31.4521 | 3.09
0.23768 | 50.9061 | 1.56
0.48499 | 22.751 | 4.65
0.23576 | 49.4749 | 1.59
0.24923 | 46.8779 | 1.77
0.47825 | 21.6087 | 4.62
0.23768 | 48.9452 | 1.62
0.34931 | 29.7449 | 3.15
0.38587 | 27.1399 | 3.57
0.22902 | 49.0856 | 1.56
0.47633 | 22.0592 | 4.59
0.2858 | 38.0272 | 2.34
0.255 | 44.5416 | 1.89
0.46286 | 22.7297 | 4.44
0.25885 | 45.4511 | 1.89
0.46093 | 22.8685 | 4.41
0.30408 | 36.1075 | 2.55
0.26366 | 42.7803 | 2.01
0.50905 | 20.5941 | 4.95
0.26174 | 42.3162 | 2.01
0.38106 | 27.5361 | 3.51
0.37336 | 28.1507 | 3.42
0.26559 | 43.2376 | 2.01
0.50808 | 20.2892 | 4.95
0.26174 | 43.2101 | 1.98
0.34353 | 30.8811 | 3.06
0.41474 | 26.0296 | 3.87
0.26559 | 43.2376 | 2.01
0.51193 | 20.4804 | 4.98
0.28676 | 39.2894 | 2.31
0.31274 | 34.8622 | 2.67
0.45131 | 23.7763 | 4.29
0.26366 | 42.7803 | 2.01
0.49942 | 20.6335 | 4.86
0.31082 | 35.1664 | 2.64
0.26559 | 43.2376 | 2.01
0.49557 | 21.1813 | 4.8
0.26174 | 44.1048 | 1.95
0.34161 | 32.2109 | 3
0.38684 | 29.0546 | 3.51
0.24346 | 48.3665 | 1.68
0.43687 | 24.1932 | 4.14
0.26366 | 42.7803 | 2.01
0.24153 | 49.844 | 1.62
0.47055 | 21.9974 | 4.53
0.22902 | 49.0856 | 1.56
0.27425 | 39.8827 | 2.19
0.4234 | 24.9933 | 3.99
0.2271 | 49.6355 | 1.53
0.48018 | 21.1613 | 4.65
0.23383 | 50.0131 | 1.56
0.27232 | 41.1287 | 2.13
0.45323 | 22.4794 | 4.35
0.2348 | 48.4833 | 1.62
0.48499 | 21.6746 | 4.68
0.255 | 43.6252 | 1.92
0.23095 | 49.5538 | 1.56
0.46767 | 22.1299 | 4.5
0.23576 | 49.4749 | 1.59
0.24923 | 45 | 1.83
0.44457 | 22.9058 | 4.26
0.2271 | 49.6355 | 1.53
0.3878 | 27.5199 | 3.57
0.30793 | 34.2869 | 2.64
0.22902 | 49.0856 | 1.56
0.47344 | 21.0877 | 4.59
0.2271 | 49.6355 | 1.53
0.26174 | 41.4237 | 2.04
0.43399 | 23.4986 | 4.14
0.2271 | 48.6085 | 1.56
0.45708 | 22.6756 | 4.38
0.24538 | 45.9548 | 1.77
0.23095 | 48.5448 | 1.59
0.46574 | 21.4714 | 4.5
0.27906 | 38.2902 | 2.28
0.38395 | 27.3367 | 3.54
0.32717 | 32.0054 | 2.88
0.24346 | 47.406 | 1.71
0.47248 | 21.8664 | 4.56
0.23383 | 50.0131 | 1.56
0.23287 | 48.0128 | 1.62
0.48499 | 20.9151 | 4.71
0.23287 | 49.0142 | 1.59
0.31851 | 33.5461 | 2.76
0.36952 | 28.9677 | 3.36
0.24538 | 47.8624 | 1.71
0.4542 | 23.6294 | 4.32
0.25308 | 45.924 | 1.83
0.255 | 45.4584 | 1.86
0.48114 | 21.482 | 4.65
0.23768 | 48.9452 | 1.62
0.4234 | 25.8664 | 3.96
0.306 | 35.789 | 2.58
0.17417 | 35.5377 | 1.47
0.41955 | 10.3048 | 4.29
0.19342 | 31.5514 | 1.71
0.2704 | 40.6677 | 2.13
0.4234 | 24.9933 | 3.99
0.25115 | 44.5342 | 1.86
0.43303 | 24.8552 | 4.08
0.26559 | 42.3575 | 2.04
0.23191 | 50.5599 | 1.53
0.46286 | 22.7297 | 4.44
0.23961 | 50.371 | 1.59
0.26174 | 44.1048 | 1.95
0.43303 | 24.0013 | 4.11
0.23576 | 49.4749 | 1.59
0.43687 | 24.1932 | 4.14
0.25693 | 43.1817 | 1.95
0.23095 | 49.5538 | 1.56
0.48884 | 21.1104 | 4.74
0.23383 | 50.0131 | 1.56
0.41859 | 24.444 | 3.96
0.29446 | 37.4316 | 2.43
0.27714 | 39.4996 | 2.22
0.47537 | 21.7368 | 4.59
0.24538 | 45.9548 | 1.77
0.39261 | 26.1881 | 3.66
0.36085 | 29.2328 | 3.27
0.24923 | 46.8779 | 1.77
0.48403 | 21.3568 | 4.68
0.43303 | 31.3571 | 3.84
0.84007 | 19.6803 | 8.22
1.8129 | 30.3221 | 16.26
4.2042 | 36.2877 | 35.22
3.0321 | 29.8599 | 27.33
4.0454 | 34.2684 | 34.74
4.8422 | 34.088 | 41.67
6.9823 | 36.3061 | 58.47
6.1057 | 36.599 | 50.94
5.663 | 35.4969 | 47.91
6.5829 | 40.5005 | 52.02
7.4403 | 37.1945 | 61.59
7.0304 | 40.7876 | 55.32
6.5887 | 38.7029 | 53.43
6.3145 | 36.7284 | 52.59
7.0458 | 39.1804 | 56.76
5.2444 | 36.2454 | 43.95
6.4376 | 40.0161 | 51.24
6.1085 | 39.5352 | 48.96
5.6486 | 40.128 | 44.88
5.1126 | 39.731 | 40.86
6.1932 | 37.7672 | 50.88
2.6405 | 34.2634 | 22.68
0.50616 | 24.9577 | 4.77
0.35219 | 31.6075 | 3.12
0.31851 | 45.7345 | 2.31
0.69765 | 24.444 | 6.6
0.42052 | 42.776 | 3.21
0.47633 | 36.8699 | 3.96
0.61105 | 27.8973 | 5.61
0.4234 | 42.5104 | 3.24
0.66782 | 25.3462 | 6.27
0.41859 | 42.4862 | 3.21
0.43976 | 41.0091 | 3.45
0.65435 | 25.887 | 6.12
0.41859 | 43.0443 | 3.18
0.68226 | 25.0462 | 6.42
0.45035 | 40.3226 | 3.57
0.42918 | 42.8184 | 3.27
0.70246 | 24.2492 | 6.66
0.47344 | 37.5686 | 3.9
0.63125 | 27.5023 | 5.82
0.48884 | 27.0186 | 4.53
0.34161 | 32.2109 | 3
0.61875 | 16.8274 | 6.15
0.44457 | 38.1363 | 3.63
0.50038 | 35.6145 | 4.23
0.66782 | 25.3462 | 6.27
0.62644 | 32.9574 | 5.46
1.8495 | 27.9252 | 16.98
3.2304 | 34.6984 | 27.6
4.5766 | 36.9494 | 38.01
4.796 | 35.3452 | 40.65
5.1126 | 37.4976 | 42.15
6.3684 | 35.0878 | 54.15
6.2298 | 39.1325 | 50.22
6.4415 | 38.9606 | 52.05
5.5966 | 36.1664 | 46.95
6.6946 | 38.2585 | 54.63
8.5614 | 37.4649 | 70.62
7.8281 | 40.4982 | 61.86
7.4172 | 39.3773 | 59.58
6.6763 | 39.7548 | 53.34
6.9679 | 39.3345 | 56.01
5.3811 | 34.8837 | 45.87
5.8853 | 39.1075 | 47.46
7.6982 | 38.3914 | 62.7
6.1923 | 37.5751 | 51
6.0893 | 38.3205 | 49.65
4.439 | 34.5066 | 38.01
1.6214 | 28.8465 | 14.76
0.77848 | 23.6172 | 7.41
0.52733 | 35.8659 | 4.44
0.45804 | 41.4237 | 3.57
0.70631 | 25.9366 | 6.6
0.45997 | 42.2011 | 3.54
0.54561 | 34.8678 | 4.65
0.59373 | 31.6805 | 5.25
0.44746 | 43.6921 | 3.36
0.61201 | 25.1148 | 5.76
0.27425 | 49.2679 | 1.86
0.30216 | 41.9059 | 2.34
0.46574 | 25.2955 | 4.38
0.26848 | 48.9302 | 1.83
0.52348 | 23.0328 | 5.01
0.29446 | 43.4089 | 2.22
0.19149 | 43.7811 | 1.44
0.45516 | 12.45 | 4.62
0.19438 | 32.2756 | 1.71
0.48788 | 22.6199 | 4.68
0.33102 | 37.5686 | 2.73
0.29831 | 42.6467 | 2.28
0.55427 | 22.0231 | 5.34
0.29831 | 42.6467 | 2.28
0.46574 | 25.2955 | 4.38
0.36759 | 32.8163 | 3.21
0.43687 | 35.054 | 3.72
1.3347 | 24.4029 | 12.63
4.1667 | 34.67 | 35.61
4.9172 | 33.5315 | 42.6
4.9384 | 34.3774 | 42.36
3.9694 | 34.6609 | 33.93
4.2937 | 34.203 | 36.9
6.9197 | 37.7974 | 56.82
6.4184 | 38.205 | 52.41
5.2569 | 37.6377 | 43.26
7.4288 | 37.3731 | 61.35
6.1923 | 37.8797 | 50.79
6.0277 | 37.5669 | 49.65
5.9363 | 39.7913 | 47.4
5.6543 | 38.8654 | 45.75
5.7669 | 37.0248 | 47.85
5.6803 | 38.9554 | 45.9
7.3364 | 37.3569 | 60.6
6.5166 | 42.0193 | 50.31
5.3791 | 39.6875 | 43.02
5.1164 | 39.9877 | 40.74
5.3657 | 37.3261 | 44.34
2.1738 | 36.4134 | 18.18
0.56871 | 31.5123 | 5.04
0.57833 | 30.9147 | 5.16
0.42436 | 43.3477 | 3.21
0.66109 | 25.8936 | 6.18
0.42918 | 43.9088 | 3.21
0.42918 | 42.8184 | 3.27
0.65627 | 26.1139 | 6.12
0.42436 | 43.3477 | 3.21
0.51674 | 28.7126 | 4.71
0.29253 | 37.7757 | 2.4
0.24346 | 47.406 | 1.71
0.53888 | 19.406 | 5.28
0.24538 | 48.8141 | 1.68
0.24153 | 47.9108 | 1.68
0.47633 | 22.0592 | 4.59
0.24346 | 49.3251 | 1.65
0.3368 | 32.7352 | 2.94
0.3724 | 29.7449 | 3.36
0.24153 | 48.8785 | 1.65
0.48691 | 21.5493 | 4.71
0.24346 | 49.3251 | 1.65
0.26174 | 43.2101 | 1.98
0.48114 | 21.482 | 4.65
0.23961 | 48.4239 | 1.65
0.28676 | 40.1009 | 2.28
0.60335 | 22.5144 | 5.79
0.99307 | 31.9348 | 8.76
3.9453 | 35.6205 | 33.33
4.1955 | 36.5781 | 35.01
3.9732 | 36.7283 | 33.09
4.8547 | 36.1952 | 40.71
5.484 | 38.2877 | 44.73
6.3241 | 36.012 | 53.16
7.5125 | 38.8077 | 60.84
5.5514 | 34.8553 | 47.34
6.276 | 38.8574 | 50.79
6.4415 | 39.4899 | 51.66
6.7812 | 36.465 | 56.67
6.1807 | 39.7131 | 49.41
7.0978 | 40.0502 | 56.46
6.0441 | 38.4846 | 49.17
5.2531 | 38.35 | 42.81
6.147 | 39.244 | 49.47
5.8959 | 38.2392 | 48.12
4.744 | 36.9117 | 39.42
4.7864 | 35.7225 | 40.38
4.2321 | 37.6282 | 34.83
1.3251 | 24.7228 | 12.51
0.58603 | 18.078 | 5.79
0.25115 | 46.3972 | 1.8
0.40993 | 32.3474 | 3.6
0.57063 | 30.7153 | 5.1
0.43495 | 42.5805 | 3.33
0.66493 | 25.4527 | 6.24
0.42052 | 42.776 | 3.21
0.41474 | 44.1533 | 3.09
0.65724 | 25.7771 | 6.15
0.41282 | 44.4327 | 3.06
0.59084 | 28.9458 | 5.37
0.47825 | 37.1467 | 3.96
0.41859 | 44.7205 | 3.09
0.65627 | 23.8602 | 6.24
0.30408 | 38.0657 | 2.49
0.46671 | 23.7106 | 4.44
0.51001 | 31.3528 | 4.53
0.42436 | 43.8983 | 3.18
0.68129 | 25.5885 | 6.39
0.47921 | 37.9053 | 3.93
0.6582 | 27.1268 | 6.09
0.50327 | 35.423 | 4.26
0.47055 | 38.2756 | 3.84
0.70246 | 24.2492 | 6.66
0.4542 | 40.8777 | 3.57
0.83141 | 23.5382 | 7.92
1.5002 | 32.3443 | 13.17
7.169 | 39.33 | 57.63
5.9998 | 38.0829 | 49.08
7.1372 | 39.4525 | 57.27
7.0131 | 38.5493 | 57
5.5716 | 37.1668 | 46.14
8.4709 | 39.9956 | 67.44
5.7823 | 35.9201 | 48.66
5.5216 | 38.6317 | 44.82
5.3503 | 34.7362 | 45.69
5.7592 | 37.5879 | 47.43
6.9159 | 38.9175 | 55.92
6.7196 | 41.2554 | 52.5
6.0883 | 38.4349 | 49.56
6.7177 | 36.279 | 56.28
5.7487 | 38.2914 | 46.89
6.0951 | 37.5918 | 50.19
4.1118 | 35.3974 | 34.83
2.9186 | 32.8885 | 25.47
2.4981 | 27.1572 | 23.1
2.5154 | 28.8886 | 22.89
2.168 | 27.5205 | 19.98
0.4821 | 38.9275 | 3.9
1.0383 | 28.2037 | 9.51
1.581 | 21.413 | 15.3
0.55139 | 38.1909 | 4.5
0.6736 | 27.0041 | 6.24
0.46959 | 39.2646 | 3.78
0.62067 | 39.9079 | 4.95
1.0575 | 28.5231 | 9.66
0.75346 | 38.9341 | 6.09
0.98441 | 28.369 | 9
0.76694 | 38.1209 | 6.27
0.79196 | 36.7029 | 6.6
0.95747 | 29.4236 | 8.67
0.75731 | 38.9667 | 6.12
0.94496 | 26.0954 | 8.82
0.63125 | 35.5072 | 5.34
0.60142 | 36.2095 | 5.04
0.81601 | 33.0154 | 7.11
0.6659 | 43.243 | 5.04
0.90262 | 30.3355 | 8.1
0.67841 | 42.93 | 5.16
0.74384 | 38.382 | 6.06
0.83814 | 33.1976 | 7.29
0.7015 | 41.1638 | 5.49
0.89973 | 30.68 | 8.04
0.66975 | 43.952 | 5.01
1.1769 | 31.1565 | 10.47
1.9852 | 24.8508 | 18.72
2.6472 | 32.8929 | 23.1
3.5402 | 33.5605 | 30.66
3.4786 | 36.6322 | 29.01
3.3584 | 35.4117 | 28.44
2.8224 | 31.9992 | 24.87
2.4923 | 35.7151 | 21.03
2.525 | 30.7279 | 22.56
2.0804 | 35.1679 | 17.67
1.8129 | 32.2472 | 15.93
1.7639 | 23.5434 | 16.8
1.3828 | 27.4744 | 12.75
0.76405 | 23.8526 | 7.26
0.43976 | 41.5398 | 3.42
0.4465 | 40.8023 | 3.51
0.67937 | 25.6937 | 6.36
0.45901 | 39.3907 | 3.69
0.66205 | 26.1183 | 6.18
0.45997 | 38.3792 | 3.75
0.33006 | 34.6634 | 2.82
0.41474 | 11.2318 | 4.23
0.19823 | 42.0492 | 1.53
0.41089 | 25.8444 | 3.84
0.31659 | 35.72 | 2.67
0.26751 | 43.6881 | 2.01
0.49365 | 21.6148 | 4.77
0.23191 | 51.5627 | 1.5
0.41955 | 25.6836 | 3.93
0.29157 | 39.3693 | 2.34
0.24153 | 48.8785 | 1.65
0.48114 | 21.482 | 4.65
0.24346 | 47.406 | 1.71
0.44169 | 23.8865 | 4.2
0.29446 | 37.4316 | 2.43
0.25885 | 44.5489 | 1.92
0.50905 | 20.5941 | 4.95
0.26559 | 44.1186 | 1.98
0.40127 | 26.9335 | 3.72
0.35027 | 30.1545 | 3.15
0.27232 | 41.9872 | 2.1
0.50327 | 21.5571 | 4.86
0.255 | 46.3748 | 1.83
0.28002 | 41.2414 | 2.19
0.50712 | 21.0141 | 4.92
0.24923 | 45.9392 | 1.8
0.39165 | 27.6995 | 3.6
0.3445 | 31.293 | 3.06
0.24538 | 45.9548 | 1.77
0.48884 | 21.1104 | 4.74
0.26174 | 45 | 1.92
0.24923 | 45.9392 | 1.8
0.48788 | 20.7941 | 4.74
0.24923 | 45 | 1.83
0.39357 | 26.5651 | 3.66
0.33776 | 31.3832 | 3
0.22229 | 42.3736 | 1.71
0.40416 | 9.8658 | 4.14
0.11932 | 37.1467 | 0.99
0.19823 | 47.9508 | 1.38
0.48499 | 20.9151 | 4.71
0.22325 | 50.7626 | 1.47
0.40319 | 26.3814 | 3.75
0.36952 | 29.9667 | 3.33
0.22806 | 51.6799 | 1.47
0.49269 | 21.3027 | 4.77
0.23191 | 50.5599 | 1.53
0.30985 | 35.9097 | 2.61
0.41474 | 26.0296 | 3.87
0.22998 | 51.1155 | 1.5
0.48595 | 21.2329 | 4.71
0.23576 | 49.4749 | 1.59
0.23383 | 51.009 | 1.53
0.48403 | 21.3568 | 4.68
0.22998 | 51.1155 | 1.5
0.41089 | 25.8444 | 3.84
0.31467 | 35.2933 | 2.67
0.23191 | 50.5599 | 1.53
0.54176 | 19.3045 | 5.31
0.24538 | 45.9548 | 1.77
0.29157 | 38.5713 | 2.37
0.42533 | 24.4762 | 4.02
0.25885 | 43.6468 | 1.95
0.4975 | 20.7508 | 4.83
0.26174 | 44.1048 | 1.95
0.27906 | 39.9575 | 2.22
0.52637 | 19.5271 | 5.16
0.16647 | 37.2664 | 1.38
0.20978 | 20.9245 | 2.04
0.36663 | 14.1458 | 3.69
0.255 | 43.6252 | 1.92
0.50327 | 20.8252 | 4.89
0.255 | 44.5416 | 1.89
0.27136 | 42.847 | 2.07
0.50905 | 20.5941 | 4.95
0.39453 | 34.2711 | 3.39
0.98537 | 17.2138 | 9.78
3.0543 | 34.0205 | 26.31
4.5448 | 37.3867 | 37.53
4.4861 | 35.1219 | 38.13
4.6998 | 37.9398 | 38.52
5.664 | 36.3559 | 47.4
7.449 | 39.4644 | 59.76
6.9332 | 38.8312 | 56.13
6.4723 | 37.9893 | 53.01
6.2625 | 37.8101 | 51.42
6.2606 | 36.5634 | 52.26
7.1016 | 38.0159 | 58.14
6.5377 | 37.8972 | 53.61
5.2512 | 37.292 | 43.41
6.4194 | 37.5089 | 52.92
4.9788 | 38.0527 | 40.74
5.409 | 35.463 | 45.78
5.0414 | 38.1167 | 41.22
5.8141 | 35.8287 | 48.99
4.9798 | 38.5042 | 40.5
5.2165 | 36.426 | 43.62
4.3918 | 37.3068 | 36.3
1.3183 | 37.974 | 10.8
0.5995 | 21.7502 | 5.79
1.072 | 23.6647 | 10.2
0.41089 | 34.6952 | 3.51
0.47825 | 21.6087 | 4.62
0.25115 | 45.4658 | 1.83
0.38395 | 28.3008 | 3.51
0.3214 | 35.1186 | 2.73
0.23191 | 51.5627 | 1.5
0.48306 | 22.1194 | 4.65
0.2348 | 52.0013 | 1.5
0.24923 | 47.8156 | 1.74
0.45901 | 24.1455 | 4.35
0.27136 | 42.847 | 2.07
0.43687 | 24.1932 | 4.14
0.45323 | 39.5719 | 3.63
0.71401 | 41.5566 | 5.55
0.9209 | 30.1013 | 8.28
0.71305 | 40.0729 | 5.67
0.85065 | 32.6651 | 7.44
0.7246 | 39.0163 | 5.85
0.65146 | 44.102 | 4.86
0.85065 | 31.9642 | 7.5
0.64954 | 44.6397 | 4.8
0.70246 | 40.1672 | 5.58
0.94496 | 31.8941 | 8.34
1.0903 | 33.7742 | 9.42
6.0133 | 37.53 | 49.56
4.9702 | 36.2109 | 41.67
5.3118 | 38.8446 | 42.99
5.741 | 36.6798 | 47.85
5.9103 | 39.7482 | 47.22
6.2808 | 37.681 | 51.66
6.8591 | 38.7125 | 55.62
5.6313 | 37.522 | 46.41
7.0881 | 36.4872 | 59.22
7.6251 | 37.9416 | 62.49
7.4269 | 36.9902 | 61.65
6.3905 | 38.5628 | 51.93
6.6503 | 39.1687 | 53.58
5.4224 | 36.3391 | 45.39
4.8249 | 37.7818 | 39.63
5.6851 | 38.1327 | 46.47
4.643 | 38.4873 | 37.77
3.1717 | 33.6033 | 27.45
2.9734 | 36.3136 | 24.9
2.9927 | 37.2788 | 24.75
2.2306 | 31.3452 | 19.8
0.79677 | 25.0796 | 7.5
0.3724 | 28.7524 | 3.39
0.34738 | 31.0455 | 3.09
0.23576 | 50.4638 | 1.56
0.48114 | 22.567 | 4.62
0.26559 | 44.1186 | 1.98
0.24153 | 48.8785 | 1.65
0.47152 | 22.3229 | 4.53
0.31467 | 45 | 2.31
0.54176 | 32.5884 | 4.74
0.51482 | 34.492 | 4.41
0.41282 | 45 | 3.03
0.6861 | 25.1626 | 6.45
0.43303 | 42.8389 | 3.3
0.46574 | 38.7152 | 3.78
0.61008 | 28.264 | 5.58
0.41859 | 44.7205 | 3.09
0.68418 | 25.4841 | 6.42
0.42244 | 43.0632 | 3.21
0.41667 | 43.8767 | 3.12
0.85065 | 27.6952 | 7.83
0.88722 | 40.1159 | 7.05
1.0383 | 32.63 | 9.09
0.89203 | 38.1676 | 7.29
0.80254 | 42.8142 | 6.12
1.2086 | 29.6261 | 10.92
1.3337 | 32.8991 | 11.64
3.8491 | 35.7525 | 32.46
5.3262 | 37.5345 | 43.89
3.3786 | 35.8222 | 28.47
3.6316 | 31.3777 | 32.22
4.7527 | 36.8769 | 39.51
6.3684 | 39.0939 | 51.36
5.7823 | 37.3104 | 47.79
6.7793 | 37.5433 | 55.86
5.3503 | 36.907 | 44.46
5.791 | 39.3155 | 46.56
5.9392 | 38.5076 | 48.3
5.6832 | 38.628 | 46.14
5.6736 | 37.4122 | 46.83
5.0683 | 38.0839 | 41.46
5.4051 | 35.3029 | 45.84
5.5437 | 38.2544 | 45.24
5.0674 | 36.7785 | 42.18
5.204 | 36.7682 | 43.32
4.9182 | 38.3027 | 40.11
3.5162 | 34.5642 | 30.09
1.353 | 31.3832 | 12
0.29446 | 42.6141 | 2.25
0.4744 | 24.8483 | 4.47
0.24634 | 51.6544 | 1.59
0.36085 | 32.9279 | 3.15
0.35027 | 32.9052 | 3.06
0.24923 | 52.0667 | 1.59
0.52444 | 21.6258 | 5.07
0.24442 | 52.1843 | 1.56
0.24442 | 52.1843 | 1.56
0.47729 | 23.9273 | 4.53
0.41282 | 46.1344 | 2.97
0.83333 | 34.1304 | 7.17
0.79292 | 36.4109 | 6.63
0.58988 | 38.4408 | 4.8
0.84873 | 25.6059 | 7.95
0.60239 | 44.4174 | 4.47
0.65916 | 44.1131 | 4.92
0.88337 | 31.5094 | 7.83
0.63318 | 47.2168 | 4.47
0.77463 | 36.3572 | 6.48
0.77945 | 39.5881 | 6.24
0.81697 | 43.8542 | 6.12
0.97864 | 33.0806 | 8.52
0.43687 | 42.8591 | 3.33
0.44554 | 42.3736 | 3.42
0.82852 | 24.5101 | 7.83
1.2038 | 30.5631 | 10.77
3.5133 | 35.8058 | 29.61
3.9877 | 37.5003 | 32.88
3.1139 | 37.3905 | 25.71
4.0753 | 36.0662 | 34.23
4.2475 | 37.3216 | 35.1
4.9865 | 35.1714 | 42.36
5.0924 | 34.6541 | 43.53
4.974 | 36.0518 | 41.79
5.2983 | 34.0278 | 45.63
5.9661 | 38.2008 | 48.72
5.8227 | 36.3699 | 48.72
5.6332 | 38.3205 | 45.93
5.6207 | 37.4879 | 46.35
5.2127 | 36.1464 | 43.74
5.4571 | 39.2894 | 43.89
5.8151 | 37.3136 | 48.06
5.203 | 39.191 | 41.91
4.361 | 36.6575 | 36.36
3.9819 | 31.8116 | 35.16
2.5712 | 29.9045 | 23.16
1.2712 | 24.9933 | 11.97
0.34834 | 33.1632 | 3.03
0.24442 | 52.1843 | 1.56
0.48018 | 23.0176 | 4.59
0.26366 | 48.106 | 1.83
0.29734 | 39.0939 | 2.4
0.41474 | 26.922 | 3.84
0.27617 | 42.8789 | 2.1
0.49269 | 23.1104 | 4.71
0.24442 | 50.2812 | 1.62
0.24057 | 51.3402 | 1.56
0.49846 | 22.1094 | 4.8
0.24538 | 49.7636 | 1.65
0.59084 | 29.5713 | 5.34
0.77367 | 32.504 | 6.78
0.62644 | 35.8139 | 5.28
0.89588 | 25.1618 | 8.43
0.73133 | 40.3559 | 5.79
0.77079 | 37.0845 | 6.39
0.78137 | 35.9807 | 6.57
0.66109 | 44.6463 | 4.89
0.96324 | 31.6413 | 8.52
0.82948 | 43.5891 | 6.24
0.8189 | 42.8578 | 6.24
1.0373 | 32.4957 | 9.09
0.78233 | 43.3549 | 5.91
0.77848 | 26.6601 | 7.23
1.6936 | 29.6237 | 15.3
4.9923 | 36.3928 | 41.76
6.1586 | 37.074 | 51.06
6.0537 | 39.2913 | 48.69
6.2346 | 37.2095 | 51.6
5.536 | 37.3719 | 45.72
5.128 | 35.1664 | 43.56
5.3888 | 32.8643 | 47.04
5.052 | 35.2522 | 42.87
5.3156 | 33.7505 | 45.93
5.2694 | 34.9612 | 44.88
7.4673 | 37.1445 | 61.86
9.6882 | 24.6177 | 91.53
15.6101 | 18.1903 | 154.11
20.6043 | 14.8151 | 207
17.193 | 16.104 | 171.66
9.8826 | 21.8667 | 95.31
2.807 | 30.4685 | 25.14
1.1355 | 31.5884 | 10.05
1.1028 | 32.2756 | 9.69
1.5262 | 27.9705 | 14.01
1.8158 | 35.813 | 15.3
0.54946 | 32.7714 | 4.8
0.49846 | 35.8078 | 4.2
0.40993 | 45.2851 | 3
0.6351 | 27.0309 | 5.88
0.44554 | 41.3255 | 3.48
0.40801 | 45.5729 | 2.97
0.6351 | 27.0309 | 5.88
0.40608 | 44.7121 | 3
0.47921 | 37.9053 | 3.93
0.5254 | 27.1281 | 4.86
0.22998 | 51.1155 | 1.5
0.41859 | 24.444 | 3.96
0.26944 | 42.3974 | 2.07
0.24346 | 47.406 | 1.71
0.40801 | 16.001 | 4.08
0.10874 | 41.7603 | 0.84
0.22614 | 26.5651 | 2.1
0.40512 | 26.2001 | 3.78
0.23191 | 51.5627 | 1.5
0.50905 | 20.5941 | 4.95
0.23576 | 50.4638 | 1.56
0.28195 | 41.6822 | 2.19
0.47537 | 22.5127 | 4.56
0.23961 | 49.3987 | 1.62
0.47537 | 22.5127 | 4.56
0.31082 | 40.486 | 2.46
1.4569 | 35.0757 | 12.39
3.037 | 39.9869 | 24.18
3.3093 | 45.1767 | 24.24
2.8108 | 39.7076 | 22.47
2.5164 | 38.9472 | 20.34
1.9659 | 35.1367 | 16.71
2.0073 | 29.8471 | 18.09
1.811 | 34.8049 | 15.45
1.9313 | 32.0508 | 17.01
1.9765 | 31.6239 | 17.49
1.4617 | 33.9725 | 12.6
1.4194 | 24.0098 | 13.47
0.78329 | 28.6442 | 7.14
0.40801 | 38.976 | 3.3
0.65724 | 22.736 | 6.3
0.42244 | 37.4969 | 3.48
0.51097 | 30.9083 | 4.56
0.54657 | 28.0547 | 5.01
0.44746 | 35.0223 | 3.81
0.6505 | 22.6981 | 6.24
0.40897 | 38.4071 | 3.33
0.41763 | 37.4238 | 3.45
0.63895 | 23.4366 | 6.09
0.42918 | 36.2538 | 3.6
0.56774 | 27.2161 | 5.25
0.48114 | 32.2604 | 4.23
0.40319 | 38.0189 | 3.3
0.64184 | 22.7586 | 6.15
0.40223 | 38.5956 | 3.27
0.42629 | 35.6279 | 3.6
0.62741 | 23.6143 | 5.97
0.40416 | 38.9153 | 3.27
0.56774 | 26.5651 | 5.28
0.50616 | 30.5153 | 4.53
0.40897 | 38.4071 | 3.33
0.65627 | 22.5035 | 6.3
0.41089 | 38.1572 | 3.36
0.51867 | 29.7053 | 4.68
0.57159 | 26.6944 | 5.31
0.43399 | 35.8033 | 3.66
0.68129 | 21.8916 | 6.57
0.40801 | 38.976 | 3.3
0.41282 | 38.4722 | 3.36
0.68033 | 21.666 | 6.57
0.40897 | 38.4071 | 3.33
0.45516 | 34.3961 | 3.9
0.66397 | 22.7732 | 6.36
0.42533 | 36.7142 | 3.54
0.61105 | 24.2648 | 5.79
0.45997 | 33.4908 | 3.99
0.43784 | 36.4164 | 3.66
0.68418 | 21.8014 | 6.6
0.43687 | 36.9456 | 3.63
0.47055 | 32.2288 | 4.14
0.63703 | 23.778 | 6.06
0.42629 | 35.6279 | 3.6
0.72844 | 20.1576 | 7.11
0.45612 | 32.5826 | 3.99
0.40319 | 38.0189 | 3.3
0.65242 | 22.3663 | 6.27
0.3647 | 33.6901 | 3.15
0.3647 | 23.3177 | 3.48
0.51963 | 18.1329 | 5.13
0.42244 | 37.4969 | 3.48
0.66493 | 22.4477 | 6.39
0.45901 | 33.1901 | 3.99
0.44072 | 35.6686 | 3.72
0.69765 | 21.361 | 6.75
0.41667 | 37.1083 | 3.45
0.51771 | 28.9926 | 4.71
0.59758 | 24.8331 | 5.64
0.4388 | 35.3625 | 3.72
0.61875 | 24.5324 | 5.85
0.4821 | 31.7873 | 4.26
0.58603 | 38.3952 | 4.77
1.1894 | 27.0005 | 11.01
0.95362 | 34.8926 | 8.13
0.96805 | 33.074 | 8.43
1.0479 | 30.4495 | 9.39
0.91128 | 36.1075 | 7.65
1.1557 | 27.2052 | 10.68
0.86316 | 34.6467 | 7.38
0.79484 | 32.2479 | 6.99
1.0518 | 23.9625 | 9.99
0.90454 | 36.1752 | 7.59
1.0652 | 29.5523 | 9.63
0.86509 | 36.4492 | 7.23
0.79773 | 39.8587 | 6.36
1.0489 | 29.5296 | 9.48
0.80735 | 39.7793 | 6.45
0.99307 | 34.3369 | 8.52
1.1182 | 33.7311 | 9.66
1.0046 | 38.3514 | 8.19
1.2346 | 29.8612 | 11.13
1.0094 | 38.148 | 8.25
1.1432 | 30.8397 | 10.2
1.7831 | 26.648 | 16.56
4.0531 | 40.4065 | 32.07
4.6141 | 38.1391 | 37.71
4.7055 | 40.5212 | 37.17
4.5593 | 40.8925 | 35.82
6.3655 | 38.0186 | 52.11
7.1815 | 41.0884 | 56.25
7.2768 | 39.6077 | 58.26
5.6842 | 37.51 | 46.86
6.0556 | 35.2964 | 51.36
6.0672 | 37.8296 | 49.8
5.6264 | 34.7175 | 48.06
5.4648 | 32.7498 | 47.76
5.3724 | 34.1597 | 46.2
6.555 | 32.4093 | 57.51
5.7583 | 34.9967 | 49.02
6.5108 | 33.7183 | 56.28
6.3472 | 35.4104 | 53.76
6.9178 | 36.1047 | 58.08
5.8911 | 35.4659 | 49.86
5.6178 | 36.1161 | 47.16
4.21 | 33.7881 | 36.36
1.2606 | 28.7361 | 11.49
1.2952 | 28.05 | 11.88
0.86605 | 23.1485 | 8.28
0.23383 | 51.009 | 1.53
0.43303 | 24.8552 | 4.08
0.28002 | 42.075 | 2.16
0.28868 | 39.7323 | 2.31
0.46671 | 22.9196 | 4.47
0.24249 | 50.8067 | 1.59
0.36759 | 30.1916 | 3.3
0.34257 | 32.6192 | 3
0.23576 | 50.4638 | 1.56
0.46959 | 22.7824 | 4.5
0.24153 | 49.844 | 1.62
0.45516 | 39.8521 | 3.63
0.88048 | 31.866 | 7.77
0.7015 | 41.4965 | 5.46
0.94592 | 29.6148 | 8.55
0.70727 | 41.6918 | 5.49
0.73229 | 39.7188 | 5.85
0.84296 | 32.2756 | 7.41
0.62644 | 45.5599 | 4.56
0.64184 | 34.5484 | 5.49
0.59661 | 35.151 | 5.07
0.59661 | 43.8229 | 4.47
0.99403 | 29.7655 | 8.97
1.6667 | 34.4881 | 14.28
5.3618 | 37.783 | 44.04
5.2954 | 34.9204 | 45.12
5.4648 | 37.445 | 45.09
5.3878 | 35.3164 | 45.69
5.8449 | 37.5548 | 48.15
7.8907 | 39.8351 | 62.97
8.0523 | 38.3037 | 65.67
6.3145 | 38.7825 | 51.15
7.8666 | 39.6252 | 62.97
8.5797 | 39.8401 | 68.46
8.0379 | 40.1929 | 63.81
6.632 | 38.8507 | 53.67
7.8763 | 41.2254 | 61.56
6.8649 | 37.3277 | 56.73
5.3329 | 37.1242 | 44.19
8.0754 | 41.1011 | 63.24
6.5935 | 38.6363 | 53.52
5.5187 | 38.3087 | 45
4.9817 | 37.7265 | 40.95
5.9334 | 36.6525 | 49.47
1.9727 | 34.6899 | 16.86
0.38972 | 28.272 | 3.57
0.31178 | 36.3394 | 2.61
0.24057 | 51.3402 | 1.56
0.47055 | 23.1063 | 4.5
0.23383 | 51.009 | 1.53
0.38972 | 28.272 | 3.57
0.35123 | 32.2547 | 3.09
0.23576 | 50.4638 | 1.56
0.53984 | 24.6468 | 5.1
0.41474 | 44.7178 | 3.06
0.4465 | 40.8023 | 3.51
0.65724 | 25.7771 | 6.15
0.40608 | 44.1363 | 3.03
0.59084 | 28.9458 | 5.37
0.45804 | 39.1114 | 3.69
0.65627 | 41.9685 | 5.07
1.0489 | 32.0722 | 9.24
0.78426 | 45 | 5.76
0.78618 | 45.7441 | 5.7
0.99403 | 33.8746 | 8.58
0.78137 | 45.1496 | 5.73
0.90839 | 37.3798 | 7.5
0.93726 | 36.4816 | 7.83
0.78618 | 44.2559 | 5.85
0.96805 | 34.3061 | 8.31
0.94111 | 38.5225 | 7.65
1.4251 | 34.8494 | 12.15
3.7673 | 35.0783 | 32.04
3.7972 | 37.4624 | 31.32
4.4929 | 36.0084 | 37.77
5.8776 | 34.494 | 50.34
5.6813 | 37.4639 | 46.86
7.1228 | 37.2089 | 58.95
6.2 | 37.889 | 50.85
5.3166 | 36.2538 | 44.55
5.9825 | 37.8265 | 49.11
6.2962 | 34.9361 | 53.64
10.4378 | 21.1922 | 101.13
20.4186 | 15.8263 | 204.15
10.4936 | 22.261 | 100.92
19.0387 | 14.9465 | 191.16
14.2879 | 17.3989 | 141.69
10.8458 | 21.5182 | 104.85
16.3279 | 17.1631 | 162.12
15.3483 | 18.3975 | 151.35
5.9344 | 30.1321 | 53.34
5.3522 | 37.2407 | 44.28
1.2895 | 23.0639 | 12.33
0.23768 | 49.9271 | 1.59
0.23672 | 52.4314 | 1.5
0.46959 | 23.5688 | 4.47
0.2348 | 52.0013 | 1.5
0.2781 | 41.6335 | 2.16
0.40704 | 26.5651 | 3.78
0.26174 | 46.7899 | 1.86
0.43687 | 25.0398 | 4.11
0.28868 | 39.7323 | 2.31
0.23768 | 50.9061 | 1.56
0.46671 | 22.9196 | 4.47
0.24057 | 51.3402 | 1.56
0.23191 | 50.5599 | 1.53
0.46671 | 22.9196 | 4.47
0.23287 | 52.5614 | 1.47
0.54369 | 39.1824 | 4.38
0.79099 | 35.1975 | 6.72
0.60142 | 48.1151 | 4.17
0.70824 | 39.2072 | 5.7
0.72363 | 38.5169 | 5.88
0.61297 | 47.6719 | 4.29
0.86701 | 31.52 | 7.68
0.65339 | 44.2838 | 4.86
0.61297 | 47.2906 | 4.32
0.83622 | 32.5926 | 7.32
0.74865 | 41.8722 | 5.79
1.3838 | 35.3153 | 11.73
3.9165 | 36.1857 | 32.85
4.7152 | 38.9611 | 38.1
4.8374 | 38.5797 | 39.3
3.3978 | 33.1096 | 29.58
5.9007 | 37.0661 | 48.93
6.2048 | 34.5181 | 53.13
5.5822 | 35.7616 | 47.07
5.2733 | 35.9351 | 44.37
6.2712 | 35.3874 | 53.13
6.2115 | 36.8007 | 51.69
6.4906 | 35.825 | 54.69
6.1653 | 36.8538 | 51.27
6.4858 | 35.8549 | 54.63
5.6592 | 34.063 | 48.72
5.0654 | 34.6229 | 43.32
5.3253 | 32.7166 | 46.56
5.0289 | 34.9947 | 42.81
5.2156 | 33.7604 | 45.06
5.1193 | 34.3621 | 43.92
3.266 | 33.353 | 28.35
1.6888 | 26.1708 | 15.75
0.42918 | 43.9088 | 3.21
0.43303 | 42.8389 | 3.3
0.55427 | 24.2958 | 5.25
0.23961 | 48.4239 | 1.65
0.37721 | 28.3305 | 3.45
0.33006 | 32.8557 | 2.88
0.27232 | 41.9872 | 2.1
0.47344 | 22.9692 | 4.53
0.16551 | 47.1211 | 1.17
0.12895 | 38.6598 | 1.05
0.40993 | 16.7765 | 4.08
0.24153 | 49.844 | 1.62
0.40127 | 27.8544 | 3.69
0.29542 | 39.447 | 2.37
0.23961 | 50.371 | 1.59
0.71401 | 27.7046 | 6.57
0.68995 | 41.0957 | 5.4
0.66397 | 42.7094 | 5.07
0.77175 | 35.7121 | 6.51
0.60335 | 48.6851 | 4.14
0.82179 | 33.2433 | 7.14
0.67648 | 43.0966 | 5.13
0.65724 | 44.6441 | 4.86
0.84103 | 32.3807 | 7.38
0.56197 | 43.5419 | 4.23
0.73326 | 33.4399 | 6.36
1.4656 | 27.8269 | 13.47
4.8287 | 38.3977 | 39.33
7.1911 | 38.3329 | 58.62
7.7973 | 39.0342 | 62.94
7.8243 | 37.8509 | 64.2
5.8911 | 36.0893 | 49.47
6.1971 | 38.5889 | 50.34
6.1557 | 37.3589 | 50.85
4.8239 | 38.9758 | 38.97
5.2117 | 38.3426 | 42.48
5.6043 | 39.0838 | 45.21
4.6719 | 38.0737 | 38.22
5.6072 | 38.4571 | 45.63
5.8786 | 40.2991 | 46.59
5.5918 | 38.1655 | 45.69
4.6016 | 38.3006 | 37.53
4.7277 | 37.6817 | 38.88
4.8258 | 36.3146 | 40.41
2.6617 | 37.5534 | 21.93
1.9804 | 30.6773 | 17.7
2.0035 | 30.1851 | 18
1.3097 | 32.8491 | 11.43
0.48499 | 23.5122 | 4.62
0.23672 | 52.4314 | 1.5
0.31467 | 37.9211 | 2.58
0.39261 | 29.0137 | 3.57
0.23672 | 52.4314 | 1.5
0.48018 | 23.0176 | 4.59
0.25212 | 51.0333 | 1.65
0.29446 | 41.0275 | 2.31
0.43784 | 25.3821 | 4.11
0.23768 | 50.9061 | 1.56
0.46767 | 23.245 | 4.47
0.24827 | 50.1944 | 1.65
0.23576 | 50.4638 | 1.56
0.47344 | 22.9692 | 4.53
0.2348 | 52.0013 | 1.5
0.33199 | 34.3803 | 2.85
0.36759 | 30.1916 | 3.3
0.24634 | 50.7106 | 1.62
0.50616 | 21.7408 | 4.89
0.24634 | 51.6544 | 1.59
0.23961 | 50.371 | 1.59
0.47248 | 22.6468 | 4.53
0.24249 | 50.8067 | 1.59
0.41089 | 27.646 | 3.78
0.29734 | 39.0939 | 2.4
0.24057 | 51.3402 | 1.56
0.92283 | 20.1363 | 9
1.4425 | 26.0008 | 13.47
1.5531 | 23.8976 | 14.76
1.5175 | 20.6071 | 14.76
1.4473 | 23.3937 | 13.8
1.8938 | 23.8294 | 18
4.1349 | 37.654 | 34.02
2.8185 | 37.175 | 23.34
2.091 | 25.4327 | 19.62
1.8331 | 28.7041 | 16.71
1.8072 | 26.3604 | 16.83
2.0169 | 23.2632 | 19.26
1.9515 | 29.2192 | 17.7
0.39935 | 27.1213 | 3.69
0.29542 | 38.6598 | 2.4
0.24057 | 51.3402 | 1.56
0.50423 | 21.1317 | 4.89
0.23672 | 51.4495 | 1.53
0.28002 | 41.2414 | 2.19
0.42244 | 26.3898 | 3.93
0.24057 | 51.3402 | 1.56
0.44169 | 23.8865 | 4.2
0.25693 | 45.9094 | 1.86
0.24442 | 50.2812 | 1.62
0.47537 | 22.5127 | 4.56
0.23383 | 51.009 | 1.53
0.31467 | 35.2933 | 2.67
0.39261 | 28.0725 | 3.6
0.24249 | 50.8067 | 1.59
0.49172 | 22.0511 | 4.74
0.26366 | 43.6678 | 1.98
0.1838 | 48.8141 | 1.26
0.39453 | 11.3921 | 4.02
0.15685 | 37.5041 | 1.29
0.30312 | 36.8699 | 2.52
0.38202 | 28.8866 | 3.48
0.26751 | 45.4374 | 1.95
0.48114 | 22.567 | 4.62
0.23672 | 51.4495 | 1.53
0.33295 | 33.6901 | 2.88
0.45516 | 23.9625 | 4.32
0.27136 | 44.5692 | 2.01
0.51386 | 21.0838 | 4.98
0.26366 | 44.5559 | 1.95
0.31851 | 35.4171 | 2.7
0.4388 | 22.8519 | 4.2
0.14723 | 30.5792 | 1.32
0.43399 | 10.3389 | 4.44
0.24346 | 42.594 | 1.86
0.34257 | 32.6192 | 3
0.47825 | 23.471 | 4.56
0.26174 | 44.1048 | 1.95
0.52252 | 20.0372 | 5.1
0.27617 | 40.3417 | 2.19
0.29831 | 37.5348 | 2.46
0.46574 | 22.5926 | 4.47
0.26174 | 44.1048 | 1.95
0.4821 | 21.8014 | 4.65
0.27906 | 39.9575 | 2.22
0.26366 | 44.5559 | 1.95
0.50808 | 21.3179 | 4.92
0.23768 | 50.9061 | 1.56
0.28291 | 40.0303 | 2.25
0.42052 | 26.0378 | 3.93
0.23961 | 50.371 | 1.59
0.40127 | 26.9335 | 3.72
0.29831 | 37.5348 | 2.46
0.13664 | 32.0054 | 1.2
0.38106 | 12.2463 | 3.87
0.21651 | 49.316 | 1.47
0.30504 | 36.545 | 2.55
0.38876 | 27.8973 | 3.57
0.31274 | 48.3665 | 2.16
0.66493 | 26.0088 | 6.21
0.41859 | 43.6028 | 3.15
0.47152 | 37.2907 | 3.9
0.5764 | 30.0294 | 5.19
0.40993 | 44.7149 | 3.03
0.65339 | 25.6593 | 6.12
0.40608 | 44.1363 | 3.03
0.46093 | 37.875 | 3.78
0.59661 | 28.3008 | 5.46
0.40416 | 44.4213 | 3
0.64665 | 25.6502 | 6.06
0.40801 | 44.4271 | 3.03
0.41282 | 44.4327 | 3.06
0.68514 | 24.404 | 6.48
0.40416 | 45 | 2.97
0.57929 | 29.2488 | 5.25
0.47055 | 38.2756 | 3.84
0.40993 | 44.1449 | 3.06
0.65242 | 25.9978 | 6.09
0.41282 | 43.8656 | 3.09
0.49076 | 35.6553 | 4.14
0.56871 | 30.8639 | 5.07
0.54657 | 37.0516 | 4.53
1.4386 | 24.9197 | 13.56
3.4786 | 38.4296 | 28.32
3.7231 | 35.9457 | 31.32
3.2515 | 33.8876 | 28.05
3.572 | 35.7584 | 30.12
5.3301 | 34.3183 | 45.75
6.4684 | 38.6039 | 52.53
6.9833 | 35.5955 | 59.01
5.7217 | 37.2284 | 47.34
6.3539 | 39.0623 | 51.27
6.1336 | 38.1375 | 50.13
5.3532 | 38.1676 | 43.74
5.5264 | 35.4751 | 46.77
6.7119 | 37.7669 | 55.14
5.3176 | 38.6307 | 43.17
5.0106 | 35.3842 | 42.45
5.6264 | 40.0879 | 44.73
5.688 | 38.5917 | 46.2
6.6869 | 36.7512 | 55.68
5.1415 | 37.4941 | 42.39
4.5737 | 35.4956 | 38.7
1.5801 | 33.3706 | 13.71
0.40993 | 44.1449 | 3.06
0.50038 | 21.6786 | 4.83
0.24538 | 49.7636 | 1.65
0.23961 | 50.371 | 1.59
0.48114 | 22.567 | 4.62
0.25693 | 45.9094 | 1.86
0.34931 | 30.8014 | 3.12
0.34738 | 31.0455 | 3.09
0.24346 | 49.3251 | 1.65
0.47921 | 22.6996 | 4.59
0.23576 | 49.4749 | 1.59
0.24153 | 48.8785 | 1.65
0.47152 | 22.3229 | 4.53
0.50038 | 43.8309 | 3.75
0.8112 | 35.7274 | 6.84
0.90454 | 34.6027 | 7.74
0.88241 | 40.886 | 6.93
1.1201 | 30.8624 | 9.99
0.82082 | 44.1449 | 6.12
0.80639 | 44.5649 | 5.97
1.0373 | 32.8501 | 9.06
0.80639 | 44.2748 | 6
0.96228 | 35.5976 | 8.13
0.88626 | 39.1844 | 7.14
0.79388 | 45.1473 | 5.82
1.0729 | 29.6684 | 9.69
1.1971 | 31.3903 | 10.62
5.0269 | 36.383 | 42.06
5.5042 | 38.2703 | 44.91
7.0362 | 40.0403 | 55.98
6.5291 | 36.2062 | 54.75
5.7092 | 38.6779 | 46.32
5.4061 | 36.466 | 45.18
5.4734 | 35.3164 | 46.41
5.8555 | 38.5142 | 47.61
6.4848 | 37.5484 | 53.43
6.0191 | 38.8873 | 48.69
5.2521 | 34.6334 | 44.91
5.8324 | 36.019 | 49.02
5.5446 | 36.5537 | 46.29
5.5081 | 34.7312 | 47.04
5.6178 | 37.4411 | 46.35
5.7198 | 36.5865 | 47.73
7.3066 | 36.5982 | 60.96
7.3172 | 37.3853 | 60.42
6.6859 | 36.8204 | 55.62
5.8295 | 35.6894 | 49.2
1.5252 | 31.6146 | 13.5
0.48788 | 22.6199 | 4.68
0.38684 | 29.0546 | 3.51
0.29157 | 38.5713 | 2.37
0.5485 | 20.3441 | 5.34
0.29734 | 39.0939 | 2.4
0.35893 | 31.5169 | 3.18
0.51674 | 20.9685 | 5.01
0.16455 | 39.2894 | 1.32
0.35027 | 13.3487 | 3.54
0.14049 | 32.3807 | 1.23
0.11259 | 39.8056 | 0.9
0.38876 | 11.1429 | 3.96
0.13279 | 42.3575 | 1.02
0.45804 | 31.0875 | 4.08
0.75346 | 29.1186 | 6.84
0.70727 | 42.022 | 5.46
0.90935 | 31.3692 | 8.07
0.73229 | 41.4835 | 5.7
0.63318 | 47.2168 | 4.47
0.84007 | 32.6524 | 7.35
0.62067 | 46.8841 | 4.41
0.6736 | 43.2643 | 5.1
0.78233 | 35.6852 | 6.6
0.61105 | 47.872 | 4.26
0.83333 | 32.6995 | 7.29
0.69477 | 38.5854 | 5.64
1.2125 | 33.0467 | 10.56
6.71 | 37.2199 | 55.53
7.0458 | 40.0641 | 56.04
5.6649 | 36.8582 | 47.1
6.097 | 36.897 | 50.67
4.8634 | 36.625 | 40.56
7.1574 | 36.5371 | 59.76
6.9525 | 37.9501 | 56.97
7.4962 | 37.8982 | 61.47
7.0352 | 38.5864 | 57.15
6.403 | 38.2806 | 52.23
6.149 | 36.504 | 51.36
6.1672 | 36.6071 | 51.45
10.9613 | 24.3241 | 103.8
20.0096 | 17.7056 | 198.09
20.816 | 16.1855 | 207.75
17.3884 | 18.1672 | 171.69
9.5891 | 28.8335 | 87.3
7.321 | 41.611 | 56.88
7.8262 | 38.2142 | 63.9
5.9315 | 38.2809 | 48.39
1.6715 | 28.2471 | 15.3
0.46478 | 40.2155 | 3.69
0.42244 | 43.6163 | 3.18
0.68226 | 25.0462 | 6.42
0.42052 | 44.4437 | 3.12
0.48018 | 39.144 | 3.87
0.57833 | 30.9147 | 5.16
0.44169 | 42.3493 | 3.39
0.64858 | 27.0216 | 6
0.41282 | 45.5673 | 3
0.26174 | 46.7899 | 1.86
0.44457 | 24.5672 | 4.2
0.24731 | 48.3109 | 1.71
0.45997 | 23.6705 | 4.38
0.24923 | 48.7517 | 1.71
0.24923 | 48.7517 | 1.71
0.47248 | 22.6468 | 4.53
0.23865 | 51.8817 | 1.53
0.35219 | 14.7197 | 3.54
0.18957 | 24.2277 | 1.8
0.16551 | 45.7073 | 1.2
0.51482 | 20.6688 | 5.01
0.26559 | 45 | 1.95
0.5254 | 20.9245 | 5.1
0.26366 | 45.4441 | 1.92
0.35893 | 30.4889 | 3.21
0.40704 | 26.5651 | 3.78
0.2781 | 40.7946 | 2.19
0.53503 | 20.1943 | 5.22
0.25693 | 44.0906 | 1.92
0.48018 | 11.4451 | 4.89
0.18091 | 24.5196 | 1.71
0.23865 | 19.0935 | 2.34
0.45131 | 23.7763 | 4.29
0.25693 | 44.0906 | 1.92
0.51578 | 19.9557 | 5.04
0.25885 | 44.5489 | 1.92
0.38876 | 28.8481 | 3.54
0.39935 | 27.1213 | 3.69
0.25885 | 45.4511 | 1.89
0.52059 | 20.4445 | 5.07
0.23768 | 49.9271 | 1.59
0.5052 | 22.1663 | 4.86
0.24153 | 49.844 | 1.62
0.30504 | 36.545 | 2.55
0.40801 | 26.9277 | 3.78
0.23865 | 51.8817 | 1.53
0.49461 | 21.9256 | 4.77
0.23768 | 49.9271 | 1.59
0.46863 | 31.1453 | 4.17
0.3801 | 45.6161 | 2.76
0.37336 | 47.1906 | 2.64
0.5485 | 29.67 | 4.95
0.33487 | 54.1179 | 2.04
0.56005 | 29.3417 | 5.07
0.33776 | 55.0882 | 2.01
0.37336 | 45.9392 | 2.7
0.48884 | 32.9387 | 4.26
0.32717 | 54.3447 | 1.98
0.55812 | 29.0834 | 5.07
0.34834 | 49.7079 | 2.34
0.32717 | 54.3447 | 1.98
0.54946 | 29.2593 | 4.98
0.33391 | 55.2109 | 1.98
0.51867 | 32.2756 | 4.56
0.36855 | 48.8141 | 2.52
0.33006 | 55.3366 | 1.95
0.55523 | 28.5629 | 5.07
0.3291 | 54.6375 | 1.98
0.55812 | 28.4212 | 5.1
0.32814 | 53.9356 | 2.01
0.38202 | 44.6936 | 2.82
0.56486 | 28.4 | 5.16
0.33391 | 55.2109 | 1.98
0.54754 | 28.996 | 4.98
0.35123 | 50.6774 | 2.31
0.3801 | 45 | 2.79
0.50905 | 32.2467 | 4.47
0.3445 | 51.1155 | 2.25
0.58603 | 27.5746 | 5.4
0.33968 | 52.2532 | 2.16
0.39453 | 41.738 | 3.06
0.4898 | 33.222 | 4.26
0.34834 | 49.0377 | 2.37
0.58988 | 27.0665 | 5.46
0.34065 | 50.5055 | 2.25
0.48595 | 33.1237 | 4.23
0.41186 | 39.6 | 3.3
0.33584 | 52.3412 | 2.13
0.5562 | 28.1599 | 5.1
0.33584 | 52.3412 | 2.13
0.49076 | 33.9705 | 4.23
0.40512 | 40.9555 | 3.18
0.36182 | 49.2006 | 2.46
0.56005 | 29.3417 | 5.07
0.33584 | 54.8061 | 2.01
0.4975 | 33.8746 | 4.29
0.38202 | 45.3064 | 2.79
0.33584 | 54.8061 | 2.01
0.55235 | 29.782 | 4.98
0.34353 | 54.5742 | 2.07
0.55812 | 29.7449 | 5.04
0.33199 | 55.6197 | 1.95
0.36759 | 48.1798 | 2.55
0.52444 | 31.5043 | 4.65
0.33295 | 54.52 | 2.01
0.54273 | 28.6105 | 4.95
0.32236 | 54.4623 | 1.95
0.34642 | 50.0721 | 2.31
0.55331 | 29.374 | 5.01
0.33006 | 55.3366 | 1.95
0.48884 | 33.6901 | 4.23
0.38202 | 45.3064 | 2.79
0.34161 | 54.9684 | 2.04
0.5562 | 29.8925 | 5.01
0.37144 | 47.5169 | 2.61
0.43014 | 40.1009 | 3.42
0.44265 | 37.8422 | 3.63
0.33199 | 54.9262 | 1.98
0.54465 | 29.5564 | 4.92
0.33102 | 54.2299 | 2.01
0.3878 | 43.794 | 2.91
0.4821 | 34.2611 | 4.14
0.33295 | 53.8264 | 2.04
0.55139 | 28.4429 | 5.04
0.32717 | 54.3447 | 1.98
0.32814 | 53.9356 | 2.01
0.56293 | 28.1416 | 5.16
0.32236 | 54.4623 | 1.95
0.48691 | 32.6536 | 4.26
0.36759 | 46.273 | 2.64
0.34546 | 51.789 | 2.22
0.57352 | 26.9522 | 5.31
0.32236 | 53.7462 | 1.98
0.42629 | 37.5686 | 3.51
0.43206 | 37.4054 | 3.57
0.36374 | 46.9306 | 2.58
0.55523 | 27.8973 | 5.1
0.3214 | 54.8814 | 1.92
0.3445 | 49.7636 | 2.31
0.51482 | 31.4601 | 4.56
0.32717 | 55.0493 | 1.95
0.50135 | 31.5859 | 4.44
0.35989 | 48.2519 | 2.49
0.32236 | 54.4623 | 1.95
0.55331 | 28.706 | 5.04
0.32429 | 54.0476 | 1.98
0.40127 | 40.9144 | 3.15
0.44842 | 35.8377 | 3.78
0.33776 | 52.6404 | 2.13
0.5408 | 29.4411 | 4.89
0.32525 | 54.758 | 1.95
0.33872 | 51.5688 | 2.19
0.5408 | 29.4411 | 4.89
0.33199 | 54.9262 | 1.98
0.4975 | 31.4768 | 4.41
0.39453 | 42.3301 | 3.03
0.35123 | 48.3274 | 2.43
0.57352 | 27.5973 | 5.28
0.33872 | 51.5688 | 2.19
0.46286 | 34.5821 | 3.96
0.40512 | 40.9555 | 3.18
0.34065 | 50.5055 | 2.25
0.56967 | 28.1237 | 5.22
0.32717 | 54.3447 | 1.98
0.42436 | 39.2072 | 3.42
0.48884 | 33.6901 | 4.23
0.34834 | 50.3767 | 2.31
0.55427 | 28.9677 | 5.04
0.35989 | 48.9005 | 2.46
0.45708 | 35.4956 | 3.87
0.45708 | 35.4956 | 3.87
0.35604 | 48.9452 | 2.43
0.58603 | 26.9437 | 5.43
0.35219 | 48.9909 | 2.4
0.50905 | 31.7989 | 4.5
0.47344 | 34.5625 | 4.05
0.35604 | 49.6001 | 2.4
0.52637 | 21.9182 | 5.07
0.25019 | 39.3824 | 2.01
0.45997 | 25.2777 | 4.32
0.39838 | 41.7714 | 3.09
0.33584 | 52.3412 | 2.13
0.55523 | 27.8973 | 5.1
0.34353 | 49.0856 | 2.34
0.46382 | 34.0859 | 3.99
0.39838 | 41.7714 | 3.09
0.32236 | 54.4623 | 1.95
0.54754 | 28.996 | 4.98
0.32236 | 54.4623 | 1.95
0.37721 | 44.6903 | 2.79
0.47633 | 33.8827 | 4.11
0.32044 | 54.1623 | 1.95
0.54657 | 28.7312 | 4.98
0.32044 | 54.1623 | 1.95
0.32814 | 53.9356 | 2.01
0.54465 | 28.4652 | 4.98
0.35797 | 47.2906 | 2.52
0.45804 | 34.992 | 3.9
0.3878 | 43.1913 | 2.94
0.33102 | 54.2299 | 2.01
0.54369 | 28.8774 | 4.95
0.34065 | 50.5055 | 2.25
0.43206 | 37.4054 | 3.57
0.42436 | 39.2072 | 3.42
0.32717 | 54.3447 | 1.98
0.54946 | 28.5864 | 5.01
0.33199 | 54.9262 | 1.98
0.43014 | 39.5597 | 3.45
0.44457 | 38.1363 | 3.63
0.33006 | 55.3366 | 1.95
0.56005 | 29.3417 | 5.07
0.3368 | 54.4053 | 2.04
0.46671 | 36.4444 | 3.9
0.43014 | 39.5597 | 3.45
0.33391 | 55.2109 | 1.98
0.5485 | 29.67 | 4.95
0.36663 | 49.1539 | 2.49
0.74384 | 25.2721 | 6.99
1.1355 | 34.5385 | 9.72
4.4765 | 38.0597 | 36.63
4.3014 | 37.6929 | 35.37
3.8732 | 39.04 | 31.26
4.8403 | 35.5575 | 40.92
5.5235 | 35.9415 | 46.47
7.1016 | 34.8012 | 60.6
5.4783 | 35.0217 | 46.62
6.6628 | 35.1568 | 56.61
6.4732 | 36.9874 | 53.73
7.5568 | 35.9855 | 63.54
6.938 | 37.9189 | 56.88
6.5291 | 36.6774 | 54.42
6.2211 | 38.1781 | 50.82
5.9065 | 37.514 | 48.69
5.2502 | 36.076 | 44.1
5.6996 | 36.8873 | 47.37
6.1307 | 36.9616 | 50.91
5.1588 | 35.3178 | 43.74
6.2519 | 35.1871 | 53.1
5.8102 | 37.9973 | 47.58
1.811 | 25.0942 | 17.04
0.28195 | 41.6822 | 2.19
0.3801 | 30.0686 | 3.42
0.35027 | 32.9052 | 3.06
0.25404 | 49.6106 | 1.71
0.49076 | 22.4902 | 4.71
0.25789 | 49.5378 | 1.74
0.43784 | 25.3821 | 4.11
0.28387 | 41.2954 | 2.22
0.255 | 46.3748 | 1.83
0.47055 | 23.1063 | 4.5
0.26366 | 45.4441 | 1.92
0.48691 | 21.5493 | 4.71
0.23768 | 49.9271 | 1.59
0.30312 | 36.8699 | 2.52
0.58314 | 29.9911 | 5.25
0.77752 | 41.0859 | 6.09
1.1624 | 29.6213 | 10.5
0.8853 | 40.2364 | 7.02
1.0142 | 34.9118 | 8.64
0.93822 | 37.7513 | 7.71
0.81216 | 44.1363 | 6.06
1.047 | 33.0768 | 9.12
0.81409 | 44.5692 | 6.03
0.9286 | 37.5469 | 7.65
0.90262 | 39.0317 | 7.29
0.9132 | 40.3852 | 7.23
1.6936 | 28.8365 | 15.42
6.0614 | 39.5121 | 48.6
7.245 | 39.3408 | 58.23
6.7485 | 39.6895 | 53.97
6.2827 | 36.3855 | 52.56
5.3811 | 38.247 | 43.92
7.0266 | 37.6892 | 57.78
6.3058 | 38.4755 | 51.3
5.4003 | 36.8515 | 44.91
5.3974 | 36.9557 | 44.82
5.5485 | 35.3852 | 47.01
6.6012 | 38.6442 | 53.58
6.7494 | 40.0723 | 53.67
6.8283 | 39.9575 | 54.39
6.0248 | 40.1219 | 47.88
5.4138 | 35.2749 | 45.93
7.424 | 40.1422 | 58.98
6.9188 | 38.8353 | 56.01
6.4761 | 41.3493 | 50.52
6.5791 | 41.2285 | 51.42
5.3916 | 35.2132 | 45.78
1.6994 | 32.0157 | 14.97
0.47633 | 39.0939 | 3.84
0.61297 | 29.343 | 5.55
0.42821 | 45 | 3.15
0.58122 | 30.7685 | 5.19
0.48306 | 37.965 | 3.96
0.44842 | 41.0818 | 3.51
0.50905 | 23.3691 | 4.86
0.23961 | 50.371 | 1.59
0.24731 | 46.4203 | 1.77
0.46093 | 22.8685 | 4.41
0.23768 | 49.9271 | 1.59
0.4234 | 25.8664 | 3.96
0.28483 | 39.6569 | 2.28
0.23768 | 49.9271 | 1.59
0.64376 | 26.3354 | 6
0.70727 | 41.6918 | 5.49
0.78426 | 37.6715 | 6.45
0.89684 | 31.8491 | 7.92
0.71401 | 41.5566 | 5.55
0.87086 | 31.5826 | 7.71
0.63318 | 45.7393 | 4.59
0.64088 | 45.7298 | 4.65
0.89011 | 31.0594 | 7.92
0.62259 | 47.0655 | 4.41
0.71305 | 39.7462 | 5.7
0.88145 | 34.7307 | 7.53
1.5156 | 35.7787 | 12.78
5.7188 | 35.736 | 48.24
6.8033 | 39.9737 | 54.18
7.0718 | 39.9493 | 56.34
7.5346 | 39.3249 | 60.57
4.9221 | 37.9251 | 40.35
7.0246 | 37.5528 | 57.87
6.8418 | 39.0751 | 55.2
7.5269 | 39.1162 | 60.69
7.9022 | 37.6235 | 65.04
6.6763 | 38.416 | 54.36
6.4838 | 37.4566 | 53.49
5.2829 | 36.5568 | 44.1
5.4042 | 37.2066 | 44.73
6.1432 | 35.6097 | 51.9
5.9979 | 37.6476 | 49.35
5.7015 | 35.6456 | 48.15
5.3339 | 33.8793 | 46.02
4.7681 | 37.1752 | 39.48
4.7777 | 34.8616 | 40.74
4.4669 | 34.3884 | 38.31
3.1457 | 33.0922 | 27.39
0.53599 | 22.8337 | 5.13
0.255 | 47.2906 | 1.8
0.25212 | 50.1104 | 1.68
0.48595 | 23.8243 | 4.62
0.26559 | 47.6425 | 1.86
0.52637 | 21.218 | 5.1
0.28195 | 42.5104 | 2.16
0.25212 | 49.1849 | 1.71
0.55908 | 24.7132 | 5.28
0.42244 | 43.6163 | 3.18
0.56678 | 30.6135 | 5.07
0.51963 | 34.1315 | 4.47
0.42436 | 44.4491 | 3.15
0.67552 | 26.1269 | 6.3
0.62452 | 40.6875 | 4.92
1.0518 | 32.9052 | 9.18
0.96805 | 36.6306 | 8.07
0.91416 | 40.1301 | 7.26
1.1528 | 30.5455 | 10.32
0.83526 | 42.8996 | 6.36
0.96324 | 35.9769 | 8.1
0.94592 | 37.1847 | 7.83
0.85258 | 42.117 | 6.57
1.045 | 32.5926 | 9.15
0.80446 | 44.7092 | 5.94
1.1066 | 33.3999 | 9.6
1.7956 | 30.8532 | 16.02
5.4147 | 38.7457 | 43.89
5.0962 | 36.4999 | 42.57
4.7488 | 38.8556 | 38.43
4.6411 | 38.4595 | 37.77
4.5025 | 34.7904 | 38.43
6.2346 | 37.3421 | 51.51
6.683 | 35.7362 | 56.37
5.8237 | 36.5745 | 48.6
5.4561 | 35.2205 | 46.32
5.5995 | 33.731 | 48.39
5.7843 | 35.9033 | 48.69
5.5389 | 35.496 | 46.86
5.4013 | 35.2529 | 45.84
5.3974 | 37.4154 | 44.55
6.2452 | 36.7693 | 51.99
7.78 | 40.4099 | 61.56
6.6157 | 37.75 | 54.36
6.6753 | 36.4536 | 55.8
6.2038 | 38.3684 | 50.55
4.9105 | 35.2597 | 41.67
2.4836 | 35.7777 | 20.94
0.44169 | 42.8789 | 3.36
0.66975 | 25.7923 | 6.27
0.28387 | 45.4122 | 2.07
0.38876 | 29.7976 | 3.51
0.37048 | 31.9581 | 3.27
0.29253 | 42.9975 | 2.22
0.5408 | 20.9497 | 5.25
0.26751 | 48.0587 | 1.86
0.30793 | 38.1572 | 2.52
0.45323 | 25.2594 | 4.26
0.30793 | 38.1572 | 2.52
0.54369 | 20.8409 | 5.28
0.2858 | 44.1815 | 2.13
0.34065 | 34.6337 | 2.91
0.63125 | 28.0879 | 5.79
0.73999 | 39.4623 | 5.94
0.995 | 28.4247 | 9.09
0.73999 | 39.777 | 5.91
0.81601 | 35.2079 | 6.93
0.83237 | 33.6901 | 7.2
0.66782 | 44.124 | 4.98
0.90166 | 31.2469 | 8.01
0.66782 | 43.7737 | 5.01
0.77848 | 36.4024 | 6.51
0.75346 | 37.5284 | 6.21
0.79677 | 38.8219 | 6.45
1.9246 | 29.8728 | 17.34
5.9469 | 38.5947 | 48.3
6.2837 | 37.8334 | 51.57
6.0219 | 36.6776 | 50.19
6.7504 | 37.2668 | 55.83
5.5697 | 34.975 | 47.43
6.2895 | 37.4275 | 51.9
7.1488 | 37.601 | 58.86
6.7109 | 39.3796 | 53.91
6.8649 | 37.3614 | 56.7
6.3895 | 39.5371 | 51.21
4.8903 | 35.9702 | 41.13
6.2846 | 36.5383 | 52.47
5.1078 | 37.0059 | 42.39
5.2386 | 34.3557 | 44.94
5.0404 | 36.8043 | 41.94
4.9509 | 35.2192 | 42.03
5.2781 | 36.4813 | 44.1
6.2452 | 42.2648 | 48.03
6.8081 | 39.339 | 54.72
5.7207 | 38.8133 | 46.32
2.5385 | 37.2348 | 21
0.51001 | 22.6448 | 4.89
0.26944 | 47.6026 | 1.89
0.3647 | 32.0535 | 3.21
0.40127 | 27.8544 | 3.69
0.25404 | 49.6106 | 1.71
0.49654 | 23.2861 | 4.74
0.25404 | 50.5275 | 1.68
0.24827 | 50.1944 | 1.65
0.4898 | 23.2429 | 4.68
0.25404 | 50.5275 | 1.68
0.43399 | 26.9061 | 4.02
0.30985 | 38.5765 | 2.52
0.25019 | 50.6176 | 1.65
0.49942 | 22.4161 | 4.8
0.42918 | 43.9088 | 3.21
0.90358 | 31.152 | 8.04
0.76116 | 37.6083 | 6.27
0.70535 | 41.1859 | 5.52
0.98152 | 28.4491 | 8.97
0.65916 | 44.4679 | 4.89
0.81601 | 34.4772 | 6.99
0.69477 | 41.6335 | 5.4
0.65724 | 43.9325 | 4.92
0.88145 | 30.9316 | 7.86
0.68033 | 42.0775 | 5.25
0.8035 | 34.604 | 6.87
2.0035 | 35.912 | 16.86
4.8807 | 35.6362 | 41.22
5.5957 | 36.3555 | 46.83
5.4734 | 38.8344 | 44.31
5.1665 | 34.9422 | 44.01
5.4677 | 36.519 | 45.66
6.0739 | 37.469 | 50.1
5.2069 | 35.2497 | 44.19
5.9209 | 37.6912 | 48.69
6.684 | 37.5776 | 55.05
6.5897 | 37.5778 | 54.27
4.9153 | 35.5103 | 41.58
3.3468 | 30.879 | 29.85
0.52733 | 34.7349 | 4.5
0.4898 | 29.2842 | 4.44
0.38202 | 30.4436 | 3.42
0.29253 | 42.1975 | 2.25
0.53791 | 21.7443 | 5.19
0.2781 | 44.1575 | 2.07
0.33102 | 35.7701 | 2.79
0.45804 | 24.9515 | 4.32
0.28002 | 44.5818 | 2.07
0.50616 | 22.469 | 4.86
0.306 | 39.2513 | 2.46
0.2781 | 44.1575 | 2.07
0.52733 | 21.5103 | 5.1
0.28387 | 43.7636 | 2.13
0.48788 | 23.3768 | 4.65
0.32621 | 36.3629 | 2.73
0.2781 | 44.1575 | 2.07
0.61008 | 18.778 | 6
0.28387 | 45.4122 | 2.07
0.43399 | 26.0535 | 4.05
0.42052 | 27.7951 | 3.87
0.2781 | 44.1575 | 2.07
0.55716 | 20.3128 | 5.43
0.30023 | 41.4965 | 2.34
0.41474 | 27.8143 | 3.81
0.40512 | 28.0245 | 3.72
0.29734 | 39.8768 | 2.37
0.56774 | 20.556 | 5.52
0.28002 | 43.7455 | 2.1
0.48114 | 23.334 | 4.59
0.38876 | 28.8481 | 3.54
0.29927 | 39.5226 | 2.4
0.58122 | 19.4243 | 5.7
0.306 | 38.491 | 2.49
0.51867 | 21.5644 | 5.01
0.3368 | 33.8262 | 2.91
0.32621 | 36.3629 | 2.73
0.55523 | 21.3586 | 5.37
0.30504 | 40.0137 | 2.43
0.5918 | 18.7886 | 5.82
0.37048 | 31.9581 | 3.27
0.31851 | 38.0115 | 2.61
0.56486 | 20.0081 | 5.52
0.30119 | 39.1737 | 2.43
0.56293 | 19.4563 | 5.52
0.29446 | 41.8202 | 2.28
0.35027 | 33.559 | 3.03
0.48595 | 23.8243 | 4.62
0.28002 | 44.5818 | 2.07
0.53406 | 21.5713 | 5.16
0.29638 | 40.6617 | 2.34
0.36759 | 32.8163 | 3.21
0.43591 | 26.7346 | 4.05
0.28195 | 44.1697 | 2.1
0.53888 | 21.3458 | 5.22
0.28772 | 42.9691 | 2.19
0.35219 | 34.992 | 3
0.46189 | 25.125 | 4.35
0.28387 | 44.5878 | 2.1
0.53022 | 21.3959 | 5.13
0.29446 | 42.6141 | 2.25
0.35123 | 35.647 | 2.97
0.49172 | 23.5523 | 4.68
0.28195 | 44.1697 | 2.1
0.55908 | 19.9325 | 5.46
0.28195 | 44.1697 | 2.1
0.34834 | 33.1632 | 3.03
0.44938 | 25.0836 | 4.23
0.28002 | 44.5818 | 2.07
0.71305 | 25.4234 | 6.69
0.71305 | 41.8838 | 5.52
0.82371 | 33.8571 | 7.11
0.71305 | 40.3999 | 5.64
0.64665 | 45.5422 | 4.71
0.89588 | 31.6922 | 7.92
0.7015 | 42.1626 | 5.4
0.94015 | 29.6357 | 8.49
0.73037 | 39.2257 | 5.88
0.65531 | 43.7508 | 4.92
0.87664 | 31.1255 | 7.8
0.6659 | 43.243 | 5.04
0.7679 | 35.6629 | 6.48
0.88626 | 33.8453 | 7.65
1.581 | 34.3576 | 13.56
5.0125 | 36.5927 | 41.82
5.6823 | 38.5643 | 46.17
5.3031 | 36.5892 | 44.25
5.1289 | 38.7857 | 41.55
4.9288 | 36.6417 | 41.1
7.1045 | 37.5218 | 58.56
6.9756 | 38.582 | 56.67
6.0508 | 35.6616 | 51.09
7.3239 | 38.6951 | 59.4
7.2277 | 37.4695 | 59.61
6.4732 | 37.4985 | 53.37
6.7138 | 37.5055 | 55.35
7.4355 | 39.3442 | 59.76
7.194 | 39.3169 | 57.84
5.6072 | 37.4067 | 46.29
5.6726 | 38.1589 | 46.35
5.3483 | 35.6204 | 45.18
5.1232 | 37.6513 | 42.15
6.9419 | 37.4466 | 57.27
5.8834 | 39.4852 | 47.19
1.8399 | 29.6222 | 16.62
0.5995 | 30.3956 | 5.37
0.44938 | 43.4378 | 3.39
0.67937 | 26.2383 | 6.33
0.4311 | 44.1854 | 3.21
0.49172 | 37.6096 | 4.05
0.62067 | 28.951 | 5.64
0.48403 | 39.6743 | 3.87
0.67648 | 25.7997 | 6.33
0.4542 | 41.9059 | 3.51
0.4311 | 44.1854 | 3.21
0.68129 | 26.6736 | 6.33
0.44265 | 43.6801 | 3.33
0.66878 | 26.1226 | 6.24
0.44746 | 41.6029 | 3.48
0.60527 | 42.2921 | 4.65
1.1538 | 30.0294 | 10.38
0.89492 | 40.6815 | 7.05
1.021 | 34.6337 | 8.73
0.995 | 35.6729 | 8.4
0.8776 | 40.8669 | 6.9
1.0441 | 33.3825 | 9.06
0.82275 | 44.2892 | 6.12
0.83718 | 43.0443 | 6.36
1.0287 | 32.9767 | 8.97
0.80446 | 45 | 5.91
1.0864 | 34.8299 | 9.27
1.9813 | 33.2269 | 17.22
5.9026 | 38.2878 | 48.15
7.8262 | 37.8379 | 64.23
7.5144 | 39.4505 | 60.3
7.2219 | 37.1539 | 59.82
5.6832 | 36.1772 | 47.67
8.1005 | 40.2735 | 64.23
8.1832 | 39.187 | 65.91
5.5533 | 37.1201 | 46.02
6.3174 | 39.5676 | 50.61
6.453 | 37.7671 | 53.01
5.5475 | 37.7286 | 45.6
5.4224 | 35.7717 | 45.72
5.1617 | 35.8059 | 43.5
7.45 | 39.0551 | 60.12
6.5849 | 37.0708 | 54.6
6.5695 | 37.5195 | 54.15
5.0924 | 36.1229 | 42.75
4.6103 | 36.2384 | 38.64
3.1784 | 35.0901 | 27.03
2.6212 | 26.2828 | 24.42
1.4915 | 30.7355 | 13.32
0.39069 | 29.2192 | 3.54
0.33872 | 34.2319 | 2.91
0.23768 | 50.9061 | 1.56
0.47537 | 22.5127 | 4.56
0.23672 | 51.4495 | 1.53
0.24057 | 51.3402 | 1.56
0.47344 | 22.9692 | 4.53
0.28002 | 42.075 | 2.16
0.32621 | 33.8305 | 2.82
0.35893 | 30.4889 | 3.21
0.24442 | 51.2345 | 1.59
0.47537 | 22.5127 | 4.56
0.23383 | 51.009 | 1.53
0.26751 | 41.9413 | 2.07
0.66975 | 29.4385 | 6.06
0.88048 | 40.2143 | 6.99
1.1124 | 30.2243 | 9.99
0.87279 | 40.4368 | 6.9
0.89684 | 38.8614 | 7.26
1.0662 | 31.4957 | 9.45
0.79196 | 44.4093 | 5.88
1.0287 | 32.6192 | 9
0.79869 | 43.9744 | 5.97
0.80639 | 43.6948 | 6.06
1.0229 | 33.3762 | 8.88
0.92283 | 40.8151 | 7.26
1.7273 | 31.5385 | 15.3
4.5718 | 36.1896 | 38.34
5.5119 | 38.7067 | 44.7
6.6311 | 36.8948 | 55.11
5.3763 | 35.9776 | 45.21
5.2839 | 35.3921 | 44.76
5.7227 | 33.3935 | 49.65
6.1268 | 35.2552 | 51.99
5.6861 | 33.2141 | 49.44
6.7244 | 36.3583 | 56.28
5.5754 | 33.7888 | 48.15
5.5321 | 33.1179 | 48.15
6.2808 | 34.8734 | 53.55
5.4407 | 32.5854 | 47.64
5.5937 | 36.3317 | 46.83
5.3426 | 33.63 | 46.23
6.1191 | 36.2698 | 51.27
4.6603 | 33.7098 | 40.29
2.3884 | 27.0296 | 22.11
2.3807 | 27.5903 | 21.93
2.5395 | 25.6621 | 23.79
1.3222 | 30.1484 | 11.88
0.48403 | 21.3568 | 4.68
0.22998 | 51.1155 | 1.5
0.3724 | 29.7449 | 3.36
0.35508 | 29.6872 | 3.21
0.23576 | 49.4749 | 1.59
0.46767 | 22.1299 | 4.5
0.27232 | 41.9872 | 2.1
0.37721 | 29.31 | 3.42
0.37048 | 28.3612 | 3.39
0.22806 | 50.6595 | 1.5
0.4744 | 21.413 | 4.59
0.23576 | 50.4638 | 1.56
0.40319 | 25.4633 | 3.78
0.28676 | 37.2164 | 2.37
0.40223 | 45.2908 | 2.94
0.94207 | 29.1569 | 8.55
0.69669 | 41.8109 | 5.4
0.90069 | 30.8378 | 8.04
0.71882 | 40.2769 | 5.7
0.6351 | 45.5527 | 4.62
0.83911 | 32.2143 | 7.38
0.62452 | 46.4976 | 4.47
0.76982 | 35.5377 | 6.51
0.70824 | 38.8786 | 5.73
0.61297 | 46.9092 | 4.35
0.98922 | 29.9315 | 8.91
1.3164 | 35.5377 | 11.13
4.3447 | 35.3164 | 36.84
5.2983 | 34.7465 | 45.24
5.1703 | 37.6056 | 42.57
5.5514 | 34.5991 | 47.49
4.8816 | 36.2939 | 40.89
5.7737 | 36.337 | 48.33
5.6967 | 35.1799 | 48.39
5.1751 | 36.6078 | 43.17
11.3915 | 21.1543 | 110.4
14.108 | 17.6044 | 139.74
19.8961 | 15.2945 | 199.44
21.5714 | 15.9707 | 215.52
11.8062 | 19.4672 | 115.68
19.8662 | 16.6785 | 197.76
19.8614 | 16.0747 | 198.33
17.0073 | 17.4938 | 168.57
5.9767 | 34.0125 | 51.48
5.3002 | 36.383 | 44.34
5.3214 | 36.2856 | 44.58
5.3753 | 34.5862 | 45.99
2.2344 | 31.9034 | 19.71
1.0421 | 29.9023 | 9.39
0.74769 | 35.1007 | 6.36
0.60046 | 39.7351 | 4.8
0.66878 | 25.5697 | 6.27
0.41667 | 45 | 3.06
0.42244 | 44.7232 | 3.12
0.68995 | 24.7416 | 6.51
0.41667 | 44.4383 | 3.09
0.50616 | 34.7778 | 4.32
0.5562 | 31.627 | 4.92
0.42244 | 44.1697 | 3.15
0.65435 | 26.452 | 6.09
0.41667 | 43.8767 | 3.12
0.44457 | 40.5205 | 3.51
0.80158 | 29.7961 | 7.23
0.88818 | 40.5205 | 7.02
0.90935 | 30.3088 | 8.16
0.44361 | 41.0458 | 3.48
0.41667 | 44.4383 | 3.09
0.66109 | 26.4531 | 6.15
0.42436 | 43.8983 | 3.18
0.53695 | 32.4948 | 4.71
0.52733 | 33.1684 | 4.59
0.44842 | 40.5613 | 3.54
0.6659 | 26.2319 | 6.21
0.42629 | 44.1776 | 3.18
1.5762 | 27.3627 | 14.55
5.8227 | 35.9835 | 48.96
6.9024 | 36.7022 | 57.51
6.7735 | 35.2141 | 57.51
6.6147 | 36.6598 | 55.14
6.0037 | 35.6466 | 50.7
6.7234 | 36.4615 | 56.19
6.7677 | 35.6968 | 57.12
5.9007 | 35.8831 | 49.68
6.0826 | 37.2071 | 50.34
7.016 | 38.6524 | 56.94
5.893 | 39.6331 | 47.16
6.659 | 37.0537 | 55.23
5.4157 | 37.8107 | 44.46
5.9546 | 37.4754 | 49.11
5.3099 | 36.7328 | 44.22
5.9324 | 38.1024 | 48.51
6.1932 | 37.0622 | 51.36
3.2034 | 37.2003 | 26.52
3.3304 | 37.8532 | 27.33
3.0167 | 37.6923 | 24.81
2.0506 | 39.5164 | 16.44
0.66012 | 25.6681 | 6.18
0.41667 | 43.3153 | 3.15
0.45131 | 39.2894 | 3.63
0.6149 | 28.0092 | 5.64
0.41859 | 44.1616 | 3.12
0.59276 | 28.8108 | 5.4
0.44265 | 37.3181 | 3.66
0.2348 | 48.4833 | 1.62
0.47537 | 21.7368 | 4.59
0.24153 | 47.9108 | 1.68
0.27906 | 39.1226 | 2.25
0.41859 | 24.444 | 3.96
0.2348 | 48.4833 | 1.62
0.48595 | 21.9911 | 4.68
0.41282 | 44.4327 | 3.06
0.72363 | 39.6593 | 5.79
0.9286 | 29.8333 | 8.37
0.68899 | 41.7731 | 5.34
0.76309 | 37.78 | 6.27
0.78907 | 35.3183 | 6.69
0.6149 | 46.3322 | 4.41
0.82756 | 32.0266 | 7.29
0.64088 | 43.5406 | 4.83
0.61682 | 46.8965 | 4.38
0.81986 | 32.3474 | 7.2
0.63703 | 45.7345 | 4.62
2.5346 | 43.3845 | 19.14
5.5841 | 37.1839 | 46.23
5.2858 | 39.8817 | 42.15
5.0982 | 38.0315 | 41.73
5.051 | 39.7594 | 40.35
4.8008 | 40.0967 | 38.16
5.9257 | 37.7966 | 48.66
4.1291 | 38.5847 | 33.54
5.5783 | 38.6969 | 45.24
6.0701 | 37.6384 | 49.95
5.6139 | 38.5908 | 45.6
4.7498 | 37.3435 | 39.24
1.4675 | 32.8774 | 12.81
0.41859 | 44.7205 | 3.09
0.62452 | 27.512 | 5.76
0.43976 | 41.5398 | 3.42
0.43303 | 44.4595 | 3.21
0.6659 | 26.2319 | 6.21
0.41474 | 43.5891 | 3.12
0.41859 | 43.6028 | 3.15
0.64569 | 25.9921 | 6.03
0.30793 | 46.1382 | 2.22
0.34353 | 31.9544 | 3.03
0.3955 | 26.9395 | 3.66
0.23768 | 49.9271 | 1.59
0.45227 | 23.2946 | 4.32
0.25693 | 45.9094 | 1.86
0.23961 | 50.371 | 1.59
0.4821 | 21.8014 | 4.65
0.23768 | 48.9452 | 1.62
0.41859 | 25.3274 | 3.93
0.31948 | 34.6952 | 2.73
0.24153 | 49.844 | 1.62
0.48691 | 21.5493 | 4.71
0.255 | 46.3748 | 1.83
0.43976 | 24.0389 | 4.17
0.27617 | 42.0318 | 2.13
0.24153 | 48.8785 | 1.65
0.5052 | 20.4027 | 4.92
0.23672 | 47.9609 | 1.65
0.42725 | 24.3159 | 4.05
0.30119 | 36.4309 | 2.52
0.30697 | 36.9776 | 2.55
0.4898 | 21.4253 | 4.74
0.29831 | 37.5348 | 2.46
0.54657 | 19.1045 | 5.37
0.26751 | 42.8142 | 2.04
0.41859 | 26.2114 | 3.9
0.38876 | 27.8973 | 3.57
0.26944 | 42.3974 | 2.07
0.54273 | 19.5923 | 5.31
0.27425 | 42.4362 | 2.1
0.52444 | 20.6299 | 5.1
0.30985 | 36.6561 | 2.58
0.37336 | 29.1406 | 3.39
0.41667 | 25.8555 | 3.9
0.26751 | 41.9413 | 2.07
0.52733 | 19.8225 | 5.16
0.27425 | 42.4362 | 2.1
0.51386 | 21.0838 | 4.98
0.28483 | 40.4752 | 2.25
0.29349 | 39.0119 | 2.37
0.50327 | 21.5571 | 4.86
0.27329 | 43.2902 | 2.07
0.54369 | 19.8791 | 5.31
0.30793 | 36.2249 | 2.58
0.33584 | 33.4166 | 2.91
0.44938 | 24.2613 | 4.26
0.24923 | 48.7517 | 1.71
0.50135 | 21.2505 | 4.86
0.27232 | 41.9872 | 2.1
0.44842 | 23.925 | 4.26
0.31851 | 35.4171 | 2.7
0.25308 | 47.7702 | 1.77
0.50327 | 21.5571 | 4.86
0.24538 | 47.8624 | 1.71
0.51771 | 20.556 | 5.04
0.25693 | 45 | 1.89
0.34257 | 32.6192 | 3
0.38395 | 28.3008 | 3.51
0.26366 | 42.7803 | 2.01
0.53214 | 19.3194 | 5.22
0.26751 | 41.9413 | 2.07
0.49557 | 21.1813 | 4.8
0.4821 | 37.213 | 3.99
0.81313 | 34.1417 | 6.99
0.95554 | 28.5 | 8.73
0.73999 | 38.3456 | 6.03
0.9796 | 27.5463 | 9.03
0.67937 | 41.5526 | 5.28
0.80639 | 33.4625 | 6.99
0.73999 | 37.2277 | 6.12
0.66397 | 42.3575 | 5.1
0.88626 | 29.2358 | 8.04
0.54561 | 39.8444 | 4.35
0.78618 | 25.4362 | 7.38
0.89973 | 29.1975 | 8.16
3.7895 | 36.6691 | 31.59
5.2791 | 34.5069 | 45.21
5.3743 | 37.4485 | 44.34
5.638 | 35.2444 | 47.85
6.2943 | 37.958 | 51.57
6.173 | 35.1171 | 52.47
6.9602 | 37.2976 | 57.54
7.1228 | 36.164 | 59.76
6.5618 | 38.211 | 53.58
6.6513 | 36.3327 | 55.68
6.6619 | 37.6594 | 54.81
6.7456 | 35.894 | 56.79
5.9681 | 38.1837 | 48.75
6.6474 | 36.2926 | 55.68
5.5918 | 37.8698 | 45.87
6.1923 | 35.7426 | 52.23
5.8093 | 38.0773 | 47.52
5.8016 | 36.9098 | 48.21
5.2415 | 36.4218 | 43.83
5.2463 | 34.757 | 44.79
3.0312 | 34.4467 | 25.98
0.43784 | 41.7905 | 3.39
0.67263 | 25.6853 | 6.3
0.42436 | 43.3477 | 3.21
0.4311 | 43.6425 | 3.24
0.72748 | 23.6164 | 6.93
0.44265 | 40.2364 | 3.51
0.63222 | 27.1497 | 5.85
0.4744 | 37.0793 | 3.93
0.42918 | 41.1859 | 3.36
0.66109 | 25.3343 | 6.21
0.45323 | 39.5719 | 3.63
0.62067 | 28.951 | 5.64
0.53118 | 33.6901 | 4.59
0.45035 | 40.3226 | 3.57
0.87375 | 27.3267 | 8.07
0.92283 | 38.5198 | 7.5
1.1085 | 31.373 | 9.84
0.97864 | 35.518 | 8.28
0.91705 | 38.0964 | 7.5
1.0951 | 30.4196 | 9.81
0.84007 | 41.797 | 6.51
1.0133 | 33.7353 | 8.76
0.9132 | 38.0657 | 7.47
0.82564 | 41.883 | 6.39
1.0835 | 30.5972 | 9.69
0.82564 | 42.1659 | 6.36
1.48 | 27.9147 | 13.59
5.3397 | 37.5761 | 43.98
5.7737 | 36.8699 | 48
6.8957 | 38.2852 | 56.25
5.8988 | 37.9635 | 48.33
6.0085 | 37.013 | 49.86
5.9132 | 36.6629 | 49.29
6.9351 | 35.3242 | 58.8
6.3356 | 37.8933 | 51.96
6.2808 | 35.9112 | 52.86
5.3955 | 35.7479 | 45.51
5.4205 | 34.4095 | 46.47
5.2079 | 36.1394 | 43.71
5.3637 | 35.3154 | 45.48
4.8451 | 37.8121 | 39.78
5.0539 | 36.2415 | 42.36
6.5714 | 39.2062 | 52.92
4.8306 | 39.0822 | 38.97
2.7714 | 38.231 | 22.62
2.5202 | 38.6291 | 20.46
2.8705 | 33.722 | 24.81
1.5579 | 37.0185 | 12.93
0.4311 | 27.9371 | 3.96
0.45612 | 25.9158 | 4.26
0.29831 | 41.8636 | 2.31
0.53214 | 21.9745 | 5.13
0.28772 | 42.1579 | 2.22
0.32333 | 37.3815 | 2.67
0.5331 | 21.2826 | 5.16
0.37529 | 39.6927 | 3
0.70535 | 25.7256 | 6.6
0.4898 | 37.8157 | 4.02
0.45901 | 40.4057 | 3.63
0.72941 | 23.8243 | 6.93
0.48018 | 38.6598 | 3.9
0.66109 | 27.5721 | 6.09
0.71882 | 35.0297 | 6.12
0.9719 | 37.2782 | 8.04
1.2452 | 27.9318 | 11.43
0.96805 | 37.2457 | 8.01
1.1422 | 31.0383 | 10.17
0.93822 | 37.9987 | 7.68
0.87664 | 40.458 | 6.93
1.123 | 30.2564 | 10.08
0.76982 | 37.6865 | 6.33
0.90839 | 31.2137 | 8.07
0.89877 | 34.4043 | 7.71
0.89011 | 40.6617 | 7.02
1.9438 | 28.4679 | 17.76
4.0599 | 38.2144 | 33.15
6.7071 | 38.7099 | 54.39
6.1066 | 38.609 | 49.59
6.6792 | 36.6173 | 55.71
6.4405 | 37.625 | 53.01
6.7918 | 40.5009 | 53.67
6.1682 | 37.374 | 50.94
6.2538 | 38.2137 | 51.06
6.1932 | 38.0717 | 50.67
6.6667 | 39.9231 | 53.13
7.1603 | 39.4211 | 57.48
5.6736 | 35.9952 | 47.7
5.2454 | 35.9996 | 44.1
5.4311 | 34.1462 | 46.71
5.0606 | 36.1836 | 42.45
5.4157 | 34.0712 | 46.62
4.3293 | 37.3589 | 35.76
4.0724 | 39.3323 | 32.73
3.5989 | 34.4422 | 30.84
3.1428 | 35.4275 | 26.61
2.6944 | 32.1746 | 23.7
0.47055 | 38.2756 | 3.84
0.32333 | 39.9364 | 2.58
0.42052 | 26.0378 | 3.93
0.24057 | 51.3402 | 1.56
0.4821 | 22.8835 | 4.62
0.24442 | 50.2812 | 1.62
0.30697 | 36.9776 | 2.55
0.41667 | 25.8555 | 3.9
0.24057 | 51.3402 | 1.56
0.48788 | 22.6199 | 4.68
0.23576 | 50.4638 | 1.56
0.25885 | 44.5489 | 1.92
0.45708 | 23.8157 | 4.35
0.24249 | 50.8067 | 1.59
0.5764 | 31.0622 | 5.13
0.76886 | 36.9129 | 6.39
0.69765 | 41.476 | 5.43
0.93245 | 29.5028 | 8.43
0.72748 | 39.6892 | 5.82
0.67456 | 41.8779 | 5.22
0.79292 | 33.8637 | 6.84
0.62452 | 46.1233 | 4.5
0.80254 | 34.1475 | 6.9
0.66397 | 42.3575 | 5.1
0.61105 | 47.1069 | 4.32
0.8266 | 32.3024 | 7.26
1.3443 | 36.9683 | 11.16
5.2531 | 38.3058 | 42.84
6.3866 | 37.9318 | 52.35
6.3366 | 40.1398 | 50.34
6.3886 | 38.3768 | 52.05
5.4369 | 38.0991 | 44.46
6.1259 | 38.2255 | 50.01
7.0949 | 36.329 | 59.4
5.9507 | 37.3313 | 49.17
6.9592 | 37.0933 | 57.69
5.4542 | 34.6069 | 46.65
5.4167 | 35.8927 | 45.6
5.6534 | 34.2418 | 48.57
5.484 | 36.8035 | 45.63
5.4802 | 35.1132 | 46.59
5.3108 | 35.2625 | 45.06
5.2646 | 35.3806 | 44.61
4.6911 | 34.8245 | 40.02
3.7211 | 36.2921 | 31.17
3.8212 | 33.9422 | 32.94
3.2419 | 36.5638 | 27.06
2.1584 | 31.4368 | 19.14
0.44746 | 42.1245 | 3.45
0.41667 | 45 | 3.06
0.64954 | 26.679 | 6.03
0.41667 | 44.4383 | 3.09
0.60335 | 28.8949 | 5.49
0.46478 | 40.2155 | 3.69
0.41667 | 44.4383 | 3.09
0.65339 | 26.2254 | 6.09
0.42052 | 43.8876 | 3.15
0.4157 | 30.4857 | 3.72
0.3368 | 33.8262 | 2.91
0.23768 | 50.9061 | 1.56
0.48018 | 22.249 | 4.62
0.23672 | 51.4495 | 1.53
0.41474 | 45.8467 | 3
1.0239 | 27.7209 | 9.42
0.70535 | 42.179 | 5.43
0.84199 | 34.2352 | 7.23
0.81024 | 35.2765 | 6.87
0.6428 | 45.5457 | 4.68
0.84777 | 32.0674 | 7.47
0.65339 | 44.2838 | 4.86
0.62837 | 46.116 | 4.53
0.82948 | 32.6394 | 7.26
0.63318 | 45.3696 | 4.62
0.7679 | 35.6629 | 6.48
1.4713 | 33.7212 | 12.72
6.1307 | 38.4618 | 49.89
7.5443 | 38.225 | 61.59
6.7234 | 39.8087 | 53.67
7.8926 | 39.4192 | 63.36
5.842 | 37.572 | 48.12
6.3674 | 37.9661 | 52.17
6.6051 | 36.1286 | 55.44
5.4783 | 37.5704 | 45.12
5.5918 | 36.0535 | 46.98
5.5706 | 36.763 | 46.38
6.8235 | 34.9205 | 58.14
9.3957 | 25.888 | 87.84
13.6836 | 20.9013 | 132.84
20.4301 | 16.6271 | 203.43
7.9282 | 27.4048 | 73.14
5.5658 | 37.9219 | 45.63
3.9906 | 34.4488 | 34.2
3.0677 | 37.2366 | 25.38
2.4298 | 35.1816 | 20.64
2.7906 | 32.753 | 24.39
1.8139 | 35.2833 | 15.39
0.49654 | 22.5431 | 4.77
0.30793 | 36.2249 | 2.58
0.24057 | 51.3402 | 1.56
0.47921 | 21.9296 | 4.62
0.27136 | 42.847 | 2.07
0.47248 | 22.6468 | 4.53
0.30119 | 36.4309 | 2.52
0.26174 | 43.2101 | 1.98
0.51963 | 20.1463 | 5.07
0.26366 | 43.6678 | 1.98
0.48114 | 21.482 | 4.65
0.28291 | 39.2072 | 2.28
0.30119 | 36.4309 | 2.52
0.48114 | 22.567 | 4.62
0.26751 | 42.8142 | 2.04
0.51097 | 12.3885 | 5.19
0.18764 | 22.6199 | 1.8
0.23672 | 17.7713 | 2.34
0.43206 | 22.7965 | 4.14
0.26559 | 43.2376 | 2.01
0.52637 | 20.2249 | 5.13
0.2704 | 41.5318 | 2.1
0.4542 | 22.816 | 4.35
0.32717 | 33.1297 | 2.85
0.29831 | 38.3131 | 2.43
0.49269 | 21.3027 | 4.77
0.26366 | 42.7803 | 2.01
0.53406 | 18.9246 | 5.25
0.26366 | 41.894 | 2.04
0.41474 | 26.0296 | 3.87
0.32044 | 21.7054 | 3.09
0.14819 | 29.0546 | 1.35
0.44457 | 8.9726 | 4.56
0.23191 | 38.4373 | 1.89
0.5331 | 19.6121 | 5.22
0.27617 | 41.1859 | 2.16
0.37818 | 27.7382 | 3.48
0.48114 | 21.482 | 4.65
0.26174 | 42.3162 | 2.01
0.52925 | 20.1167 | 5.16
0.27617 | 42.8789 | 2.1
0.3368 | 32.7352 | 2.94
0.43784 | 24.5377 | 4.14
0.26366 | 42.7803 | 2.01
0.51289 | 20.0657 | 5.01
0.25885 | 43.6468 | 1.95
0.36374 | 30.0271 | 3.27
0.40127 | 26.0124 | 3.75
0.25693 | 44.0906 | 1.92
0.50327 | 20.8252 | 4.89
0.25885 | 43.6468 | 1.95
0.32621 | 33.8305 | 2.82
0.42918 | 23.8059 | 4.08
0.255 | 43.6252 | 1.92
0.55427 | 18.5293 | 5.46
0.25115 | 43.6028 | 1.89
0.27906 | 39.9575 | 2.22
0.51097 | 20.1769 | 4.98
0.26174 | 42.3162 | 2.01
0.48595 | 21.2329 | 4.71
0.27714 | 39.4996 | 2.22
0.26366 | 42.7803 | 2.01
0.5254 | 20.9245 | 5.1
0.26366 | 43.6678 | 1.98
0.39357 | 12.7111 | 3.99
0.18957 | 21.4768 | 1.83
0.1607 | 32.55 | 1.41
0.53118 | 20.7019 | 5.16
0.26174 | 44.1048 | 1.95
0.48499 | 21.6746 | 4.68
0.29831 | 37.5348 | 2.46
0.26559 | 43.2376 | 2.01
0.52637 | 19.5271 | 5.16
0.30793 | 36.2249 | 2.58
0.50712 | 19.9831 | 4.95
0.27425 | 40.7321 | 2.16
0.28676 | 37.2164 | 2.37
0.49172 | 20.9892 | 4.77
0.26559 | 44.1186 | 1.98
0.55331 | 19.1913 | 5.43
0.26366 | 42.7803 | 2.01
0.25115 | 17.3933 | 2.49
0.33872 | 11.7882 | 3.45
0.17417 | 32.1063 | 1.53
0.52156 | 20.7416 | 5.07
0.26174 | 42.3162 | 2.01
0.33776 | 31.3832 | 3
0.41282 | 25.6699 | 3.87
0.25885 | 43.6468 | 1.95
0.50905 | 20.5941 | 4.95
0.2348 | 48.4833 | 1.62
0.24346 | 46.4441 | 1.74
0.52637 | 19.5271 | 5.16
0.24346 | 46.4441 | 1.74
0.39646 | 26.3784 | 3.69
0.32525 | 33.4078 | 2.82
0.25115 | 45.4658 | 1.83
0.48595 | 21.2329 | 4.71
0.25885 | 43.6468 | 1.95
0.35412 | 30.3236 | 3.18
0.41186 | 27.1039 | 3.81
0.28676 | 39.2894 | 2.31
0.51482 | 19.6538 | 5.04
0.25693 | 44.0906 | 1.92
0.29927 | 36.7593 | 2.49
0.47248 | 22.6468 | 4.53
0.26559 | 44.1186 | 1.98
0.51674 | 20.2565 | 5.04
0.26559 | 42.3575 | 2.04
0.2781 | 40.7946 | 2.19
0.49942 | 21.3706 | 4.83
0.26751 | 43.6881 | 2.01
0.49365 | 8.4147 | 5.07
0.14819 | 29.0546 | 1.35
0.29253 | 20.2249 | 2.85
0.43399 | 25.2011 | 4.08
0.26751 | 41.9413 | 2.07
0.54176 | 19.3045 | 5.31
0.26174 | 43.2101 | 1.98
0.5052 | 20.4027 | 4.92
0.2858 | 38.8408 | 2.31
0.35412 | 30.3236 | 3.18
0.9132 | 22.1042 | 8.79
3.8549 | 34.8444 | 32.88
6.2625 | 34.9574 | 53.34
5.7669 | 37.3517 | 47.64
5.8718 | 37.5291 | 48.39
5.153 | 35.5153 | 43.59
5.5052 | 34.7484 | 47.01
6.198 | 33.468 | 53.73
5.7323 | 35.1788 | 48.69
6.4617 | 34.5705 | 55.29
6.6522 | 36.7257 | 55.41
6.2346 | 35.0072 | 53.07
6.0874 | 35.0165 | 51.81
6.2009 | 37.4141 | 51.18
5.2444 | 33.5501 | 45.42
4.7479 | 35.4972 | 40.17
6.1807 | 35.1301 | 52.53
5.3965 | 36.5818 | 45.03
3.2766 | 35.0623 | 27.87
4.1301 | 33.8567 | 35.64
3.5027 | 36.0482 | 29.43
2.4596 | 31.0214 | 21.9
0.35123 | 42.337 | 2.7
0.43784 | 25.3821 | 4.11
0.35508 | 33.0434 | 3.09
0.27329 | 44.1449 | 2.04
0.55139 | 20.521 | 5.37
0.32236 | 36.2538 | 2.7
0.55427 | 19.4731 | 5.43
0.17706 | 26.1468 | 1.65
0.22902 | 21.3998 | 2.22
0.44457 | 18.5526 | 4.38
0.2781 | 44.1575 | 2.07
0.54176 | 20.2701 | 5.28
0.28195 | 42.5104 | 2.16
0.41474 | 27.8143 | 3.81
0.57544 | 32.0967 | 5.07
0.75443 | 39.7214 | 6.03
0.99692 | 28.7163 | 9.09
0.73999 | 39.4623 | 5.94
1.0046 | 28.1112 | 9.21
0.6861 | 42.6141 | 5.25
0.84296 | 33.6901 | 7.29
0.73614 | 39.4317 | 5.91
0.69669 | 41.8109 | 5.4
0.88818 | 30.8999 | 7.92
0.69092 | 41.6137 | 5.37
0.90069 | 30.4283 | 8.07
1.3193 | 36.3684 | 11.04
4.6873 | 35.1192 | 39.84
6.2327 | 38.266 | 50.85
7.8176 | 38.1311 | 63.9
10.2983 | 29.1373 | 93.48
19.6209 | 18.4589 | 193.41
16.8745 | 18.9681 | 165.84
14.3043 | 21.226 | 138.57
20.0356 | 17.1452 | 198.96
11.02 | 22.0968 | 106.11
19.7479 | 16.4056 | 196.86
13.0687 | 23.4562 | 124.59
21.6551 | 17.1185 | 215.07
14.7104 | 19.3808 | 144.21
6.4319 | 37.6517 | 52.92
5.7756 | 35.1914 | 49.05
7.0795 | 39.2911 | 56.94
8.1216 | 40.2854 | 64.38
7.3316 | 40.5768 | 57.87
7.1536 | 40.975 | 56.13
4.8585 | 33.709 | 42
2.22 | 33.814 | 19.17
0.74384 | 25.2721 | 6.99
0.41955 | 41.3715 | 3.27
0.3647 | 32.0535 | 3.21
0.44265 | 25.8969 | 4.14
0.2117 | 37.8065 | 1.74
0.46093 | 10.4653 | 4.71
0.19727 | 26.9395 | 1.83
0.51386 | 22.1001 | 4.95
0.30312 | 39.5962 | 2.43
0.38876 | 29.7976 | 3.51
0.45804 | 24.9515 | 4.32
0.28772 | 43.7811 | 2.16
0.54754 | 21.0158 | 5.31
0.27521 | 43.727 | 2.07
0.53791 | 21.7443 | 5.19
0.28195 | 43.3397 | 2.13
0.3878 | 29.4275 | 3.51
0.42629 | 27.4331 | 3.93
0.28002 | 43.7455 | 2.1
0.53984 | 20.6636 | 5.25
0.27136 | 43.7078 | 2.04
0.54273 | 20.556 | 5.28
0.2781 | 43.3153 | 2.1
0.41089 | 28.5462 | 3.75
0.40127 | 22.8737 | 3.84
0.15974 | 31.6755 | 1.41
1.2269 | 22.4021 | 11.79
5.765 | 36.6117 | 48.09
6.5935 | 35.214 | 55.98
6.1336 | 37.3499 | 50.67
6.6243 | 35.4216 | 56.1
5.611 | 36.1683 | 47.07
6.3048 | 35.8152 | 53.13
6.8707 | 37.1106 | 56.94
5.3811 | 35.6342 | 45.45
5.8179 | 35.1411 | 49.44
6.6012 | 37.6266 | 54.33
6.0152 | 34.2621 | 51.66
5.3464 | 35.8613 | 45.03
5.79 | 34.8469 | 49.38
7.2315 | 40.1423 | 57.45
5.714 | 38.1263 | 46.71
7.0612 | 39.9585 | 56.25
5.4667 | 37.5114 | 45.06
4.695 | 36.5247 | 39.21
4.3524 | 37.6983 | 35.79
4.0098 | 32.5345 | 35.13
1.938 | 32.8378 | 16.92
0.62548 | 28.6949 | 5.7
0.55331 | 33.9388 | 4.77
0.46863 | 40.7544 | 3.69
0.72171 | 24.8231 | 6.81
0.45612 | 41.6637 | 3.54
0.63703 | 28.4239 | 5.82
0.56486 | 33.122 | 4.92
0.45804 | 41.4237 | 3.57
0.74673 | 24.1874 | 7.08
0.34931 | 42.6559 | 2.67
0.51674 | 21.9797 | 4.98
0.28002 | 45.4182 | 2.04
0.34834 | 34.8753 | 2.97
0.63703 | 28.4239 | 5.82
0.69765 | 41.476 | 5.43
0.91128 | 29.8124 | 8.22
0.64473 | 45 | 4.74
0.82371 | 33.8571 | 7.11
0.70439 | 40.3466 | 5.58
0.73133 | 40.0372 | 5.82
0.95169 | 29.8311 | 8.58
0.62259 | 37.0825 | 5.16
0.78907 | 26.2837 | 7.35
0.61586 | 41.3881 | 4.8
0.72171 | 39.4829 | 5.79
0.80928 | 34.5401 | 6.93
1.4886 | 36.8032 | 12.39
5.8227 | 35.3527 | 49.35
5.6553 | 36.9284 | 46.98
6.2452 | 36.2766 | 52.32
5.6823 | 36.6138 | 47.4
4.9779 | 36.3449 | 41.67
6.9765 | 36.4858 | 58.29
6.7302 | 38.3988 | 54.81
5.9902 | 36.3177 | 50.16
6.5599 | 39.3568 | 52.71
5.8151 | 37.2738 | 48.09
6.0287 | 37.2156 | 49.89
6.4271 | 40.5371 | 50.76
6.4155 | 38.2571 | 52.35
5.8747 | 40.696 | 46.29
5.4763 | 36.1873 | 45.93
6.147 | 40.505 | 48.57
6.6032 | 38.3429 | 53.82
6.1721 | 37.6846 | 50.76
5.4042 | 35.9149 | 45.48
5.459 | 35.5729 | 46.14
2.0198 | 32.5089 | 17.7
0.57737 | 22.3334 | 5.55
0.28002 | 44.5818 | 2.07
0.3955 | 28.8108 | 3.6
0.40223 | 28.7747 | 3.66
0.2781 | 44.1575 | 2.07
0.55427 | 21.0804 | 5.37
0.29446 | 41.0275 | 2.31
0.40897 | 28.1913 | 3.75
0.41859 | 27.9795 | 3.84
0.30312 | 39.5962 | 2.43
0.63029 | 22.3373 | 6.06
0.47344 | 39.8056 | 3.78
0.62067 | 29.5465 | 5.61
0.77079 | 32.6192 | 6.75
0.89781 | 39.782 | 7.17
1.1047 | 30.4504 | 9.9
0.84681 | 41.6822 | 6.57
0.97671 | 35.0059 | 8.31
0.95073 | 36.1041 | 7.98
0.90454 | 39.4309 | 7.26
1.1268 | 30.3093 | 10.11
0.86894 | 41.3649 | 6.78
0.95073 | 36.7307 | 7.92
1.0037 | 34.1013 | 8.64
0.86316 | 40.9337 | 6.78
1.0191 | 28.5975 | 9.3
1.7456 | 33.874 | 15.06
5.8304 | 35.9961 | 49.02
6.7648 | 34.7276 | 57.78
7.0631 | 39.1609 | 56.91
6.9823 | 35.3394 | 59.19
5.5254 | 36.2233 | 46.32
6.1249 | 35.1358 | 52.05
5.9498 | 36.6753 | 49.59
5.8612 | 37.3948 | 48.39
6.2404 | 36.801 | 51.93
6.657 | 39.6688 | 53.25
7.0246 | 37.1336 | 58.2
6.9775 | 39.9816 | 55.56
7.0198 | 38.2366 | 57.3
5.4686 | 36.7368 | 45.54
5.1626 | 37.7991 | 42.39
5.5899 | 35.0114 | 47.58
4.0089 | 36.0941 | 33.66
1.6542 | 27.549 | 15.24
1.3251 | 22.1492 | 12.75
1.2327 | 27.4649 | 11.37
1.173 | 21.5134 | 11.34
0.24249 | 50.8067 | 1.59
0.25885 | 44.5489 | 1.92
0.44072 | 24.3818 | 4.17
0.42244 | 45.2768 | 3.09
0.94784 | 29.7665 | 8.55
0.70727 | 41.6918 | 5.49
0.74095 | 39.148 | 5.97
0.90262 | 30.9952 | 8.04
0.71016 | 41.2078 | 5.55
0.9132 | 30.3737 | 8.19
0.71112 | 40.2227 | 5.64
0.71305 | 40.3999 | 5.64
0.93726 | 29.3289 | 8.49
0.69669 | 41.8109 | 5.4
0.87856 | 32.3846 | 7.71
0.70631 | 39.0257 | 5.7
0.63125 | 45.5563 | 4.59
0.86124 | 30.8649 | 7.68
0.60912 | 47.306 | 4.29
0.65916 | 44.1131 | 4.92
0.85354 | 31.8615 | 7.53
0.64954 | 44.2793 | 4.83
0.79484 | 34.4978 | 6.81
0.69669 | 39.6233 | 5.58
0.61105 | 47.1069 | 4.32
0.91994 | 30.748 | 8.22
1.3655 | 30.6314 | 12.21
1.5714 | 29.2488 | 14.25
1.7446 | 22.0655 | 16.8
1.3462 | 24.0373 | 12.78
1.479 | 21.0536 | 14.34
1.4781 | 22.2584 | 14.22
1.3212 | 23.7082 | 12.57
1.53 | 16.9994 | 15.21
1.2692 | 21.8982 | 12.24
1.7918 | 26.3999 | 16.68
2.0237 | 24.0787 | 19.2
1.608 | 29.0046 | 14.61
1.557 | 25.71 | 14.58
0.46863 | 25.9337 | 4.38
0.26944 | 46.7357 | 1.92
0.4157 | 28.1661 | 3.81
0.37433 | 31.1153 | 3.33
0.26366 | 47.2197 | 1.86
0.50327 | 22.5946 | 4.83
0.27329 | 46.7098 | 1.95
0.27329 | 45 | 2.01
0.54561 | 20.4495 | 5.31
0.26559 | 46.7624 | 1.89
0.28002 | 42.9098 | 2.13
0.48306 | 23.9625 | 4.59
0.26751 | 47.1858 | 1.89
0.40223 | 28.7747 | 3.66
0.35123 | 33.9511 | 3.03
0.2781 | 45.8425 | 2.01
0.52348 | 21.3323 | 5.07
0.26559 | 46.7624 | 1.89
0.26174 | 45.8952 | 1.89
0.52637 | 21.218 | 5.1
0.26559 | 46.7624 | 1.89
0.3955 | 29.7449 | 3.57
0.42725 | 27.7766 | 3.93
0.25982 | 47.2546 | 1.83
0.52059 | 21.4477 | 5.04
0.29061 | 40.9717 | 2.28
0.35797 | 32.1523 | 3.15
0.45612 | 25.1046 | 4.29
0.26559 | 46.7624 | 1.89
0.55427 | 20.4164 | 5.4
0.33968 | 35.3112 | 2.88
0.30119 | 39.1737 | 2.43
0.53984 | 20.6636 | 5.25
0.29253 | 42.1975 | 2.25
0.49654 | 22.5431 | 4.77
0.33006 | 34.6634 | 2.82
0.29061 | 41.7755 | 2.25
0.54946 | 20.6266 | 5.34
0.30216 | 41.9059 | 2.34
0.49172 | 22.801 | 4.71
0.35604 | 33.4326 | 3.09
0.29446 | 41.0275 | 2.31
0.58603 | 18.9704 | 5.76
0.31178 | 38.991 | 2.52
0.44072 | 26.061 | 4.11
0.3955 | 28.8108 | 3.6
0.28676 | 40.9144 | 2.25
0.59661 | 18.6102 | 5.88
0.29253 | 40.6013 | 2.31
0.38876 | 29.7976 | 3.51
0.44072 | 25.2211 | 4.14
0.2858 | 41.7295 | 2.22
0.53599 | 20.4838 | 5.22
0.2781 | 43.3153 | 2.1
0.29446 | 41.8202 | 2.28
0.51289 | 21.8014 | 4.95
0.28387 | 42.117 | 2.19
0.43014 | 25.8768 | 4.02
0.32717 | 34.9507 | 2.79
0.29061 | 41.7755 | 2.25
0.50808 | 22.0434 | 4.89
0.29253 | 41.3987 | 2.28
0.38684 | 30.0101 | 3.48
0.40512 | 28.0245 | 3.72
0.2858 | 42.546 | 2.19
0.55139 | 21.1883 | 5.34
0.29253 | 41.3987 | 2.28
0.37433 | 31.1153 | 3.33
0.50905 | 22.3448 | 4.89
0.28772 | 42.1579 | 2.22
0.47152 | 13.4412 | 4.77
0.18476 | 26.9657 | 1.71
0.2781 | 32.6995 | 2.43
0.73711 | 23.5523 | 7.02
0.46767 | 38.991 | 3.78
0.70343 | 24.9885 | 6.63
0.49269 | 37.1386 | 4.08
0.5052 | 35.6901 | 4.26
0.69958 | 25.4024 | 6.57
0.47152 | 39.5362 | 3.78
0.74192 | 23.8719 | 7.05
0.47825 | 39.3625 | 3.84
0.5639 | 31.8189 | 4.98
1.2923 | 25.2488 | 12.15
5.9738 | 40.0998 | 47.49
6.8967 | 38.2515 | 56.28
6.0835 | 40.2268 | 48.27
5.5928 | 36.7102 | 46.59
4.7354 | 36.4228 | 39.6
5.8333 | 33.9024 | 50.31
6.2134 | 36.8592 | 51.66
4.9788 | 34.7498 | 42.51
5.0654 | 34.5052 | 43.38
4.9817 | 35.6149 | 42.09
5.1068 | 32.9804 | 44.52
5.6495 | 35.9154 | 47.55
8.7028 | 24.2867 | 82.44
9.642 | 21.3873 | 93.3
16.9024 | 15.7169 | 169.08
13.9251 | 17.2442 | 138.21
12.091 | 19.2959 | 118.59
17.168 | 15.6371 | 171.81
20.5389 | 14.4972 | 206.64
18.061 | 15.4246 | 180.93
8.2246 | 18.6703 | 80.97
2.5356 | 32.3511 | 22.26
0.94111 | 35.6398 | 7.95
0.46574 | 23.3852 | 4.44
0.23576 | 50.4638 | 1.56
0.39165 | 27.6995 | 3.6
0.31082 | 37.0825 | 2.58
0.26944 | 43.2643 | 2.04
0.46959 | 22.7824 | 4.5
0.23191 | 51.5627 | 1.5
0.33391 | 33.0031 | 2.91
0.37529 | 29.526 | 3.39
0.24731 | 48.3109 | 1.71
0.49365 | 21.6148 | 4.77
0.24346 | 49.3251 | 1.65
0.34834 | 40.9623 | 2.73
0.68707 | 25.3805 | 6.45
0.41667 | 45 | 3.06
0.66878 | 25.5697 | 6.27
0.47248 | 38.5505 | 3.84
0.43976 | 42.0711 | 3.39
0.69861 | 25.1885 | 6.57
0.34642 | 36.8699 | 2.88
0.5639 | 18.8058 | 5.55
0.3724 | 32.3349 | 3.27
0.43784 | 41.257 | 3.42
0.69669 | 24.2277 | 6.6
1.301 | 33.6901 | 11.25
5.7458 | 35.2632 | 48.75
5.7515 | 36.427 | 48.09
5.5957 | 37.0946 | 46.38
5.5196 | 34.6459 | 47.19
5.3474 | 36.6596 | 44.58
5.9873 | 34.5099 | 51.27
5.9344 | 36.7528 | 49.41
5.9527 | 37.3145 | 49.2
6.8168 | 35.312 | 57.81
5.4898 | 36.5324 | 45.84
6.4906 | 36.4265 | 54.27
4.8865 | 34.7979 | 41.7
5.7063 | 36.98 | 47.37
5.9421 | 34.9099 | 50.64
5.6082 | 37.5542 | 46.2
5.842 | 36.5811 | 48.75
5.6986 | 35.4533 | 48.24
5.4398 | 38.3844 | 44.31
4.9577 | 36.643 | 41.34
5.7458 | 37.7336 | 47.22
1.9736 | 32.5741 | 17.28
0.48018 | 22.249 | 4.62
0.23576 | 49.4749 | 1.59
0.35893 | 31.5169 | 3.18
0.37433 | 31.1153 | 3.33
0.23095 | 53.1301 | 1.44
0.47633 | 22.8337 | 4.56
0.29831 | 38.3131 | 2.43
0.31274 | 35.5992 | 2.64
0.37529 | 30.5102 | 3.36
0.22998 | 52.125 | 1.47
0.47537 | 22.5127 | 4.56
0.2348 | 52.9893 | 1.47
0.29157 | 39.3693 | 2.34
0.39935 | 28.0481 | 3.66
0.41667 | 45.5617 | 3.03
0.90935 | 30.3088 | 8.16
0.61682 | 46.8965 | 4.38
0.6149 | 46.7127 | 4.38
0.82082 | 32.7958 | 7.17
0.6072 | 48.6604 | 4.17
0.80831 | 34.3715 | 6.93
0.75443 | 38.0095 | 6.18
0.61682 | 47.2755 | 4.35
0.85931 | 31.3931 | 7.62
0.63125 | 45.5563 | 4.59
0.6072 | 47.5063 | 4.26
1.3183 | 28.0799 | 12.09
3.7779 | 33.9087 | 32.58
5.1251 | 33.9317 | 44.19
5.4503 | 35.0368 | 46.38
4.8104 | 35.0061 | 40.95
5.8083 | 34.5511 | 49.71
7.7714 | 39.2415 | 62.55
6.5589 | 35.74 | 55.32
6.046 | 36.7495 | 50.34
5.8093 | 35.167 | 49.35
6.0797 | 37.3977 | 50.19
6.7562 | 39.6081 | 54.09
6.2192 | 36.4497 | 51.99
6.3626 | 38.201 | 51.96
5.8362 | 35.7815 | 49.2
5.2396 | 37.0277 | 43.47
6.1461 | 39.8745 | 49.02
5.9161 | 35.6677 | 49.95
6.1894 | 37.1906 | 51.24
5.2454 | 35.8859 | 44.16
4.9885 | 35.4837 | 42.21
2.4702 | 33.8015 | 21.33
1.0931 | 32.5989 | 9.57
0.9132 | 40.6406 | 7.2
0.94977 | 41.0548 | 7.44
0.77463 | 27.9971 | 7.11
0.41474 | 45.8467 | 3
0.55716 | 31.8796 | 4.92
0.54754 | 32.5175 | 4.8
0.42052 | 43.8876 | 3.15
0.64954 | 26.679 | 6.03
0.40993 | 45.8551 | 2.97
0.51001 | 34.8592 | 4.35
0.5408 | 33.011 | 4.71
0.40031 | 46.1691 | 2.88
0.46478 | 23.0583 | 4.44
0.23095 | 53.1301 | 1.44
0.25019 | 49.6859 | 1.68
0.4542 | 23.6294 | 4.32
0.23287 | 52.5614 | 1.47
0.41089 | 26.7452 | 3.81
0.28483 | 39.6569 | 2.28
0.24249 | 51.7662 | 1.56
0.47344 | 22.1903 | 4.56
0.23191 | 51.5627 | 1.5
0.36663 | 29.1859 | 3.33
0.35316 | 29.9192 | 3.18
0.24923 | 46.8779 | 1.77
1.5935 | 25.3116 | 14.97
5.4196 | 35.5696 | 45.81
5.8179 | 35.7327 | 49.08
5.3705 | 35.7919 | 45.27
4.6863 | 36.0793 | 39.36
5.5293 | 34.943 | 47.1
6.5396 | 38.7823 | 52.98
6.6022 | 37.5564 | 54.39
7.0304 | 37.5428 | 57.93
5.4455 | 37.3741 | 44.97
5.4715 | 34.7716 | 46.71
6.2173 | 38.0033 | 50.91
6.3405 | 37.9917 | 51.93
6.2866 | 37.7065 | 51.69
5.9094 | 37.5976 | 48.66
5.893 | 37.3358 | 48.69
6.6378 | 38.3602 | 54.09
6.6849 | 38.0725 | 54.69
4.0137 | 36.8122 | 33.39
3.8029 | 38.2183 | 31.05
4.5872 | 35.6006 | 38.76
2.9696 | 36.8588 | 24.69
0.44746 | 41.6029 | 3.48
0.61586 | 28.2462 | 5.64
0.40993 | 45.8551 | 2.97
0.55139 | 32.6091 | 4.83
0.50038 | 36.076 | 4.2
0.40801 | 45.5729 | 2.97
0.68707 | 25.3805 | 6.45
0.40993 | 45.2851 | 3
0.41859 | 45.8384 | 3.03
0.62356 | 26.0906 | 5.82
0.23576 | 50.4638 | 1.56
0.32717 | 33.1297 | 2.85
0.34834 | 31.4521 | 3.09
0.23191 | 51.5627 | 1.5
0.66782 | 26.4542 | 6.21
0.73807 | 39.6047 | 5.91
0.70727 | 41.6918 | 5.49
0.96998 | 28.6241 | 8.85
0.70727 | 41.3618 | 5.52
0.89299 | 31.7895 | 7.89
0.81216 | 35.1589 | 6.9
0.74288 | 39.3208 | 5.97
0.99018 | 27.9841 | 9.09
0.74865 | 39.5226 | 6
0.94303 | 29.9407 | 8.49
0.79388 | 36.8699 | 6.6
1.2481 | 26.5058 | 11.61
5.1915 | 33.8226 | 44.82
5.9758 | 35.8015 | 50.37
6.2067 | 34.444 | 53.19
5.6688 | 35.0255 | 48.24
4.6757 | 34.1806 | 40.2
6.2452 | 34.3585 | 53.58
6.1826 | 36.6666 | 51.54
5.5341 | 33.0351 | 48.21
6.5858 | 39.3972 | 52.89
6.6561 | 38.8733 | 53.85
6.7571 | 39.8871 | 53.88
6.6869 | 41.0789 | 52.38
6.0864 | 37.1743 | 50.4
4.9971 | 39.1147 | 40.29
5.7275 | 37.4013 | 47.28
5.6669 | 38.4638 | 46.11
3.1418 | 34.6685 | 26.85
1.8543 | 30.9179 | 16.53
1.657 | 35.5725 | 14.01
1.9323 | 30.4352 | 17.31
1.0133 | 35.1391 | 8.61
0.30697 | 36.9776 | 2.55
0.39646 | 27.3115 | 3.66
0.24249 | 50.8067 | 1.59
0.4821 | 22.8835 | 4.62
0.41667 | 45 | 3.06
0.8189 | 34.8101 | 6.99
0.8622 | 32.8389 | 7.53
0.7092 | 41.5368 | 5.52
0.94784 | 29.7665 | 8.55
0.7015 | 41.8294 | 5.43
0.7015 | 41.8294 | 5.43
0.94015 | 30.0285 | 8.46
0.69669 | 41.8109 | 5.4
0.83622 | 34.0193 | 7.2
0.67937 | 41.2088 | 5.31
0.67552 | 46.2115 | 4.86
1.046 | 31.8043 | 9.24
0.81216 | 43.8485 | 6.09
0.84007 | 42.6315 | 6.42
0.995 | 34.2432 | 8.55
0.7958 | 43.8249 | 5.97
0.97479 | 34.0193 | 8.4
0.82179 | 41.8675 | 6.36
0.79196 | 43.2285 | 6
1.0527 | 31.7722 | 9.3
0.82082 | 44.1449 | 6.12
1.5522 | 27.7089 | 14.28
1.7456 | 26.0989 | 16.29
1.8226 | 28.27 | 16.68
2.04 | 24.6789 | 19.26
1.7273 | 28.664 | 15.75
1.9592 | 28.0377 | 17.97
1.9178 | 28.4935 | 17.52
1.4473 | 26.9228 | 13.41
1.7427 | 22.4008 | 16.74
1.4511 | 27.4825 | 13.38
1.3674 | 25.3749 | 12.84
1.4367 | 23.0626 | 13.74
1.1037 | 29.4475 | 9.99
0.63414 | 27.9651 | 5.82
0.46093 | 40.1731 | 3.66
0.42244 | 44.7232 | 3.12
0.64954 | 27.2485 | 6
0.41474 | 45.2822 | 3.03
0.4311 | 43.0999 | 3.27
0.63029 | 27.8563 | 5.79
0.41474 | 44.7178 | 3.06
0.54946 | 31.0154 | 4.89
0.30985 | 35.9097 | 2.61
0.23768 | 50.9061 | 1.56
0.48403 | 23.1986 | 4.62
0.24153 | 48.8785 | 1.65
0.35893 | 30.4889 | 3.21
0.37818 | 28.7151 | 3.45
0.23672 | 51.4495 | 1.53
0.48114 | 22.567 | 4.62
0.23576 | 50.4638 | 1.56
0.27425 | 42.4362 | 2.1
0.44938 | 24.2613 | 4.26
0.2348 | 52.0013 | 1.5
0.48403 | 23.1986 | 4.62
0.26174 | 46.7899 | 1.86
0.24346 | 49.3251 | 1.65
0.4744 | 23.2901 | 4.53
0.26366 | 45.4441 | 1.92
0.47729 | 22.3801 | 4.59
0.25212 | 50.1104 | 1.68
0.26751 | 43.6881 | 2.01
0.47921 | 22.6996 | 4.59
0.23768 | 50.9061 | 1.56
0.49461 | 21.9256 | 4.77
0.255 | 46.3748 | 1.83
0.255 | 46.3748 | 1.83
0.58314 | 18.166 | 5.76
0.26944 | 43.2643 | 2.04
0.47537 | 22.5127 | 4.56
0.27617 | 41.1859 | 2.16
0.32717 | 35.6553 | 2.76
0.45516 | 23.9625 | 4.32
0.26559 | 45 | 1.95
0.51674 | 20.9685 | 5.01
0.26174 | 45 | 1.92
0.46189 | 23.1986 | 4.41
0.36759 | 30.1916 | 3.3
0.24153 | 47.9108 | 1.68
0.51193 | 20.4804 | 4.98
0.25115 | 44.5342 | 1.86
0.48691 | 21.5493 | 4.71
0.27425 | 41.5834 | 2.13
0.26174 | 42.3162 | 2.01
0.46093 | 22.8685 | 4.41
0.29349 | 39.0119 | 2.37
0.47633 | 22.0592 | 4.59
0.24153 | 47.9108 | 1.68
0.29831 | 37.5348 | 2.46
0.40512 | 26.2001 | 3.78
0.24538 | 46.9092 | 1.74
0.4898 | 21.4253 | 4.74
0.22806 | 51.6799 | 1.47
0.28387 | 41.2954 | 2.22
0.47537 | 22.5127 | 4.56
0.22998 | 52.125 | 1.47
0.49557 | 21.1813 | 4.8
0.25693 | 45 | 1.89
0.33776 | 33.147 | 2.94
0.40127 | 26.9335 | 3.72
0.23191 | 50.5599 | 1.53
0.50231 | 20.5175 | 4.89
0.25115 | 45.4658 | 1.83
0.30119 | 37.1998 | 2.49
0.45131 | 24.5958 | 4.26
0.29831 | 37.5348 | 2.46
0.50423 | 21.1317 | 4.89
0.25885 | 45.4511 | 1.89
0.27232 | 41.9872 | 2.1
0.47729 | 22.3801 | 4.59
0.26559 | 45.8814 | 1.92
0.47248 | 22.6468 | 4.53
0.28676 | 40.1009 | 2.28
0.25115 | 45.4658 | 1.83
0.53599 | 19.5085 | 5.25
0.255 | 46.3748 | 1.83
1.2308 | 28.1278 | 11.28
1.8437 | 27.0064 | 17.07
3.7914 | 37.1404 | 31.41
4.2898 | 35.2194 | 36.42
3.2785 | 35.1036 | 27.87
3.3891 | 35.3958 | 28.71
3.6807 | 32.1816 | 32.37
3.3468 | 33.9231 | 28.86
3.5739 | 31.8925 | 31.53
3.4401 | 34.8502 | 29.34
3.6547 | 34.7696 | 31.2
3.7413 | 34.6588 | 31.98
3.4681 | 37.3563 | 28.65
3.8462 | 33.7378 | 33.24
3.6807 | 35.0362 | 31.32
3.7211 | 35.7496 | 31.38
4.8403 | 35.8515 | 40.77
3.5325 | 35.7554 | 29.79
3.8068 | 33.8708 | 32.85
3.3766 | 36.4487 | 28.23
3.2496 | 34.0288 | 27.99
1.4088 | 33.8855 | 12.15
0.25308 | 46.8476 | 1.8
0.56486 | 23.8138 | 5.37
0.42629 | 44.1776 | 3.18
0.61875 | 28.7171 | 5.64
0.47152 | 39.5362 | 3.78
0.42244 | 44.1697 | 3.15
0.70824 | 24.5793 | 6.69
0.43976 | 41.5398 | 3.42
0.52156 | 34.3941 | 4.47
0.53984 | 33.435 | 4.68
0.42629 | 44.1776 | 3.18
0.66878 | 25.5697 | 6.27
0.41474 | 44.7178 | 3.06
0.41667 | 43.8767 | 3.12
0.86124 | 28.1967 | 7.89
0.86413 | 42.6986 | 6.6
0.95362 | 35.7595 | 8.04
0.86701 | 39.7323 | 6.93
0.82082 | 43.0054 | 6.24
1.0123 | 33.5994 | 8.76
0.8545 | 41.9872 | 6.6
0.90069 | 39.1473 | 7.26
0.97094 | 34.8245 | 8.28
0.82756 | 42.5964 | 6.33
1.0037 | 33.7358 | 8.67
0.87567 | 39.2496 | 7.05
1.2875 | 33.9395 | 11.1
2.8772 | 33.8335 | 24.84
3.5864 | 36.3257 | 30.03
3.0918 | 33.6901 | 26.73
4.5179 | 35.8228 | 38.07
3.239 | 34.285 | 27.81
5.0404 | 35.1829 | 42.81
5.076 | 38.1865 | 41.46
4.4573 | 35.7491 | 37.59
3.6923 | 37.6314 | 30.39
3.8539 | 35.7023 | 32.52
3.6432 | 35.2263 | 30.93
3.597 | 34.7359 | 30.72
3.8308 | 33.5344 | 33.18
3.3218 | 35.9834 | 27.93
3.3102 | 33.1496 | 28.8
2.9677 | 35.4988 | 25.11
3.6297 | 42.2921 | 27.9
3.7192 | 36.4786 | 31.08
2.8176 | 37.7154 | 23.16
2.7531 | 37.4587 | 22.71
1.8745 | 30.7519 | 16.74
0.47537 | 34.3652 | 4.08
0.70727 | 22.062 | 6.81
0.51289 | 31.185 | 4.56
0.48788 | 33.4078 | 4.23
0.74095 | 20.7651 | 7.2
0.48403 | 32.8378 | 4.23
0.74769 | 20.3231 | 7.29
0.44842 | 31.0271 | 3.99
0.47537 | 32.3376 | 4.17
0.80158 | 23.334 | 7.65
0.54369 | 35.7144 | 4.59
0.73326 | 25.6573 | 6.87
0.60431 | 31.7151 | 5.34
0.54369 | 35.7144 | 4.59
0.8112 | 23.2789 | 7.74
0.55331 | 35.0165 | 4.71
0.76501 | 24.5335 | 7.23
0.5918 | 32.4498 | 5.19
0.54657 | 35.5377 | 4.62
0.82756 | 22.9887 | 7.92
0.56101 | 35.572 | 4.74
0.66301 | 28.3515 | 6.06
0.69284 | 26.9918 | 6.42
0.57544 | 33.1323 | 5.01
0.81505 | 22.9321 | 7.8
0.54946 | 36.0274 | 4.62
1.6926 | 25.7784 | 15.84
4.439 | 37.0711 | 36.81
5.4311 | 38.2222 | 44.34
5.7227 | 36.4248 | 47.85
5.8584 | 38.457 | 47.67
5.0847 | 36.1087 | 42.69
6.2182 | 38.0616 | 50.88
5.7766 | 37.7117 | 47.49
5.892 | 34.8425 | 50.25
6.5425 | 39.2876 | 52.62
5.9632 | 36.8921 | 49.56
6.9525 | 36.8984 | 57.78
5.5668 | 36.9056 | 46.26
5.8814 | 34.9459 | 50.1
5.5264 | 37.1872 | 45.75
5.6159 | 35.6917 | 47.4
5.4003 | 37.2007 | 44.7
4.9605 | 35.5028 | 41.97
3.5922 | 35.5805 | 30.36
3.6518 | 35.8009 | 30.78
3.6547 | 33.8909 | 31.53
1.81 | 36.0475 | 15.21
0.47729 | 22.3801 | 4.59
0.23576 | 50.4638 | 1.56
0.40801 | 26.9277 | 3.78
0.28483 | 39.6569 | 2.28
0.2348 | 52.0013 | 1.5
0.49076 | 22.4902 | 4.71
0.26751 | 42.8142 | 2.04
0.46863 | 22.4569 | 4.5
0.24538 | 47.8624 | 1.71
0.28483 | 40.4752 | 2.25
0.45227 | 24.111 | 4.29
0.23865 | 51.8817 | 1.53
0.47248 | 22.6468 | 4.53
0.22806 | 51.6799 | 1.47
0.45516 | 39.8521 | 3.63
0.89492 | 30.8686 | 7.98
0.69861 | 41.9872 | 5.4
0.93533 | 29.8107 | 8.43
0.71401 | 41.2295 | 5.58
0.64088 | 45.7298 | 4.65
0.73229 | 37.9542 | 6
0.75731 | 36.4769 | 6.33
0.63703 | 45.3673 | 4.65
0.73518 | 37.5 | 6.06
0.62067 | 46.1307 | 4.47
0.77079 | 36.0116 | 6.48
1.2394 | 28.8342 | 11.28
5.1578 | 37.7934 | 42.36
6.7696 | 38.3164 | 55.2
6.8909 | 40.0207 | 54.84
6.1095 | 38.3427 | 49.8
5.7794 | 36.7554 | 48.12
6.9746 | 38.1079 | 57.03
6.1268 | 36.0492 | 51.48
6.0056 | 37.8339 | 49.29
6.5021 | 37.2057 | 53.82
6.8678 | 37.9827 | 56.25
6.3953 | 37.9045 | 52.44
6.1413 | 36.0511 | 51.6
5.5293 | 35.9306 | 46.53
5.332 | 36.479 | 44.55
5.4513 | 34.8851 | 46.47
5.3474 | 35.1745 | 45.42
3.8587 | 34.9148 | 32.88
4.0666 | 35.4951 | 34.41
4.541 | 38.0283 | 37.17
3.2881 | 35.602 | 27.78
1.7956 | 30.3161 | 16.11
0.47344 | 43.0251 | 3.6
0.60046 | 32.2389 | 5.28
0.44746 | 46.3079 | 3.21
0.59276 | 32.0645 | 5.22
0.44072 | 46.0609 | 3.18
0.56774 | 27.867 | 5.22
0.26751 | 52.0165 | 1.71
0.41186 | 30.3432 | 3.69
0.25885 | 52.2369 | 1.65
0.41378 | 30.1414 | 3.72
0.31274 | 41.6335 | 2.43
0.37336 | 33.3212 | 3.24
0.40031 | 31.7428 | 3.54
0.26655 | 49.3987 | 1.8
0.62067 | 31.1009 | 5.52
0.73999 | 41.5222 | 5.76
0.92571 | 32.0054 | 8.16
0.77271 | 39.9975 | 6.15
0.91801 | 32.5403 | 8.04
0.80158 | 37.2414 | 6.63
0.71882 | 39.9528 | 5.73
0.71978 | 30.8849 | 6.42
0.57833 | 39.7323 | 4.62
0.79099 | 33.6901 | 6.84
0.67167 | 45.8707 | 4.86
0.82948 | 34.796 | 7.08
1.6205 | 36.0124 | 13.62
5.9738 | 37.1246 | 49.5
6.4598 | 38.3399 | 52.65
7.3489 | 39.7249 | 58.74
7.5491 | 38.5572 | 61.35
6.1961 | 37.6174 | 51
7.0631 | 36.9589 | 58.65
6.8014 | 37.2201 | 56.28
5.6563 | 36.7412 | 47.1
6.2259 | 36.838 | 51.78
5.3089 | 38.1537 | 43.38
5.5331 | 34.7349 | 47.25
5.4147 | 35.0796 | 46.05
8.4873 | 25.615 | 79.53
9.0281 | 22.703 | 86.55
15.6303 | 16.7013 | 155.58
13.5393 | 18.0602 | 133.77
8.2448 | 21.183 | 79.89
3.4045 | 35.0915 | 28.95
4.6084 | 36.5182 | 38.49
4.4486 | 37.1673 | 36.84
3.8607 | 34.5813 | 33.03
0.56197 | 30.9133 | 5.01
0.42725 | 26.0458 | 3.99
0.24346 | 49.3251 | 1.65
0.48403 | 23.1986 | 4.62
0.28002 | 42.9098 | 2.13
0.35412 | 32.0054 | 3.12
0.35027 | 31.8551 | 3.09
0.28195 | 42.5104 | 2.16
0.40031 | 27.4891 | 3.69
0.23865 | 51.8817 | 1.53
0.40127 | 27.8544 | 3.69
0.23287 | 53.5556 | 1.44
0.39357 | 27.5042 | 3.63
0.23576 | 50.4638 | 1.56
0.5995 | 30.3956 | 5.37
0.68418 | 42.7777 | 5.22
0.7679 | 36.4391 | 6.42
0.62067 | 47.2605 | 4.38
0.76212 | 36.2188 | 6.39
0.6072 | 47.8913 | 4.23
0.82179 | 33.9693 | 7.08
0.67167 | 43.433 | 5.07
0.80735 | 33.9174 | 6.96
0.64473 | 45 | 4.74
0.83141 | 33.5245 | 7.2
0.61682 | 44.6206 | 4.56
1.2731 | 26.3907 | 11.85
3.469 | 36.8127 | 28.86
4.1667 | 35.1546 | 35.4
2.7444 | 32.3695 | 24.09
2.6665 | 32.4855 | 23.37
2.7752 | 30.9944 | 24.72
2.6164 | 33.9355 | 22.56
2.7396 | 32.0822 | 24.12
3.622 | 37.911 | 29.7
3.9425 | 35.7035 | 33.27
2.4923 | 34.5735 | 21.33
3.3045 | 34.9674 | 28.14
3.1014 | 38.31 | 25.29
0.42244 | 26.3898 | 3.93
0.23768 | 49.9271 | 1.59
0.39742 | 27.6811 | 3.66
0.24731 | 48.3109 | 1.71
0.40127 | 27.8544 | 3.69
0.26944 | 43.2643 | 2.04
0.37529 | 29.526 | 3.39
0.32525 | 35.242 | 2.76
0.30985 | 36.6561 | 2.58
0.37529 | 30.5102 | 3.36
0.25693 | 45.9094 | 1.86
0.36374 | 30.0271 | 3.27
0.26174 | 45 | 1.92
0.39165 | 28.6442 | 3.57
0.2348 | 52.9893 | 1.47
0.41859 | 27.0956 | 3.87
0.26366 | 43.6678 | 1.98
0.3955 | 26.9395 | 3.66
0.23383 | 51.009 | 1.53
0.40031 | 27.4891 | 3.69
0.24057 | 51.3402 | 1.56
0.40031 | 27.4891 | 3.69
0.24731 | 48.3109 | 1.71
0.3955 | 26.9395 | 3.66
0.22998 | 51.1155 | 1.5
0.41186 | 26.2058 | 3.84
0.28483 | 40.4752 | 2.25
0.3647 | 30.4196 | 3.27
0.31851 | 35.4171 | 2.7
0.38587 | 28.0977 | 3.54
0.34546 | 32.3609 | 3.03
0.29157 | 38.5713 | 2.37
0.40416 | 20.5081 | 3.93
0.14627 | 32.125 | 1.29
0.35508 | 14.6013 | 3.57
0.26366 | 44.5559 | 1.95
0.49942 | 21.3706 | 4.83
0.25885 | 44.5489 | 1.92
0.45131 | 24.5958 | 4.26
0.25693 | 44.0906 | 1.92
0.43014 | 25.0169 | 4.05
0.25885 | 44.5489 | 1.92
0.44072 | 24.3818 | 4.17
0.30119 | 37.1998 | 2.49
0.39646 | 28.2443 | 3.63
0.29638 | 37.0928 | 2.46
0.40031 | 26.5651 | 3.72
0.33776 | 33.147 | 2.94
0.33391 | 33.0031 | 2.91
0.36855 | 29.5778 | 3.33
0.29061 | 40.1696 | 2.31
0.39742 | 26.7511 | 3.69
0.25885 | 43.6468 | 1.95
0.40512 | 26.2001 | 3.78
0.23191 | 50.5599 | 1.53
0.35989 | 30.8849 | 3.21
0.29157 | 38.5713 | 2.37
0.32717 | 33.1297 | 2.85
0.31563 | 34.5625 | 2.7
0.2858 | 38.8408 | 2.31
0.33872 | 32.4712 | 2.97
0.28291 | 40.8554 | 2.22
0.36085 | 30.2564 | 3.24
0.26174 | 43.2101 | 1.98
0.35412 | 30.3236 | 3.18
0.24731 | 47.3662 | 1.74
0.38395 | 28.3008 | 3.51
0.23383 | 51.009 | 1.53
0.40512 | 26.2001 | 3.78
0.24923 | 46.8779 | 1.77
0.3955 | 26.9395 | 3.66
0.41667 | 45.5617 | 3.03
0.89877 | 31.3424 | 7.98
0.71594 | 41.4033 | 5.58
0.89011 | 31.4736 | 7.89
0.73999 | 39.4623 | 5.94
0.81409 | 34.3098 | 6.99
0.5841 | 43.7982 | 4.38
0.72556 | 29.3205 | 6.57
0.56678 | 38.7966 | 4.59
0.79099 | 35.1975 | 6.72
0.64088 | 45.3649 | 4.68
0.80735 | 33.9174 | 6.96
0.98345 | 34.7164 | 8.4
4.3841 | 35.6473 | 37.02
5.8054 | 38.9045 | 46.95
6.6176 | 37.6097 | 54.48
5.3127 | 37.804 | 43.62
6.2211 | 36.604 | 51.9
6.2028 | 37.1312 | 51.39
6.3183 | 37.8543 | 51.84
6.2259 | 36.7052 | 51.87
6.5377 | 38.6717 | 53.04
5.9094 | 36.7579 | 49.2
6.1576 | 38.5088 | 50.07
6.4636 | 37.4687 | 53.31
6.2048 | 37.8189 | 50.94
6.6234 | 36.6351 | 55.23
5.1511 | 37.8525 | 42.27
5.4831 | 35.983 | 46.11
4.7258 | 36.9049 | 39.27
3.5595 | 34.9273 | 30.33
3.3507 | 37.403 | 27.66
3.5027 | 34.2532 | 30.09
2.2017 | 38.7185 | 17.85
0.63029 | 27.8563 | 5.79
0.42436 | 45.5509 | 3.09
0.58795 | 29.71 | 5.31
0.40993 | 44.1449 | 3.06
0.59373 | 29.4337 | 5.37
0.41667 | 45 | 3.06
0.59854 | 29.7791 | 5.4
0.60431 | 42.6785 | 4.62
0.98056 | 32.6136 | 8.58
0.70343 | 41.6726 | 5.46
0.91032 | 31.1195 | 8.1
0.69861 | 42.3214 | 5.37
0.88433 | 32.6003 | 7.74
0.69477 | 42.3057 | 5.34
0.89588 | 31.6922 | 7.92
0.69284 | 42.1292 | 5.34
0.85643 | 32.6192 | 7.5
0.63029 | 45.1854 | 4.62
0.78907 | 35.3183 | 6.69
0.60912 | 47.6898 | 4.26
0.78233 | 35.3903 | 6.63
0.6736 | 42.9174 | 5.13
0.79388 | 35.0774 | 6.75
0.65531 | 43.394 | 4.95
0.70824 | 40.3734 | 5.61
0.72075 | 38.9825 | 5.82
1.2452 | 34.1322 | 10.71
4.1686 | 36.9493 | 34.62
5.3435 | 40.0909 | 42.48
6.5906 | 38.3306 | 53.73
5.4417 | 37.6724 | 44.76
5.9883 | 35.1074 | 50.91
5.9748 | 34.4886 | 51.18
5.3734 | 32.2044 | 47.25
5.3503 | 33.4671 | 46.38
5.7833 | 36.0862 | 48.57
5.3965 | 33.5456 | 46.74
5.8343 | 37.7432 | 47.94
5.3695 | 33.7755 | 46.38
5.0962 | 35.2925 | 43.23
6.1095 | 34.4109 | 52.38
5.2165 | 34.4024 | 44.73
5.4196 | 34.0794 | 46.65
4.159 | 34.1644 | 35.76
3.7962 | 34.0889 | 32.67
3.2766 | 32.808 | 28.62
2.2642 | 30.3248 | 20.31
1.785 | 28.1815 | 16.35
0.60816 | 33.7656 | 5.25
0.56871 | 31.5123 | 5.04
0.4898 | 37.3423 | 4.05
0.56774 | 31.9128 | 5.01
0.41186 | 37.0304 | 3.42
0.36855 | 30.5792 | 3.3
0.30216 | 38.4033 | 2.46
0.3214 | 35.1186 | 2.73
0.36663 | 30.8089 | 3.27
0.3214 | 35.1186 | 2.73
0.39165 | 29.5878 | 3.54
0.31948 | 36.5596 | 2.67
0.39165 | 28.6442 | 3.57
0.47055 | 34.7618 | 4.02
0.69284 | 30.8409 | 6.18
0.56101 | 38.5216 | 4.56
0.75443 | 35.8179 | 6.36
0.68322 | 41.9152 | 5.28
0.75924 | 36.652 | 6.33
0.73037 | 39.2257 | 5.88
0.79196 | 35.9506 | 6.66
0.71786 | 39.7761 | 5.73
0.79484 | 35.5377 | 6.72
0.68899 | 41.7731 | 5.34
0.80158 | 34.4341 | 6.87
0.66975 | 43.952 | 5.01
1.6696 | 25.0588 | 15.72
5.0789 | 35.3976 | 43.02
5.6168 | 35.144 | 47.73
5.6159 | 36.5341 | 46.89
6.0085 | 35.2785 | 50.97
6.4752 | 30.7272 | 57.84
10.5312 | 21.1627 | 102.06
6.657 | 33.7176 | 57.54
10.9411 | 22.7559 | 104.85
12.8897 | 17.6801 | 127.62
20.5812 | 15.7986 | 205.8
21.0826 | 14.8202 | 211.8
13.2169 | 17.8453 | 130.74
20.4359 | 15.2083 | 204.93
21.1663 | 16.0817 | 211.35
16.48 | 16.6223 | 164.1
16.4935 | 16.3986 | 164.43
20.8612 | 15.4902 | 208.92
20.5158 | 15.2311 | 205.71
6.7504 | 30.0518 | 60.72
6.3068 | 38.7008 | 51.15
4.8133 | 34.6908 | 41.13
2.805 | 30.4177 | 25.14
2.6674 | 30.2832 | 23.94
1.9515 | 30.0917 | 17.55
0.49269 | 23.1104 | 4.71
0.52059 | 21.4477 | 5.04
0.43206 | 26.5651 | 4.02
0.52829 | 20.8126 | 5.13
0.4542 | 24.7751 | 4.29
0.46959 | 14.9768 | 4.71
0.25693 | 21.0838 | 2.49
0.37914 | 13.1906 | 3.84
0.23191 | 21.1398 | 2.25
0.40993 | 11.7847 | 4.17
0.39069 | 30.165 | 3.51
0.84681 | 25.4298 | 7.95
0.58218 | 37.9497 | 4.77
0.77463 | 27.5199 | 7.14
0.57159 | 38.4337 | 4.65
0.73999 | 26.665 | 6.87
0.48884 | 30.4998 | 4.38
0.72652 | 20.2361 | 7.08
0.57352 | 36.4088 | 4.8
0.78329 | 27.4145 | 7.23
0.58218 | 37.5513 | 4.8
0.77367 | 26.852 | 7.17
0.61393 | 36.0076 | 5.16
1.582 | 27.2666 | 14.61
5.6669 | 38.2359 | 46.26
6.7783 | 38.0462 | 55.47
6.1788 | 37.9407 | 50.64
6.5146 | 37.8906 | 53.43
6.0864 | 38.0657 | 49.8
6.326 | 37.4347 | 52.2
6.6609 | 37.8881 | 54.63
6.6263 | 37.0846 | 54.93
5.5071 | 36.5816 | 45.96
6.7966 | 36.2761 | 56.94
6.4357 | 37.0138 | 53.4
5.332 | 35.3682 | 45.18
5.026 | 37.1332 | 41.64
5.0375 | 35.0835 | 42.84
4.8374 | 37.0203 | 40.14
6.9217 | 39.8392 | 55.23
5.8901 | 37.5326 | 48.54
6.0008 | 36.9636 | 49.83
5.9045 | 38.1698 | 48.24
4.8595 | 36.1075 | 40.8
2.4942 | 33.4326 | 21.63
0.24346 | 49.3251 | 1.65
0.41955 | 26.5651 | 3.9
0.24057 | 51.3402 | 1.56
0.41474 | 26.0296 | 3.87
0.23672 | 51.4495 | 1.53
0.38202 | 27.9198 | 3.51
0.25115 | 46.3972 | 1.8
0.27425 | 42.4362 | 2.1
0.3647 | 30.4196 | 3.27
0.24731 | 47.3662 | 1.74
0.42918 | 24.6674 | 4.05
0.22902 | 52.6961 | 1.44
0.41186 | 26.2058 | 3.84
0.25789 | 48.633 | 1.77
0.68707 | 30.0137 | 6.18
0.89203 | 41.0638 | 6.99
1.0931 | 31.7166 | 9.66
0.9132 | 38.9709 | 7.38
1.0123 | 34.7778 | 8.64
0.94881 | 36.835 | 7.89
0.83814 | 41.9285 | 6.48
0.98537 | 34.8545 | 8.4
0.82948 | 42.4615 | 6.36
0.99885 | 33.6901 | 8.64
0.81697 | 42.7094 | 6.24
1.0027 | 33.9646 | 8.64
1.402 | 33.9191 | 12.09
6.2269 | 36.7636 | 51.84
6.2462 | 39.9378 | 49.77
6.149 | 38.538 | 49.98
6.0989 | 38.9478 | 49.29
6.3549 | 36.391 | 53.16
6.4473 | 38.2912 | 52.59
5.7852 | 36.1094 | 48.57
5.2483 | 36.996 | 43.56
6.2587 | 35.9555 | 52.65
6.1047 | 38.2409 | 49.83
6.9419 | 37.4132 | 57.3
6.7629 | 38.6751 | 54.87
5.51 | 35.7471 | 46.47
6.2221 | 38.2364 | 50.79
5.433 | 35.9199 | 45.72
5.9969 | 39.0992 | 48.36
4.7027 | 35.3292 | 39.87
3.0514 | 36.9241 | 25.35
2.9869 | 33.9666 | 25.74
1.8707 | 31.4338 | 16.59
1.1143 | 24.9721 | 10.5
0.25115 | 47.3278 | 1.77
0.53599 | 25.1847 | 5.04
0.40801 | 46.1458 | 2.94
0.5995 | 28.7866 | 5.46
0.40608 | 45.2879 | 2.97
0.57929 | 29.8865 | 5.22
0.44169 | 42.3493 | 3.39
0.5254 | 33.3407 | 4.56
0.48403 | 37.0065 | 4.02
0.46671 | 38.217 | 3.81
0.54946 | 31.6864 | 4.86
0.43495 | 42.0437 | 3.36
0.61875 | 28.7171 | 5.64
0.33584 | 41.5107 | 2.61
0.5254 | 19.9293 | 5.13
0.34257 | 36.0983 | 2.88
0.63029 | 27.2695 | 5.82
0.43495 | 42.0437 | 3.36
0.63799 | 27.4928 | 5.88
0.43206 | 40.9337 | 3.39
0.64376 | 26.3354 | 6
0.45323 | 39.5719 | 3.63
0.55427 | 31.373 | 4.92
0.51578 | 34.0459 | 4.44
0.48306 | 36.7328 | 4.02
0.58314 | 29.3578 | 5.28
1.0498 | 27.6925 | 9.66
1.7071 | 22.3591 | 16.41
1.5829 | 23.9943 | 15.03
1.6792 | 20.2103 | 16.38
1.4232 | 22.0388 | 13.71
2.3431 | 30.6732 | 20.94
1.9477 | 35.1033 | 16.56
2.1507 | 31.8342 | 18.99
2.0872 | 35.031 | 17.76
2.3335 | 31.1339 | 20.76
2.0294 | 33.6901 | 17.55
2.1064 | 30.0078 | 18.96
1.6782 | 31.0652 | 14.94
0.3291 | 33.5507 | 2.85
0.33872 | 30.7128 | 3.03
0.31274 | 35.5992 | 2.64
0.34834 | 30.3933 | 3.12
0.26366 | 41.894 | 2.04
0.40512 | 26.2001 | 3.78
0.23576 | 50.4638 | 1.56
0.41089 | 25.8444 | 3.84
0.23191 | 51.5627 | 1.5
0.41282 | 25.6699 | 3.87
0.22614 | 51.2258 | 1.47
0.41186 | 24.4107 | 3.9
0.22036 | 51.9272 | 1.41
0.46863 | 21.6704 | 4.53
0.22998 | 52.125 | 1.47
0.38202 | 26.9522 | 3.54
0.24731 | 45.4735 | 1.8
0.37048 | 28.3612 | 3.39
0.27232 | 41.1287 | 2.13
0.30793 | 36.2249 | 2.58
0.34642 | 31.7014 | 3.06
0.28099 | 39.5794 | 2.25
0.35797 | 29.4584 | 3.24
0.2704 | 41.5318 | 2.1
0.40416 | 25.8329 | 3.78
0.23383 | 50.0131 | 1.56
0.45997 | 23.6705 | 4.38
0.25885 | 43.6468 | 1.95
0.46767 | 22.1299 | 4.5
0.23095 | 43.4792 | 1.74
0.3647 | 10.9541 | 3.72
0.13472 | 30.9638 | 1.2
0.48595 | 21.2329 | 4.71
0.2348 | 48.4833 | 1.62
0.4465 | 23.2473 | 4.26
0.25115 | 44.5342 | 1.86
0.36278 | 29.0104 | 3.3
0.33295 | 31.9002 | 2.94
0.30697 | 36.9776 | 2.55
0.39646 | 26.3784 | 3.69
0.26174 | 42.3162 | 2.01
0.44265 | 23.0513 | 4.23
0.255 | 44.5416 | 1.89
0.51674 | 20.2565 | 5.04
0.32717 | 33.1297 | 2.85
0.4465 | 23.2473 | 4.26
0.24923 | 45.9392 | 1.8
0.43399 | 23.4986 | 4.14
0.24731 | 45.4735 | 1.8
0.35797 | 29.4584 | 3.24
0.28099 | 40.4095 | 2.22
0.306 | 35.789 | 2.58
0.37529 | 26.9588 | 3.48
0.10393 | 41.6335 | 0.81
0.32814 | 12.6927 | 3.33
0.22132 | 50.2901 | 1.47
0.43303 | 24.8552 | 4.08
0.23383 | 50.0131 | 1.56
0.24731 | 45.4735 | 1.8
0.37625 | 27.943 | 3.45
0.22325 | 49.7201 | 1.5
0.40704 | 25.6557 | 3.81
0.22998 | 51.1155 | 1.5
0.37625 | 27.943 | 3.45
0.24538 | 45 | 1.8
0.26559 | 41.4785 | 2.07
0.3647 | 28.393 | 3.33
0.22806 | 51.6799 | 1.47
0.41474 | 25.1374 | 3.9
0.23865 | 46.4688 | 1.71
0.63895 | 26.5651 | 5.94
0.65531 | 43.0374 | 4.98
0.80543 | 33.0067 | 7.02
0.60912 | 46.922 | 4.32
0.68899 | 39.8978 | 5.49
0.68033 | 40.1792 | 5.4
0.65146 | 43.3839 | 4.92
0.81409 | 33.5774 | 7.05
0.6428 | 44.4543 | 4.77
0.81505 | 33.2961 | 7.08
0.62259 | 46.6902 | 4.44
0.69477 | 40.1105 | 5.52
0.71497 | 38.4431 | 5.82
1.4963 | 35.8974 | 12.6
5.5293 | 37.2348 | 45.75
7.0622 | 39.8925 | 56.31
6.5772 | 37.725 | 54.06
6.3164 | 38.803 | 51.15
5.5677 | 35.5031 | 47.1
5.3839 | 36.5627 | 44.94
6.1162 | 36.5562 | 51.06
6.0335 | 37.5552 | 49.71
5.8131 | 37.1487 | 48.15
5.6842 | 37.6963 | 46.74
5.3349 | 36.3738 | 44.64
5.3522 | 36.4682 | 44.73
6.734 | 37.651 | 55.41
5.7698 | 37.9479 | 47.28
5.4128 | 35.0546 | 46.05
6.4838 | 38.8192 | 52.5
4.6594 | 35.9256 | 39.21
3.4459 | 34.1427 | 29.64
2.8926 | 34.8796 | 24.66
3.1678 | 31.0533 | 28.2
1.938 | 35.4186 | 16.41
0.57063 | 30.0686 | 5.13
0.49076 | 36.8699 | 4.08
0.50616 | 34.7778 | 4.32
0.66205 | 26.6767 | 6.15
0.49942 | 36.5387 | 4.17
0.68707 | 24.8424 | 6.48
0.41667 | 44.4383 | 3.09
0.65242 | 26.5651 | 6.06
0.4975 | 36.7368 | 4.14
0.50423 | 32.1444 | 4.44
0.34546 | 32.3609 | 3.03
0.28868 | 39.7323 | 2.31
0.43495 | 21.8014 | 4.2
0.15396 | 28.0092 | 1.41
0.57159 | 20.082 | 5.58
0.78329 | 37.2079 | 6.48
0.87567 | 31.3848 | 7.77
0.65339 | 44.2838 | 4.86
0.76116 | 36.5224 | 6.36
0.75539 | 36.3009 | 6.33
0.70439 | 40.6777 | 5.55
0.96805 | 29.4694 | 8.76
0.72075 | 40.1286 | 5.73
0.86798 | 31.6824 | 7.68
0.64088 | 45.3649 | 4.68
0.75539 | 37.7021 | 6.21
1.3279 | 31.3056 | 11.79
5.0828 | 39.6306 | 40.68
5.7689 | 37.8448 | 47.34
5.9594 | 39.141 | 48.03
6.3732 | 36.6571 | 53.13
6.5493 | 38.1076 | 53.55
6.0624 | 36.3242 | 50.76
6.428 | 37.4823 | 53.01
7.373 | 38.1308 | 60.27
6.1316 | 38.0784 | 50.16
6.2673 | 34.832 | 53.46
5.7583 | 39.5481 | 46.14
6.7716 | 39.1863 | 54.54
6.7379 | 41.2829 | 52.62
7.4288 | 39.6231 | 59.46
4.5468 | 37.2847 | 37.59
5.9401 | 39.0034 | 47.97
3.9935 | 35.0802 | 33.96
2.219 | 35.4684 | 18.78
2.4134 | 31.7512 | 21.33
2.2084 | 34.9368 | 18.81
2.0516 | 31.9456 | 18.09
0.25885 | 46.3532 | 1.86
0.59661 | 23.0893 | 5.7
0.48788 | 37.5479 | 4.02
0.54369 | 32.4245 | 4.77
0.62933 | 28.2117 | 5.76
0.44169 | 42.3493 | 3.39
0.6736 | 25.9065 | 6.3
0.42052 | 44.4437 | 3.12
0.64088 | 27.3736 | 5.91
0.43495 | 42.5805 | 3.33
0.6149 | 28.6105 | 5.61
0.49461 | 36.9368 | 4.11
0.50423 | 36.148 | 4.23
0.78426 | 31.7595 | 6.93
0.89492 | 40.1604 | 7.11
1.0547 | 32.2547 | 9.27
0.80446 | 44.4183 | 5.97
1.0152 | 32.6961 | 8.88
0.83141 | 42.3272 | 6.39
0.95939 | 35.6979 | 8.1
0.90358 | 32.4712 | 7.92
0.75346 | 36.4309 | 6.3
0.98056 | 32.0054 | 8.64
0.84873 | 41.5526 | 6.6
1.0845 | 31.6175 | 9.6
0.90166 | 39.8056 | 7.2
1.6917 | 34.151 | 14.55
3.6211 | 33.4873 | 31.38
3.4892 | 35.7416 | 29.43
4.2494 | 33.9492 | 36.63
3.1361 | 34.3483 | 26.91
4.4736 | 33.7106 | 38.67
5.5533 | 36.5661 | 46.35
5.5389 | 35.6036 | 46.8
5.2916 | 38.3767 | 43.11
6.3231 | 39.4238 | 50.76
6.2346 | 41.3956 | 48.6
6.6667 | 39.3418 | 53.58
6.4136 | 38.6961 | 52.02
6.3655 | 38.6476 | 51.66
5.9257 | 38.7906 | 48
5.3176 | 37.2121 | 44.01
6.5425 | 38.4426 | 53.25
6.7513 | 40.2479 | 53.55
6.6118 | 36.5847 | 55.17
5.5985 | 39.0566 | 45.18
5.842 | 37.1077 | 48.42
2.1324 | 34.1849 | 18.33
0.50616 | 21.7408 | 4.89
0.34546 | 41.9516 | 2.67
0.62163 | 28.5892 | 5.67
0.50038 | 35.6145 | 4.23
0.6149 | 29.2113 | 5.58
0.61586 | 28.8461 | 5.61
0.50038 | 36.076 | 4.2
0.73711 | 23.5523 | 7.02
0.45708 | 40.1301 | 3.63
0.6736 | 25.9065 | 6.3
0.46286 | 40.4462 | 3.66
0.66878 | 26.1226 | 6.24
0.46574 | 39.2144 | 3.75
0.76694 | 32.074 | 6.75
1.0931 | 31.7166 | 9.66
0.87279 | 40.4368 | 6.9
1.0373 | 33.0707 | 9.03
0.88433 | 39.3026 | 7.11
1.1374 | 29.4924 | 10.29
0.95554 | 36.5237 | 7.98
1.0037 | 34.3302 | 8.61
0.89684 | 39.1207 | 7.23
0.86028 | 40.643 | 6.78
0.98537 | 27.391 | 9.09
0.79677 | 34.6689 | 6.81
1.0489 | 31.153 | 9.33
1.2231 | 37.5191 | 10.08
3.1149 | 33.6606 | 26.94
3.1582 | 35.9273 | 26.58
3.1832 | 34.4684 | 27.27
3.1418 | 33.2666 | 27.3
3.7346 | 35.4347 | 31.62
6.9024 | 35.312 | 58.53
6.3328 | 37.3871 | 52.29
5.8439 | 34.8204 | 49.86
5.6293 | 36.0295 | 47.31
6.4588 | 35.1179 | 54.9
6.1057 | 35.7266 | 51.51
5.9825 | 35.4541 | 50.64
5.2569 | 35.2524 | 44.61
5.664 | 36.7531 | 47.16
4.7662 | 35.2109 | 40.47
4.898 | 34.0928 | 42.15
4.5651 | 34.6447 | 39.03
4.5516 | 33.2265 | 39.57
4.3986 | 34.2742 | 37.77
5.0712 | 35.6173 | 42.84
2.2286 | 35.9346 | 18.75
0.47921 | 22.6996 | 4.59
0.24538 | 48.8141 | 1.68
0.33872 | 34.2319 | 2.91
0.3647 | 30.4196 | 3.27
0.26751 | 44.5626 | 1.98
0.42725 | 25.1805 | 4.02
0.23191 | 51.5627 | 1.5
0.52733 | 20.5193 | 5.13
0.29446 | 41.0275 | 2.31
0.55716 | 19.3741 | 5.46
0.24923 | 48.7517 | 1.71
0.45901 | 24.1455 | 4.35
0.25115 | 47.3278 | 1.77
0.44265 | 25.062 | 4.17
0.55331 | 33.9388 | 4.77
0.89299 | 31.7895 | 7.89
0.93533 | 30.6 | 8.37
0.79196 | 36.9953 | 6.57
0.90166 | 31.2469 | 8.01
0.73999 | 39.777 | 5.91
0.99692 | 28.3457 | 9.12
0.78907 | 37.1214 | 6.54
0.8853 | 26.3145 | 8.25
0.67456 | 32.9416 | 5.88
0.9209 | 27.8506 | 8.46
0.84681 | 34.4482 | 7.26
1.2654 | 30.8965 | 11.28
6.4627 | 38.416 | 52.62
6.912 | 40.7492 | 54.42
5.9527 | 38.4038 | 48.48
5.1607 | 37.0878 | 42.78
5.3878 | 36.4585 | 45.03
5.1588 | 38.159 | 42.15
5.4234 | 35.839 | 45.69
5.1645 | 38.3497 | 42.09
5.6091 | 35.6371 | 47.37
5.8997 | 38.743 | 47.82
6.8418 | 38.1803 | 55.89
5.5793 | 37.706 | 45.87
5.1087 | 35.1538 | 43.41
4.7642 | 37.1685 | 39.45
4.8672 | 36.9718 | 40.41
4.872 | 36.7137 | 40.59
4.8634 | 38.4686 | 39.57
4.9336 | 35.8105 | 41.58
4.4515 | 36.164 | 37.35
4.6122 | 34.5455 | 39.48
1.9775 | 34.5947 | 16.92
0.33102 | 35.7701 | 2.79
0.49172 | 27.6176 | 4.53
0.45516 | 39.8521 | 3.63
0.68322 | 25.2656 | 6.42
0.42052 | 44.4437 | 3.12
0.56871 | 30.8639 | 5.07
0.59084 | 30.196 | 5.31
0.4311 | 42.0157 | 3.33
0.6736 | 25.3578 | 6.33
0.48114 | 37.6942 | 3.96
0.65435 | 26.452 | 6.09
0.45708 | 40.1301 | 3.63
0.48114 | 38.1765 | 3.93
0.54369 | 32.4245 | 4.77
0.61586 | 41.0091 | 4.83
1.097 | 31.2223 | 9.75
0.94015 | 37.6436 | 7.74
1.0277 | 33.4221 | 8.91
0.89203 | 38.4281 | 7.26
0.81794 | 42.1376 | 6.3
1.0027 | 33.3697 | 8.7
0.84007 | 41.5191 | 6.54
0.89396 | 32.8687 | 7.8
0.3137 | 36.0274 | 2.64
0.39165 | 35.0958 | 3.33
0.62356 | 27.8697 | 5.73
1.6137 | 31.0165 | 14.37
1.9775 | 26.3407 | 18.42
1.8822 | 30.1046 | 16.92
1.9794 | 27.9103 | 18.18
1.9582 | 28.152 | 17.94
2.2084 | 30.8225 | 19.71
4.49 | 36.3984 | 37.56
2.628 | 38.9351 | 21.24
4.5285 | 36.8115 | 37.68
3.9088 | 37.6486 | 32.16
3.9194 | 37.7899 | 32.19
4.1561 | 35.6441 | 35.1
3.0687 | 38.239 | 25.05
0.3801 | 11.3953 | 3.87
0.14049 | 36.6341 | 1.17
0.33776 | 33.147 | 2.94
0.35123 | 31.2062 | 3.12
0.24153 | 48.8785 | 1.65
0.43399 | 24.3494 | 4.11
0.255 | 45.4584 | 1.86
0.43495 | 24.6955 | 4.11
0.23961 | 50.371 | 1.59
0.25308 | 45.924 | 1.83
0.43784 | 24.5377 | 4.14
0.23768 | 49.9271 | 1.59
0.45612 | 23.4841 | 4.35
0.25693 | 45.9094 | 1.86
0.37144 | 30.3526 | 3.33
0.38202 | 28.8866 | 3.48
0.31659 | 35.72 | 2.67
0.5485 | 18.7209 | 5.4
0.28483 | 39.6569 | 2.28
0.4898 | 21.4253 | 4.74
0.27425 | 42.4362 | 2.1
0.38395 | 28.3008 | 3.51
0.4234 | 12.6136 | 4.29
0.20785 | 21.2092 | 2.01
0.52348 | 17.3352 | 5.19
0.27136 | 42.847 | 2.07
0.46959 | 22.7824 | 4.5
0.30985 | 35.9097 | 2.61
0.34642 | 31.7014 | 3.06
0.5639 | 18.8058 | 5.55
0.28291 | 40.8554 | 2.22
0.52059 | 20.4445 | 5.07
0.28676 | 40.1009 | 2.28
0.4898 | 22.1779 | 4.71
0.34738 | 32.1063 | 3.06
0.40897 | 26.3843 | 3.81
0.32814 | 24.9864 | 3.09
0.15012 | 32.4712 | 1.32
0.49557 | 11.7683 | 5.04
0.3291 | 33.5507 | 2.85
0.57256 | 18.5263 | 5.64
0.3368 | 32.7352 | 2.94
0.51867 | 20.8545 | 5.04
0.40127 | 27.8544 | 3.69
0.34834 | 30.3933 | 3.12
0.55812 | 18.7163 | 5.49
0.3955 | 27.8755 | 3.63
0.56967 | 18.6186 | 5.61
0.33102 | 33.2749 | 2.88
0.49654 | 21.492 | 4.8
0.3647 | 29.4072 | 3.3
0.20689 | 33.0239 | 1.8
0.38587 | 11.2258 | 3.93
0.25693 | 32.6192 | 2.25
0.45901 | 23.3405 | 4.38
0.28965 | 38.9275 | 2.34
0.41667 | 25.8555 | 3.9
0.28291 | 39.2072 | 2.28
0.30119 | 36.4309 | 2.52
0.48691 | 21.5493 | 4.71
0.2781 | 40.7946 | 2.19
0.47152 | 22.3229 | 4.53
0.31274 | 34.8622 | 2.67
0.43784 | 23.6942 | 4.17
0.28099 | 39.5794 | 2.25
0.33776 | 33.147 | 2.94
0.4311 | 26.222 | 4.02
0.26366 | 43.6678 | 1.98
0.54561 | 19.7761 | 5.34
0.26559 | 43.2376 | 2.01
0.4898 | 22.1779 | 4.71
0.3647 | 32.0535 | 3.21
0.50038 | 21.6786 | 4.83
0.71882 | 26.9765 | 6.66
0.9055 | 38.6598 | 7.35
1.1211 | 30.129 | 10.08
0.96324 | 35.9769 | 8.1
1.2086 | 27.9115 | 11.1
0.90069 | 38.2295 | 7.35
0.94111 | 35.8852 | 7.92
0.9286 | 36.6561 | 7.74
0.8343 | 42.1936 | 6.42
1.0181 | 32.9694 | 8.88
0.82756 | 43.1615 | 6.27
1.0864 | 32.296 | 9.54
1.455 | 34.1631 | 12.51
3.9492 | 34.3058 | 33.9
4.8152 | 35.5576 | 40.71
6.0123 | 40.1507 | 47.76
6.887 | 38.8061 | 55.77
6.5637 | 40.3799 | 51.96
8.0437 | 39.3343 | 64.65
6.6542 | 40.5312 | 52.56
6.531 | 35.4464 | 55.29
6.3539 | 36.6877 | 52.95
7.1969 | 35.4495 | 60.93
6.1586 | 36.4993 | 51.45
6.0296 | 36.4529 | 50.4
4.9423 | 38.3828 | 40.26
6.4473 | 36.6441 | 53.76
4.7142 | 37.9365 | 38.64
6.3222 | 37.7281 | 51.96
5.8603 | 37.011 | 48.63
5.9209 | 36.2944 | 49.59
4.9731 | 36.4309 | 41.58
5.5273 | 36.056 | 46.44
3.6923 | 37.6314 | 30.39
0.38202 | 28.8866 | 3.48
0.50327 | 21.5571 | 4.86
0.33102 | 33.9675 | 2.85
0.62548 | 18.0167 | 6.18
0.35027 | 32.9052 | 3.06
0.48691 | 13.3768 | 4.92
0.14819 | 29.0546 | 1.35
0.52348 | 15.3382 | 5.25
0.34642 | 32.7639 | 3.03
0.41282 | 26.5651 | 3.84
0.44842 | 24.7494 | 4.23
0.35893 | 30.4889 | 3.21
0.56101 | 18.9008 | 5.52
0.38587 | 36.7841 | 3.21
0.85258 | 28.3008 | 7.8
0.92379 | 38.9115 | 7.47
1.1143 | 29.4871 | 10.08
0.8853 | 32.3422 | 7.77
1.0816 | 25.9497 | 10.11
0.944 | 37.0451 | 7.83
1.0162 | 33.058 | 8.85
1.0027 | 33.9646 | 8.64
0.96998 | 35.6764 | 8.19
1.0431 | 32.1063 | 9.18
0.86509 | 39.8545 | 6.9
1.1692 | 30.2361 | 10.5
1.4482 | 32.9616 | 12.63
4.9461 | 35.666 | 41.76
6.1836 | 40.7783 | 48.66
7.193 | 39.1195 | 57.99
6.3559 | 40.0255 | 50.58
7.3104 | 39.5362 | 58.59
6.787 | 39.5809 | 54.36
6.7129 | 36.9241 | 55.77
6.6965 | 38.1198 | 54.75
7.3114 | 35.8427 | 61.59
6.2827 | 39.0134 | 50.73
6.0922 | 38.0917 | 49.83
6.378 | 36.1437 | 53.52
6.6926 | 37.4285 | 55.23
6.94 | 36.4742 | 57.99
5.1857 | 38.2862 | 42.3
5.5158 | 35.8863 | 46.44
5.2136 | 38.0058 | 42.69
3.6711 | 33.6151 | 31.77
3.5344 | 35.3908 | 29.94
4.3601 | 33.4691 | 37.8
3.5614 | 36.8606 | 29.61
1.4434 | 29.7449 | 13.02
0.54465 | 34.1956 | 4.68
0.67167 | 27.116 | 6.21
0.58025 | 31.1593 | 5.16
0.57352 | 31.2109 | 5.1
0.60239 | 29.268 | 5.46
0.5331 | 34.6363 | 4.56
0.66878 | 26.6757 | 6.21
0.2781 | 23.9021 | 2.64
0.48403 | 9.9684 | 4.95
0.29734 | 39.8768 | 2.37
0.49172 | 22.801 | 4.71
0.27136 | 44.5692 | 2.01
0.5562 | 20.0339 | 5.43
0.51289 | 36.9988 | 4.26
1.0797 | 26.3594 | 10.05
0.76405 | 38.5584 | 6.21
0.98922 | 28.5838 | 9.03
0.79196 | 36.7029 | 6.6
0.8776 | 31.9654 | 7.74
0.77752 | 35.6365 | 6.57
0.66109 | 32.5096 | 5.79
0.80158 | 28.1331 | 7.35
0.72748 | 40.0094 | 5.79
0.98826 | 27.6884 | 9.09
0.75731 | 40.3645 | 6
1.8216 | 29.3281 | 16.5
5.9478 | 37.8043 | 48.84
7.014 | 38.3652 | 57.15
6.5849 | 39.6994 | 52.65
6.1066 | 37.3737 | 50.43
6.3337 | 38.1704 | 51.75
5.7698 | 34.7078 | 49.29
5.8362 | 34.4604 | 50.01
6.9563 | 36.0186 | 58.47
6.7398 | 38.1117 | 55.11
6.939 | 38.5816 | 56.37
6.0008 | 38.9267 | 48.51
6.1345 | 38.7146 | 49.74
6.0037 | 37.6744 | 49.38
5.7284 | 39.6023 | 45.87
6.0816 | 37.1092 | 50.4
6.7677 | 38.6445 | 54.93
6.6378 | 37.757 | 54.54
7.3268 | 40.878 | 57.57
7.2286 | 40.2538 | 57.33
6.6965 | 38.7177 | 54.3
3.5017 | 38.6082 | 28.44
0.64954 | 27.2485 | 6
0.45516 | 42.6889 | 3.48
0.64184 | 27.6025 | 5.91
0.4898 | 37.3423 | 4.05
0.47633 | 27.807 | 4.38
0.44554 | 24.9048 | 4.2
0.39838 | 44.7062 | 2.94
0.67263 | 26.785 | 6.24
0.32236 | 43.5498 | 2.43
0.48499 | 22.751 | 4.65
0.26559 | 45 | 1.95
0.39261 | 28.0725 | 3.6
0.34834 | 33.1632 | 3.03
0.26944 | 45.8681 | 1.95
0.66975 | 26.8962 | 6.21
0.74384 | 39.8056 | 5.94
0.95073 | 30.0686 | 8.55
0.6428 | 37.3332 | 5.31
0.84681 | 25.4298 | 7.95
0.65146 | 42.3078 | 5.01
0.81024 | 34.2562 | 6.96
0.7525 | 36.7381 | 6.27
0.65531 | 44.1076 | 4.89
0.86028 | 31.5571 | 7.62
0.6428 | 44.8181 | 4.74
0.89877 | 32.0054 | 7.92
1.4453 | 34.0075 | 12.45
6.0999 | 39.0071 | 49.26
6.455 | 39.9565 | 51.42
5.6784 | 38.3323 | 46.29
6.8216 | 37.7283 | 56.07
6.0316 | 40.3217 | 47.79
6.5608 | 36.1942 | 55.02
6.3761 | 37.3835 | 52.65
5.663 | 34.8485 | 48.3
7.0006 | 38.907 | 56.61
5.7958 | 37.1667 | 48
5.7987 | 38.6331 | 47.07
6.607 | 37.0802 | 54.78
5.2386 | 38.3541 | 42.69
5.4051 | 37.3167 | 44.67
5.4109 | 37.4996 | 44.61
5.5331 | 36.2362 | 46.38
5.3339 | 36.8823 | 44.34
5.51 | 35.3388 | 46.71
4.9779 | 37.0094 | 41.31
5.1155 | 35.143 | 43.47
2.0073 | 36.3424 | 16.8
0.63799 | 28.0725 | 5.85
0.5254 | 27.1281 | 4.86
0.35123 | 32.2547 | 3.09
0.68803 | 21.9354 | 6.63
0.48788 | 38.0238 | 3.99
0.71594 | 24.8074 | 6.75
0.49365 | 38.3456 | 4.02
0.60239 | 21.6485 | 5.82
0.29542 | 40.2364 | 2.34
0.4388 | 24.8804 | 4.14
0.40801 | 27.8341 | 3.75
0.36855 | 32.1957 | 3.24
0.56101 | 19.5546 | 5.49
0.36278 | 31.6672 | 3.21
0.7602 | 23.7415 | 7.23
0.76309 | 38.0842 | 6.24
0.97383 | 28.3123 | 8.91
0.69188 | 38.7345 | 5.61
0.62837 | 32.8143 | 5.49
0.79869 | 29.4367 | 7.23
0.74192 | 38.5205 | 6.03
0.95939 | 28.5692 | 8.76
0.73037 | 39.5445 | 5.85
0.93245 | 29.5028 | 8.43
0.66397 | 43.7661 | 4.98
0.94881 | 35.9633 | 7.98
2.0439 | 27.3251 | 18.87
6.2452 | 37.2989 | 51.63
6.8312 | 35.0198 | 58.14
6.6378 | 36.3516 | 55.56
6.3453 | 33.7768 | 54.81
5.9738 | 36.0559 | 50.19
6.9419 | 34.4435 | 59.49
6.352 | 36.797 | 52.86
5.9055 | 35.2284 | 50.13
6.1826 | 36.9341 | 51.36
6.8736 | 36.9421 | 57.09
5.9017 | 36.8867 | 49.05
5.868 | 36.7797 | 48.84
6.7985 | 37.1132 | 56.34
6.8947 | 40.211 | 54.72
5.5206 | 38.3322 | 45
5.8901 | 39.0721 | 47.52
4.5958 | 35.8766 | 38.7
3.241 | 35.5021 | 27.42
2.9205 | 35.6693 | 24.66
2.7896 | 32.0619 | 24.57
1.557 | 36.4024 | 13.02
0.54176 | 20.2701 | 5.28
0.26944 | 46.7357 | 1.92
0.45612 | 24.2939 | 4.32
0.30793 | 38.9115 | 2.49
0.34642 | 32.7639 | 3.03
0.4311 | 25.3644 | 4.05
0.28387 | 42.117 | 2.19
0.51867 | 20.8545 | 5.04
0.26751 | 44.5626 | 1.98
0.43495 | 24.6955 | 4.11
0.19919 | 34.3803 | 1.71
0.16647 | 27.8973 | 1.53
0.50905 | 20.5941 | 4.95
0.25693 | 45.9094 | 1.86
0.6582 | 27.1268 | 6.09
0.72075 | 40.7756 | 5.67
0.87375 | 32.5874 | 7.65
0.78329 | 37.2079 | 6.48
0.71594 | 39.5984 | 5.73
0.85643 | 31.4936 | 7.59
0.63703 | 45.3673 | 4.65
0.86798 | 31.2579 | 7.71
0.68514 | 41.0724 | 5.37
0.78426 | 34.8019 | 6.69
0.71786 | 37.976 | 5.88
0.73037 | 41.6335 | 5.67
1.3664 | 22.8806 | 13.08
3.4555 | 30.8078 | 30.84
5.4571 | 36.785 | 45.42
5.1703 | 38.6298 | 41.97
5.3224 | 37.5288 | 43.86
5.0674 | 37.8034 | 41.61
3.6374 | 30.371 | 32.61
3.8125 | 28.8355 | 34.71
3.6288 | 30.2368 | 32.58
3.9367 | 27.9934 | 36.12
3.2785 | 29.8388 | 29.55
3.341 | 26.4765 | 31.08
2.4836 | 27.7865 | 22.83
1.3809 | 21.4677 | 13.35
1.1413 | 26.4354 | 10.62
0.85547 | 28.209 | 7.83
0.79003 | 27.8755 | 7.26
0.63895 | 35.6279 | 5.4
0.90166 | 24.1859 | 8.55
0.64761 | 35.7456 | 5.46
0.87086 | 25.1202 | 8.19
0.55716 | 31.2184 | 4.95
0.63703 | 16.0524 | 6.36
0.44457 | 34.4127 | 3.81
0.62644 | 24.7936 | 5.91
0.53695 | 30.0124 | 4.83
0.5639 | 27.7449 | 5.19
0.68226 | 23.4213 | 6.51
0.58122 | 27.8381 | 5.34
0.76405 | 20.3532 | 7.44
0.35989 | 27.1811 | 3.33
0.70824 | 13.1871 | 7.17
0.58218 | 27.4543 | 5.37
0.77367 | 19.8552 | 7.56
0.52348 | 31.2348 | 4.65
0.73903 | 21.0536 | 7.17
0.55427 | 28.9677 | 5.04
0.60624 | 19.4703 | 5.94
0.49942 | 18.5397 | 4.92
0.49557 | 25.5207 | 4.65
0.61971 | 25.3716 | 5.82
0.50616 | 31.2438 | 4.5
0.68322 | 22.8806 | 6.54
0.47344 | 34.5625 | 4.05
0.66397 | 15.124 | 6.66
0.35797 | 26.3582 | 3.33
0.67167 | 20.383 | 6.54
0.46189 | 35.5793 | 3.9
0.70727 | 22.062 | 6.81
0.45612 | 34.6952 | 3.9
0.68226 | 19.2786 | 6.69
0.40031 | 22.4926 | 3.84
0.59276 | 16.4053 | 5.91
0.48691 | 32.6536 | 4.26
0.59661 | 25.821 | 5.58
0.55908 | 28.6813 | 5.1
0.53599 | 29.3242 | 4.86
0.56582 | 19.359 | 5.55
0.37529 | 23.6041 | 3.57
0.66109 | 18.5932 | 6.51
0.45227 | 34.6027 | 3.87
0.70727 | 21.541 | 6.84
0.45323 | 35.4104 | 3.84
0.70054 | 22.0206 | 6.75
0.42052 | 32.3807 | 3.69
0.61875 | 14.8797 | 6.21
0.39357 | 29.9536 | 3.54
0.69188 | 22.8221 | 6.63
0.47537 | 34.3652 | 4.08
0.6582 | 23.5286 | 6.27
0.53214 | 29.2055 | 4.83
0.5562 | 27.4955 | 5.13
0.56774 | 23.6961 | 5.4
0.44265 | 21.0375 | 4.29
0.57544 | 20.2533 | 5.61
0.53214 | 29.2055 | 4.83
0.63318 | 24.8116 | 5.97
0.49942 | 32.4966 | 4.38
0.68707 | 23.0089 | 6.57
0.49269 | 33.0379 | 4.29
0.7092 | 22.4943 | 6.81
0.38876 | 25.994 | 3.63
0.67841 | 13.0312 | 6.87
0.47537 | 32.3376 | 4.17
0.94977 | 23.8387 | 9.03
1.0287 | 32.6192 | 9
1.2163 | 27.1124 | 11.25
1.0402 | 32.1908 | 9.15
1.1759 | 27.6341 | 10.83
0.80928 | 36.5836 | 6.75
0.95843 | 26.1018 | 8.94
0.81601 | 36.2211 | 6.84
1.0306 | 31.0188 | 9.18
0.89299 | 35.796 | 7.53
0.94303 | 33.6414 | 8.16
0.99692 | 33.1839 | 8.67
1.6628 | 34.1038 | 14.31
4.8047 | 36.5463 | 40.11
5.9267 | 39.6841 | 47.4
7.2623 | 39.8231 | 57.96
5.6159 | 40.0997 | 44.64
7.066 | 38.7805 | 57.24
7.2363 | 38.6348 | 58.74
6.9679 | 35.4218 | 59.01
5.8468 | 37.8601 | 47.97
6.0739 | 35.2084 | 51.57
5.7631 | 37.3463 | 47.61
6.6676 | 38.1252 | 54.51
6.5897 | 39.4007 | 52.92
7.9022 | 39.4116 | 63.45
7.1007 | 40.3006 | 56.28
5.4378 | 35.4281 | 46.05
6.8736 | 38.1261 | 56.19
6.7186 | 38.0369 | 54.99
7.1334 | 39.7789 | 56.97
6.1008 | 36.5337 | 50.94
6.6955 | 37.6605 | 55.08
2.9003 | 37.2348 | 24
0.62741 | 17.6844 | 6.21
0.26751 | 18.2394 | 2.64
0.42821 | 13.6612 | 4.32
0.42629 | 26.5651 | 3.96
0.60624 | 17.7447 | 6
0.35412 | 32.0054 | 3.12
0.60431 | 18.0888 | 5.97
0.4157 | 27.2768 | 3.84
0.47825 | 24.2435 | 4.53
0.50231 | 22.2906 | 4.83
0.33006 | 34.6634 | 2.82
0.47344 | 23.7495 | 4.5
0.30408 | 38.0657 | 2.49
0.60046 | 22.6199 | 5.76
0.6861 | 38.5092 | 5.58
1.2875 | 27.0823 | 11.91
0.9642 | 33.6425 | 8.34
1.1451 | 24.1092 | 10.86
0.97383 | 33.8785 | 8.4
0.97286 | 35.3401 | 8.25
0.97286 | 35.5772 | 8.22
0.92379 | 38.0164 | 7.56
1.0383 | 33.2041 | 9.03
0.93726 | 37.3641 | 7.74
1.1316 | 30.1618 | 10.17
0.94592 | 37.1847 | 7.83
2.1651 | 29.4701 | 19.59
5.74 | 38.0342 | 46.98
6.2385 | 37.782 | 51.24
5.8555 | 38.0113 | 47.94
5.5822 | 38.1323 | 45.63
6.4877 | 35.0902 | 55.17
6.2702 | 35.3292 | 53.16
7.3066 | 36.4035 | 61.11
6.863 | 37.7038 | 56.43
7.0968 | 38.6088 | 57.63
6.4376 | 37.8412 | 52.83
6.2972 | 38.6721 | 51.09
7.2517 | 38.2431 | 59.19
7.627 | 37.2169 | 63.12
6.9477 | 38.0984 | 56.82
5.5389 | 36.0098 | 46.56
5.8507 | 38.7305 | 47.43
6.8659 | 38.3588 | 55.95
6.403 | 40.6853 | 50.46
6.5483 | 40.2972 | 51.9
6.1682 | 38.1196 | 50.43
3.3824 | 38.3467 | 27.57
0.68514 | 26.2413 | 6.39
0.45804 | 40.9144 | 3.6
0.68033 | 25.9128 | 6.36
0.51578 | 35.2022 | 4.38
0.68033 | 25.3693 | 6.39
0.46093 | 40.6792 | 3.63
0.52829 | 33.8637 | 4.56
0.54369 | 28.8774 | 4.95
0.1761 | 34.992 | 1.5
0.40512 | 10.6698 | 4.14
0.27329 | 43.2902 | 2.07
0.47825 | 23.471 | 4.56
0.3878 | 28.4742 | 3.54
0.37336 | 30.129 | 3.36
0.75346 | 23.7174 | 7.17
0.82467 | 35.0249 | 7.02
1.0556 | 26.9853 | 9.78
0.82467 | 35.3044 | 6.99
1.0421 | 26.849 | 9.66
0.78233 | 35.6852 | 6.6
0.68129 | 31.1303 | 6.06
0.83911 | 27.0058 | 7.77
0.73807 | 38.1698 | 6.03
0.95073 | 28.2772 | 8.7
0.71209 | 38.9136 | 5.76
0.89299 | 31.3769 | 7.92
1.5069 | 30.2485 | 13.53
5.8487 | 29.4117 | 52.95
13.111 | 23.2798 | 125.16
21.9967 | 17.869 | 217.56
12.4298 | 24.9462 | 117.12
11.5175 | 22.7215 | 110.4
20.3878 | 16.9083 | 202.71
12.6905 | 23.1182 | 121.29
20.1068 | 17.0743 | 199.74
13.9579 | 20.7627 | 135.63
21.2567 | 16.5547 | 211.74
11.5945 | 23.0731 | 110.85
5.3724 | 34.0487 | 46.26
6.2096 | 38.5641 | 50.46
6.6157 | 36.4649 | 55.29
5.5004 | 37.2367 | 45.51
5.7814 | 36.0631 | 48.57
6.683 | 40.1288 | 53.1
6.7196 | 37.8448 | 55.14
6.3924 | 39.4842 | 51.27
5.6264 | 35.4352 | 47.64
2.4711 | 33.95 | 21.3
0.8853 | 22.6342 | 8.49
0.52348 | 35.7949 | 4.41
0.74769 | 23.1986 | 7.14
0.59661 | 29.9169 | 5.37
0.66493 | 26.0088 | 6.21
0.62933 | 28.2117 | 5.76
0.52733 | 28.8108 | 4.8
0.62837 | 17.1027 | 6.24
0.38587 | 30.596 | 3.45
0.50327 | 21.5571 | 4.86
0.35027 | 31.8551 | 3.09
0.59661 | 17.7341 | 5.91
0.35027 | 32.9052 | 3.06
0.49076 | 19.6084 | 4.8
0.38395 | 30.2254 | 3.45
0.87279 | 26.3108 | 8.13
0.77271 | 36.1848 | 6.48
0.85065 | 31.9642 | 7.5
0.75731 | 36.4769 | 6.33
0.71016 | 39.06 | 5.73
0.83045 | 28.8806 | 7.56
0.57256 | 37.2164 | 4.74
0.84296 | 29.5502 | 7.62
0.65146 | 44.102 | 4.86
0.89107 | 30.8045 | 7.95
0.78329 | 38.264 | 6.39
1.4579 | 28.2393 | 13.35
3.4036 | 33.1644 | 29.61
4.3072 | 32.1031 | 37.92
4.2206 | 34.6357 | 36.09
4.9153 | 33.6714 | 42.51
3.9242 | 35.327 | 33.27
4.1965 | 33.865 | 36.21
3.9049 | 34.4889 | 33.45
3.9357 | 32.7226 | 34.41
4.2504 | 35.8815 | 35.79
4.5525 | 33.9621 | 39.24
3.9771 | 35.5473 | 33.63
4.4082 | 32.5662 | 38.61
3.8222 | 33.198 | 33.24
3.5316 | 31.1565 | 31.41
3.3824 | 34.2869 | 29.04
3.7818 | 30.6562 | 33.81
3.265 | 35.1373 | 27.75
3.0947 | 31.8071 | 27.33
2.7637 | 31.98 | 24.36
2.4721 | 28.8401 | 22.5
1.3886 | 28.1636 | 12.72
0.65724 | 32.0854 | 5.79
0.62452 | 29.6463 | 5.64
0.5995 | 29.4028 | 5.43
0.73422 | 23.6423 | 6.99
0.51963 | 32.9838 | 4.53
0.69284 | 15.7158 | 6.93
0.41667 | 35.1222 | 3.54
0.69188 | 25.1757 | 6.51
0.26174 | 44.1048 | 1.95
0.50327 | 20.8252 | 4.89
0.26559 | 44.1186 | 1.98
0.50423 | 21.1317 | 4.89
0.21747 | 30.3112 | 1.95
0.31755 | 13.6576 | 3.21
0.34161 | 32.2109 | 3
0.33872 | 32.4712 | 2.97
0.41667 | 25.8555 | 3.9
0.27232 | 41.9872 | 2.1
0.49172 | 22.0511 | 4.74
0.19534 | 34.1597 | 1.68
0.45516 | 10.2398 | 4.65
0.26559 | 44.1186 | 1.98
0.50038 | 20.9427 | 4.86
0.26174 | 43.2101 | 1.98
0.47633 | 22.8337 | 4.56
0.27906 | 39.9575 | 2.22
0.3878 | 27.5199 | 3.57
0.36085 | 20.6097 | 3.51
0.30023 | 13.9027 | 3.03
0.53503 | 18.2394 | 5.28
0.33776 | 33.147 | 2.94
0.59661 | 17.4699 | 5.91
0.36759 | 30.1916 | 3.3
0.59373 | 17.5535 | 5.88
0.34257 | 31.5442 | 3.03
0.58699 | 17.4549 | 5.82
0.28772 | 25.5374 | 2.7
0.40319 | 11.149 | 4.11
0.48595 | 21.9911 | 4.68
0.40127 | 26.9335 | 3.72
0.52637 | 20.2249 | 5.13
0.26944 | 42.3974 | 2.07
0.50327 | 21.5571 | 4.86
0.27425 | 42.4362 | 2.1
0.49846 | 21.0614 | 4.83
0.26174 | 45 | 1.92
0.46189 | 23.1986 | 4.41
0.28483 | 39.6569 | 2.28
0.23961 | 19.7468 | 2.34
0.35412 | 20.5014 | 3.45
0.255 | 44.5416 | 1.89
0.50135 | 21.2505 | 4.86
0.25693 | 45 | 1.89
0.52637 | 20.2249 | 5.13
0.25885 | 46.3532 | 1.86
0.44554 | 24.0755 | 4.23
0.35123 | 31.2062 | 3.12
0.29927 | 36.7593 | 2.49
0.45035 | 23.4399 | 4.29
0.26944 | 43.2643 | 2.04
0.49461 | 21.9256 | 4.77
0.1761 | 39.6855 | 1.41
0.40608 | 11.4695 | 4.14
0.255 | 44.5416 | 1.89
0.35701 | 30.0897 | 3.21
0.37625 | 27.943 | 3.45
0.25885 | 44.5489 | 1.92
0.50038 | 20.9427 | 4.86
0.255 | 44.5416 | 1.89
0.4898 | 21.4253 | 4.74
0.255 | 45.4584 | 1.86
0.47248 | 22.6468 | 4.53
0.27617 | 42.8789 | 2.1
0.41089 | 25.8444 | 3.84
0.39261 | 27.1305 | 3.63
0.25693 | 45 | 1.89
0.4898 | 21.4253 | 4.74
0.20497 | 41.5664 | 1.59
0.39165 | 11.0612 | 3.99
0.24923 | 44.0608 | 1.86
0.48018 | 21.1613 | 4.65
0.25693 | 43.1817 | 1.95
0.37336 | 28.1507 | 3.42
0.36085 | 30.2564 | 3.24
0.255 | 44.5416 | 1.89
0.4821 | 21.8014 | 4.65
0.26174 | 43.2101 | 1.98
0.47921 | 21.9296 | 4.62
0.255 | 45.4584 | 1.86
0.3647 | 30.4196 | 3.27
0.36182 | 29.6315 | 3.27
0.2781 | 40.7946 | 2.19
0.50327 | 20.8252 | 4.89
0.255 | 44.5416 | 1.89
0.49654 | 21.492 | 4.8
0.25885 | 44.5489 | 1.92
0.38491 | 27.7185 | 3.54
0.3368 | 32.0574 | 2.97
0.25308 | 45 | 1.86
0.48884 | 21.1104 | 4.74
0.26366 | 44.5559 | 1.95
0.49076 | 21.7389 | 4.74
0.14434 | 32.7352 | 1.26
0.35893 | 18.2892 | 3.54
0.32429 | 34.1145 | 2.79
0.26559 | 42.3575 | 2.04
0.48306 | 22.1194 | 4.65
0.25693 | 45 | 1.89
0.4898 | 21.4253 | 4.74
0.25885 | 43.6468 | 1.95
0.46574 | 22.5926 | 4.47
0.31563 | 34.5625 | 2.7
0.27617 | 42.0318 | 2.13
0.46189 | 23.1986 | 4.41
0.25693 | 45 | 1.89
0.47248 | 22.6468 | 4.53
0.28483 | 40.4752 | 2.25
0.39935 | 27.1213 | 3.69
0.24249 | 21.6746 | 2.34
0.17513 | 36.3045 | 1.47
0.48499 | 21.6746 | 4.68
0.26174 | 43.2101 | 1.98
0.48499 | 21.6746 | 4.68
0.255 | 43.6252 | 1.92
0.40512 | 26.2001 | 3.78
0.32236 | 32.55 | 2.82
0.25693 | 43.1817 | 1.95
0.48884 | 21.1104 | 4.74
0.19246 | 35.8377 | 1.62
0.45612 | 9.1046 | 4.68
0.255 | 42.7094 | 1.95
0.38106 | 27.5361 | 3.51
0.34738 | 32.1063 | 3.06
0.25693 | 45 | 1.89
0.47152 | 22.3229 | 4.53
0.26366 | 44.5559 | 1.95
0.46671 | 22.9196 | 4.47
0.28291 | 39.2072 | 2.28
0.25308 | 45.924 | 1.83
0.47825 | 21.6087 | 4.62
0.25308 | 45.924 | 1.83
0.45997 | 23.6705 | 4.38
0.23768 | 49.9271 | 1.59
0.255 | 44.5416 | 1.89
0.45131 | 22.9581 | 4.32
0.25115 | 45.4658 | 1.83
0.43976 | 19.1481 | 4.32
0.1453 | 31.1593 | 1.29
0.31563 | 28.4429 | 2.88
0.42918 | 24.6674 | 4.05
0.26559 | 42.3575 | 2.04
0.48499 | 21.6746 | 4.68
0.25885 | 44.5489 | 1.92
0.48114 | 22.567 | 4.62
0.26559 | 43.2376 | 2.01
0.3445 | 31.293 | 3.06
0.38876 | 27.8973 | 3.57
0.27906 | 39.1226 | 2.25
0.46478 | 8.9356 | 4.77
0.1963 | 36.0274 | 1.65
0.47633 | 22.0592 | 4.59
0.26174 | 43.2101 | 1.98
0.30504 | 36.545 | 2.55
0.42725 | 25.1805 | 4.02
0.26366 | 43.6678 | 1.98
0.4898 | 21.4253 | 4.74
0.25115 | 41.7428 | 1.95
0.34738 | 11.4966 | 3.54
0.25982 | 25.71 | 2.43
0.2858 | 38.0272 | 2.34
0.49365 | 21.6148 | 4.77
0.255 | 43.6252 | 1.92
0.5485 | 18.7209 | 5.4
0.26366 | 42.7803 | 2.01
0.47921 | 21.9296 | 4.62
0.40512 | 26.2001 | 3.78
0.2858 | 21.9087 | 2.76
0.4542 | 9.8814 | 4.65
0.31659 | 33.8351 | 2.73
0.5639 | 18.8058 | 5.55
0.32717 | 33.1297 | 2.85
0.62356 | 16.6738 | 6.21
0.37144 | 29.3578 | 3.36
0.41282 | 25.6699 | 3.87
0.49557 | 21.1813 | 4.8
0.32236 | 33.6901 | 2.79
0.57256 | 10.7438 | 5.85
0.2348 | 18.6579 | 2.31
0.58122 | 18.5249 | 5.73
0.33487 | 32.3196 | 2.94
0.40801 | 26.0211 | 3.81
0.49365 | 21.6148 | 4.77
0.3291 | 33.5507 | 2.85
0.55042 | 19.29 | 5.4
0.31755 | 34.992 | 2.7
0.50905 | 20.5941 | 4.95
0.37336 | 28.1507 | 3.42
0.35701 | 30.0897 | 3.21
0.50038 | 12.9946 | 5.07
0.25693 | 17.0079 | 2.55
0.59276 | 17.2874 | 5.88
0.34353 | 31.9544 | 3.03
0.49269 | 21.3027 | 4.77
0.42148 | 25.1593 | 3.96
0.35027 | 30.1545 | 3.15
0.63029 | 17.6046 | 6.24
0.27232 | 25.7505 | 2.55
0.49846 | 8.3176 | 5.13
0.33776 | 30.2917 | 3.03
0.57544 | 18.4349 | 5.67
0.34257 | 32.6192 | 3
0.47729 | 23.1531 | 4.56
0.45035 | 23.4399 | 4.29
0.33487 | 32.3196 | 2.94
0.53406 | 11.8567 | 5.43
0.23383 | 17.9873 | 2.31
0.56871 | 17.4234 | 5.64
0.35412 | 32.0054 | 3.12
0.59276 | 17.2874 | 5.88
0.37625 | 28.9264 | 3.42
0.45035 | 23.4399 | 4.29
0.39165 | 13.627 | 3.96
0.25597 | 16.3895 | 2.55
0.58699 | 18.3458 | 5.79
0.3878 | 27.5199 | 3.57
0.5918 | 17.9044 | 5.85
0.33391 | 33.0031 | 2.91
0.58795 | 16.8339 | 5.85
0.21747 | 19.3978 | 2.13
0.46286 | 14.8163 | 4.65
0.41282 | 26.5651 | 3.84
0.37336 | 30.129 | 3.36
0.56486 | 19.0829 | 5.55
0.34642 | 32.7639 | 3.03
0.5918 | 17.9044 | 5.85
0.32236 | 36.2538 | 2.7
0.54754 | 15.2816 | 5.49
0.24057 | 18.2171 | 2.37
0.40319 | 21.4205 | 3.9
0.51289 | 20.7827 | 4.98
0.34642 | 32.7639 | 3.03
0.59661 | 18.6102 | 5.88
0.33776 | 33.147 | 2.94
0.63799 | 16.5504 | 6.36
0.31082 | 28.2288 | 2.85
0.39165 | 11.0612 | 3.99
0.40801 | 19.8446 | 3.99
0.38106 | 29.4759 | 3.45
0.54465 | 20.1648 | 5.31
0.34353 | 31.9544 | 3.03
0.58699 | 18.3458 | 5.79
0.29157 | 25.8045 | 2.73
0.51386 | 8.4034 | 5.28
0.32333 | 28.8557 | 2.94
0.54369 | 19.8791 | 5.31
0.3878 | 28.4742 | 3.54
0.44072 | 24.3818 | 4.17
0.47248 | 22.6468 | 4.53
0.28002 | 20.487 | 2.73
0.49365 | 8.7462 | 5.07
0.37914 | 29.6907 | 3.42
0.59469 | 17.8189 | 5.88
0.38491 | 27.7185 | 3.54
0.61586 | 16.9052 | 6.12
0.30504 | 27.0506 | 2.82
0.49557 | 8.3659 | 5.1
0.43399 | 23.4986 | 4.14
1.1576 | 21.9606 | 11.16
1.2356 | 21.2297 | 11.97
1.2077 | 22.6409 | 11.58
1.428 | 17.7756 | 14.13
3.6846 | 34.1756 | 31.68
5.6409 | 33.9422 | 48.63
6.0325 | 36.7712 | 50.22
4.7691 | 33.5939 | 41.28
5.2617 | 36.1406 | 44.16
5.407 | 34.9118 | 46.08
5.9315 | 37.2268 | 49.08
5.9748 | 34.6269 | 51.09
5.6592 | 37.4136 | 46.71
5.6765 | 35.1854 | 48.21
4.3947 | 35.9139 | 36.99
5.6149 | 35.774 | 47.34
4.8278 | 36.9795 | 40.08
5.3445 | 34.9692 | 45.51
4.5872 | 37.1223 | 38.01
4.514 | 34.4727 | 38.67
2.5982 | 36.2333 | 21.78
0.6149 | 17.7549 | 6.09
0.34931 | 32.5075 | 3.06
0.50135 | 21.2505 | 4.86
0.4311 | 25.3644 | 4.05
0.35604 | 30.7247 | 3.18
0.56101 | 18.9008 | 5.52
0.28387 | 27.867 | 2.61
0.49076 | 8.7974 | 5.04
0.33487 | 29.4385 | 3.03
0.60431 | 17.2234 | 6
0.34257 | 31.5442 | 3.03
0.51386 | 21.0838 | 4.98
0.42244 | 26.3898 | 3.93
0.37529 | 29.526 | 3.39
0.46574 | 9.9874 | 4.77
0.26463 | 21.8014 | 2.55
0.63607 | 16.6245 | 6.33
0.34834 | 31.4521 | 3.09
0.60335 | 17.8282 | 5.97
0.34353 | 31.9544 | 3.03
0.46671 | 22.9196 | 4.47
0.40416 | 24.004 | 3.84
0.27906 | 15.6194 | 2.79
0.51001 | 13.0919 | 5.16
0.35893 | 31.5169 | 3.18
0.71209 | 18.4349 | 7.02
0.73518 | 23.8483 | 6.99
1.8697 | 25.6155 | 17.52
2.4442 | 35.5298 | 20.67
2.7435 | 33.757 | 23.7
2.6318 | 37.3349 | 21.75
4.0666 | 34.0623 | 35.01
5.0751 | 39.3674 | 40.77
5.7592 | 38.1395 | 47.07
4.6363 | 36.7985 | 38.58
5.5639 | 39.0823 | 44.88
5.3811 | 39.7111 | 43.02
4.7902 | 37.1876 | 39.66
4.746 | 36.4656 | 39.66
4.695 | 39.4357 | 37.68
4.7921 | 35.7102 | 40.44
4.5439 | 37.4887 | 37.47
5.4263 | 38.6931 | 44.01
5.5706 | 41.239 | 43.53
4.9875 | 35.2447 | 42.33
5.5591 | 37.1496 | 46.05
5.3031 | 35.3165 | 44.97
3.3786 | 35.2247 | 28.68
0.3801 | 30.0686 | 3.42
0.40704 | 27.4744 | 3.75
0.24346 | 49.3251 | 1.65
0.50423 | 21.8624 | 4.86
0.21555 | 40.1009 | 1.71
0.41186 | 10.9159 | 4.2
0.25982 | 42.7454 | 1.98
0.50616 | 21.7408 | 4.89
0.26751 | 43.6881 | 2.01
0.39357 | 28.4429 | 3.6
0.36759 | 30.1916 | 3.3
0.29061 | 40.1696 | 2.31
0.50038 | 21.6786 | 4.83
0.26751 | 43.6881 | 2.01
0.43976 | 15.2221 | 4.41
0.16936 | 31.7989 | 1.5
0.51674 | 20.9685 | 5.01
0.28483 | 40.4752 | 2.25
0.47537 | 22.5127 | 4.56
0.32044 | 35.8377 | 2.7
0.36182 | 31.2777 | 3.21
0.41282 | 27.4602 | 3.81
0.27617 | 42.0318 | 2.13
0.50712 | 21.0141 | 4.92
0.153 | 29.4759 | 1.38
0.47537 | 16.2324 | 4.74
0.27136 | 42.847 | 2.07
0.50905 | 21.6205 | 4.92
0.26366 | 44.5559 | 1.95
0.47248 | 22.6468 | 4.53
0.29831 | 38.3131 | 2.43
0.34642 | 32.7639 | 3.03
0.45035 | 23.4399 | 4.29
0.26751 | 42.8142 | 2.04
0.41089 | 10.5208 | 4.2
0.20978 | 38.2902 | 1.71
0.54465 | 19.4905 | 5.34
0.27329 | 43.2902 | 2.07
0.46478 | 23.0583 | 4.44
0.29734 | 39.0939 | 2.4
0.31948 | 34.6952 | 2.73
0.41955 | 25.6836 | 3.93
0.26559 | 43.2376 | 2.01
0.49172 | 20.9892 | 4.77
0.15685 | 29.876 | 1.41
0.45227 | 16.6992 | 4.5
0.27425 | 42.4362 | 2.1
0.48114 | 22.567 | 4.62
0.28965 | 38.9275 | 2.34
0.37144 | 29.3578 | 3.36
0.3878 | 28.4742 | 3.54
0.28868 | 41.3478 | 2.25
0.44938 | 16.805 | 4.47
0.18187 | 25.3462 | 1.71
0.50712 | 19.9831 | 4.95
0.31563 | 36.4509 | 2.64
0.50905 | 21.6205 | 4.92
0.28195 | 43.3397 | 2.13
0.50712 | 21.0141 | 4.92
0.16647 | 27.8973 | 1.53
0.37048 | 18.1527 | 3.66
0.34931 | 32.5075 | 3.06
0.35604 | 31.7595 | 3.15
0.42629 | 26.5651 | 3.96
0.28195 | 42.5104 | 2.16
0.47248 | 16.3302 | 4.71
0.16359 | 28.369 | 1.5
0.50231 | 19.4766 | 4.92
0.27329 | 43.2902 | 2.07
0.50905 | 21.6205 | 4.92
0.2781 | 42.4739 | 2.13
0.50423 | 21.1317 | 4.89
0.23576 | 36.0274 | 1.98
0.40512 | 10.6698 | 4.14
0.31948 | 29.8091 | 2.88
0.35508 | 31.3633 | 3.15
0.42052 | 26.0378 | 3.93
0.26944 | 42.3974 | 2.07
0.51097 | 21.2002 | 4.95
0.2704 | 41.5318 | 2.1
0.44072 | 12.8541 | 4.47
0.17417 | 32.1063 | 1.53
0.52444 | 20.6299 | 5.1
0.27136 | 42.847 | 2.07
0.37625 | 28.9264 | 3.42
0.38106 | 28.5065 | 3.48
0.27617 | 42.0318 | 2.13
0.49557 | 21.1813 | 4.8
0.28002 | 42.075 | 2.16
0.51001 | 20.8978 | 4.95
0.20881 | 27.9795 | 1.92
0.38395 | 15.7086 | 3.84
0.3445 | 31.293 | 3.06
0.28291 | 39.2072 | 2.28
0.47729 | 22.3801 | 4.59
0.26366 | 43.6678 | 1.98
0.49365 | 21.6148 | 4.77
0.26366 | 43.6678 | 1.98
0.45612 | 23.4841 | 4.35
0.28772 | 38.4802 | 2.34
0.34931 | 32.5075 | 3.06
0.41955 | 26.5651 | 3.9
0.22132 | 40.7636 | 1.74
0.41474 | 10.8403 | 4.23
0.25115 | 41.7428 | 1.95
0.50905 | 21.6205 | 4.92
0.27617 | 42.8789 | 2.1
0.39357 | 28.4429 | 3.6
0.36567 | 29.8009 | 3.3
0.32236 | 33.6901 | 2.79
0.39165 | 11.0612 | 3.99
0.18957 | 36.3475 | 1.59
0.53888 | 20.3764 | 5.25
0.28387 | 42.117 | 2.19
0.50712 | 21.0141 | 4.92
0.26944 | 43.2643 | 2.04
0.38106 | 12.2463 | 3.87
0.21844 | 25.887 | 2.04
0.3878 | 28.4742 | 3.54
0.39165 | 28.6442 | 3.57
0.31659 | 35.72 | 2.67
0.41859 | 19.3087 | 4.11
0.15974 | 27.951 | 1.47
0.48499 | 16.6012 | 4.83
0.26751 | 42.8142 | 2.04
0.51674 | 20.9685 | 5.01
0.31467 | 35.2933 | 2.67
0.43495 | 11.0864 | 4.44
0.1838 | 33.4399 | 1.59
0.44457 | 24.5672 | 4.2
0.34065 | 32.8812 | 2.97
0.36278 | 30.6507 | 3.24
0.44746 | 24.4133 | 4.23
0.26944 | 43.2643 | 2.04
0.4898 | 18.5416 | 4.83
0.15396 | 30.4111 | 1.38
0.47729 | 18.3254 | 4.71
0.26751 | 43.6881 | 2.01
0.51482 | 21.3836 | 4.98
0.27136 | 43.7078 | 2.04
0.38972 | 28.272 | 3.57
0.37914 | 29.6907 | 3.42
0.29831 | 37.5348 | 2.46
0.51674 | 20.9685 | 5.01
0.21555 | 40.1009 | 1.71
0.41474 | 10.8403 | 4.23
0.26751 | 41.9413 | 2.07
0.50808 | 21.3179 | 4.92
0.27425 | 42.4362 | 2.1
0.51482 | 21.3836 | 4.98
0.28002 | 43.7455 | 2.1
0.42052 | 26.0378 | 3.93
0.37144 | 30.3526 | 3.33
0.26366 | 32.4712 | 2.31
0.36278 | 11.9356 | 3.69
0.26174 | 41.4237 | 2.04
0.52252 | 21.0375 | 5.07
0.26751 | 43.6881 | 2.01
0.49172 | 22.0511 | 4.74
0.26944 | 42.3974 | 2.07
0.48403 | 22.4359 | 4.65
0.26751 | 29.0546 | 2.43
0.23095 | 20.4723 | 2.25
0.43303 | 24.0013 | 4.11
0.26751 | 43.6881 | 2.01
0.51867 | 20.8545 | 5.04
0.26751 | 43.6881 | 2.01
0.50905 | 21.6205 | 4.92
0.25019 | 39.3824 | 2.01
0.34353 | 13.1028 | 3.48
0.58988 | 23.6776 | 5.61
2.7829 | 36.9888 | 23.1
6.301 | 36.5234 | 52.62
6.2019 | 38.5557 | 50.4
6.3058 | 37.8405 | 51.75
5.9786 | 38.4913 | 48.63
7.2181 | 36.1504 | 60.57
7.7627 | 39.6282 | 62.13
6.1076 | 36.5829 | 50.97
6.7119 | 38.0479 | 54.93
6.4463 | 35.8538 | 54.3
6.5185 | 37.2607 | 53.91
6.3154 | 36.2989 | 52.89
6.6311 | 37.3039 | 54.81
5.9459 | 37.187 | 49.23
5.3551 | 36.1409 | 44.94
7.6915 | 39.1199 | 62.01
6.0855 | 37.4244 | 50.22
5.9979 | 36.7431 | 49.95
5.741 | 36.9678 | 47.67
5.5514 | 35.5827 | 46.92
3.5989 | 34.047 | 30.99
0.75058 | 18.8532 | 7.38
0.63895 | 25.9863 | 5.97
0.91128 | 19.2386 | 8.94
0.56774 | 31.2637 | 5.04
0.86894 | 19.3978 | 8.52
0.62163 | 28.5892 | 5.67
0.8112 | 16.1134 | 8.1
0.52925 | 23.4861 | 5.04
0.73999 | 21.7599 | 7.14
0.53695 | 19.7989 | 5.25
0.45901 | 23.3405 | 4.38
0.6861 | 15.3821 | 6.87
0.7679 | 21.8414 | 7.41
1.4242 | 15.2755 | 14.28
1.3943 | 25.5041 | 13.08
1.9246 | 23.334 | 18.36
1.6686 | 27.1859 | 15.42
1.8158 | 24.6098 | 17.16
1.7061 | 24.1791 | 16.17
1.5175 | 25.5899 | 14.22
1.6859 | 25.9947 | 15.75
1.4723 | 30.1351 | 13.23
1.7937 | 27.3075 | 16.56
1.5368 | 32.108 | 13.53
7.7964 | 14.2987 | 78.51
9.7258 | 14.4034 | 97.89
14.1763 | 13.3033 | 143.37
20.434 | 14.849 | 205.26
16.9178 | 18.3298 | 166.89
18.572 | 17.5506 | 184.02
21.173 | 17.3405 | 210.03
20.8218 | 16.0403 | 207.96
7.7819 | 32.5168 | 68.19
6.0046 | 35.9828 | 50.49
5.9334 | 36.7918 | 49.38
7.0246 | 35.5842 | 59.37
6.6705 | 39.0277 | 53.85
7.6925 | 38.0956 | 62.91
6.1672 | 38.0608 | 50.46
6.8505 | 36.4836 | 57.24
6.1085 | 38.1481 | 49.92
5.3387 | 34.7814 | 45.57
6.0556 | 37.4653 | 49.95
6.4665 | 38.1285 | 52.86
5.9238 | 36.8978 | 49.23
5.3551 | 36.2522 | 44.88
5.663 | 34.8485 | 48.3
3.2352 | 37.4221 | 26.7
0.66878 | 17.3393 | 6.63
0.51001 | 26.5651 | 4.74
0.67456 | 19.7528 | 6.6
0.46767 | 28.7798 | 4.26
0.56293 | 19.4563 | 5.52
0.38587 | 11.2258 | 3.93
0.48018 | 32.7352 | 4.2
0.98056 | 29.0546 | 8.91
0.80062 | 36.4981 | 6.69
1.0662 | 26.357 | 9.93
0.66686 | 34.2403 | 5.73
1.0835 | 22.0564 | 10.44
0.89396 | 32.2015 | 7.86
0.86509 | 33.1601 | 7.53
0.84873 | 32.5011 | 7.44
0.61393 | 36.0076 | 5.16
1.0017 | 23.6105 | 9.54
0.79099 | 35.1975 | 6.72
1.0431 | 25.9269 | 9.75
0.71594 | 30.8053 | 6.39
0.97286 | 22.1488 | 9.36
0.81216 | 34.4246 | 6.96
0.91128 | 29.4072 | 8.25
0.83526 | 26.4765 | 7.77
0.69958 | 29.4222 | 6.33
1.0383 | 26.0662 | 9.69
1.5271 | 31.0752 | 13.59
6.1528 | 33.4589 | 53.34
5.6611 | 34.0872 | 48.72
6.4001 | 34.3208 | 54.93
7.2642 | 38.2864 | 59.25
6.8524 | 35.8464 | 57.72
7.7136 | 39.2894 | 62.04
7.3566 | 38.5474 | 59.79
6.5589 | 37.3087 | 54.21
7.6366 | 37.3811 | 63.06
7.3662 | 37.9163 | 60.39
7.5654 | 37.5739 | 62.31
7.3104 | 38.3135 | 59.61
6.1634 | 35.3723 | 52.23
6.4059 | 36.276 | 53.67
5.4205 | 34.3671 | 46.5
7.0564 | 39.7215 | 56.4
7.9369 | 39.5841 | 63.57
5.9315 | 36.6301 | 49.47
5.5754 | 35.2618 | 47.31
4.6959 | 37.5815 | 38.67
2.5914 | 32.0257 | 22.83
0.57544 | 32.0967 | 5.07
0.77271 | 17.6223 | 7.65
0.48884 | 22.9321 | 4.68
0.6505 | 27.4744 | 6
0.72652 | 23.4078 | 6.93
0.60335 | 29.507 | 5.46
0.80158 | 15.237 | 8.04
0.53791 | 24.0875 | 5.1
0.81794 | 18.9465 | 8.04
0.42629 | 25.697 | 3.99
0.53695 | 15.9031 | 5.37
0.29734 | 14.0362 | 3
0.39935 | 24.3411 | 3.78
0.52444 | 20.6299 | 5.1
0.53022 | 34.1228 | 4.56
1.0383 | 20.5001 | 10.11
0.84488 | 29.0166 | 7.68
1.1547 | 23.7442 | 10.98
0.90454 | 31.5596 | 8.01
0.98537 | 20.7723 | 9.57
0.73999 | 31.2706 | 6.57
0.90166 | 30.5864 | 8.07
0.79292 | 34.616 | 6.78
0.76694 | 26.8544 | 7.11
0.78811 | 27.9737 | 7.23
0.72267 | 39.1605 | 5.82
1.912 | 28.6933 | 17.43
5.7669 | 35.4643 | 48.81
6.7744 | 36.9627 | 56.25
5.9709 | 40.5292 | 47.16
7.3961 | 36.6686 | 61.65
5.6967 | 37.0499 | 47.25
7.6241 | 35.6159 | 64.41
7.0083 | 39.4007 | 56.28
6.7552 | 38.0403 | 55.29
6.965 | 40.4107 | 55.11
6.9505 | 37.2697 | 57.48
7.244 | 39.7939 | 57.84
5.6592 | 35.4493 | 47.91
6.404 | 35.6818 | 54.06
6.5637 | 35.9273 | 55.23
6.1749 | 37.7646 | 50.73
5.969 | 34.8967 | 50.88
6.965 | 36.6752 | 58.05
6.8158 | 35.8846 | 57.39
7.0006 | 37.3755 | 57.81
7.3268 | 35.1992 | 62.22
3.4228 | 34.1725 | 29.43
0.93052 | 21.8675 | 8.97
0.42244 | 34.1249 | 3.63
0.71016 | 15.5615 | 7.11
0.28965 | 20.4223 | 2.82
0.57737 | 11.5346 | 5.88
0.37336 | 30.129 | 3.36
0.47152 | 23.4287 | 4.5
0.47921 | 18.9806 | 4.71
0.25982 | 16.8214 | 2.58
0.59469 | 16.06 | 5.94
0.39742 | 27.6811 | 3.66
0.61682 | 17.418 | 6.12
0.28002 | 16.1892 | 2.79
0.56582 | 12.9727 | 5.73
0.5764 | 31.7014 | 5.1
0.98826 | 28.4368 | 9.03
0.84873 | 29.0924 | 7.71
0.67456 | 33.4862 | 5.85
0.96132 | 29.1047 | 8.73
0.74288 | 37.5822 | 6.12
0.96324 | 27.4866 | 8.88
0.61875 | 34.3571 | 5.31
0.87567 | 28.7612 | 7.98
0.74962 | 37.1786 | 6.21
0.84103 | 33.0898 | 7.32
0.92571 | 29.1241 | 8.4
1.6272 | 30.615 | 14.55
6.2587 | 34.7603 | 53.43
6.0797 | 36.4455 | 50.82
7.2171 | 37.5896 | 59.43
7.0631 | 39.3108 | 56.79
7.1199 | 37.985 | 58.32
7.1747 | 37.7921 | 58.92
7.0477 | 36.9919 | 58.5
7.5231 | 39.5973 | 60.24
7.5269 | 40.5512 | 59.43
7.8118 | 38.187 | 63.81
7.1565 | 38.0534 | 58.56
7.9936 | 38.0038 | 65.46
7.346 | 37.8651 | 60.27
6.965 | 38.1666 | 56.91
5.2839 | 36.0435 | 44.4
5.9373 | 38.8425 | 48.06
5.2589 | 35.1209 | 44.7
2.8301 | 33.5604 | 24.51
2.7463 | 30.096 | 24.69
2.5231 | 32.1444 | 22.2
1.9804 | 27.424 | 18.27
0.37721 | 29.31 | 3.42
0.53503 | 19.2171 | 5.25
0.30312 | 34.9025 | 2.58
0.40319 | 26.3814 | 3.75
0.37048 | 14.9027 | 3.72
0.30697 | 21.5014 | 2.97
0.67552 | 15.8781 | 6.75
0.39165 | 27.6995 | 3.6
0.64858 | 16.0154 | 6.48
0.39261 | 27.1305 | 3.63
0.54465 | 7.6147 | 5.61
0.45035 | 19.4808 | 4.41
0.37144 | 29.3578 | 3.36
0.57063 | 17.9766 | 5.64
0.60239 | 29.8811 | 5.43
1.0643 | 21.1379 | 10.32
0.80831 | 29.7703 | 7.29
1.0826 | 25.2662 | 10.17
0.76597 | 37.6476 | 6.3
0.96132 | 28.7203 | 8.76
0.7246 | 32.8038 | 6.33
0.90358 | 23.9439 | 8.58
0.79099 | 35.1975 | 6.72
0.80735 | 33.9174 | 6.96
0.90454 | 30.0852 | 8.13
0.71978 | 33.0528 | 6.27
1.5762 | 22.854 | 15.09
1.5906 | 23.8675 | 15.12
1.6965 | 18.2499 | 16.74
1.3433 | 19.7201 | 13.14
1.5781 | 16.5788 | 15.72
1.6676 | 19.0935 | 16.38
1.6109 | 18.5973 | 15.87
1.7946 | 15.1985 | 18
1.5618 | 17.5309 | 15.48
2.6674 | 24.9008 | 25.14
2.7117 | 33.098 | 23.61
2.5289 | 28.2033 | 23.16
1.5339 | 25.1667 | 14.43
0.36085 | 17.7097 | 3.57
0.4542 | 24.7751 | 4.29
0.28002 | 43.7455 | 2.1
0.51386 | 22.1001 | 4.95
0.35316 | 32.6508 | 3.09
0.3955 | 16.9797 | 3.93
0.32525 | 22.4632 | 3.12
0.26366 | 46.3322 | 1.89
0.56774 | 19.9085 | 5.55
0.2781 | 42.4739 | 2.13
0.52637 | 21.218 | 5.1
0.34546 | 29.5666 | 3.12
0.23383 | 20.2249 | 2.28
0.56293 | 18.5278 | 5.55
0.35508 | 34.0772 | 3.06
0.55042 | 20.2397 | 5.37
0.35604 | 33.4326 | 3.09
0.39838 | 12.1237 | 4.05
0.35797 | 25.3242 | 3.36
0.35797 | 32.1523 | 3.15
0.58699 | 19.2369 | 5.76
0.41955 | 22.6806 | 4.02
0.50808 | 8.8204 | 5.22
0.36374 | 30.0271 | 3.27
0.5918 | 18.7886 | 5.82
0.34353 | 33.6901 | 2.97
0.39453 | 16.5788 | 3.93
0.47537 | 15.1331 | 4.77
0.34738 | 33.8221 | 3
0.56774 | 19.9085 | 5.55
0.29638 | 35.0835 | 2.52
0.53214 | 9.0534 | 5.46
0.30889 | 31.6075 | 2.73
0.54946 | 19.9574 | 5.37
0.51193 | 21.5014 | 4.95
0.45323 | 22.4794 | 4.35
0.43784 | 10.6429 | 4.47
0.38587 | 26.1818 | 3.6
0.71594 | 15.4375 | 7.17
0.34642 | 31.7014 | 3.06
0.54657 | 20.0606 | 5.34
0.23768 | 27.4991 | 2.19
0.39165 | 18.0343 | 3.87
0.5254 | 20.9245 | 5.1
0.36855 | 30.5792 | 3.3
0.66686 | 16.8656 | 6.63
0.36952 | 28.9677 | 3.36
0.55139 | 11.7805 | 5.61
0.28002 | 20.487 | 2.73
0.4898 | 21.4253 | 4.74
0.34161 | 32.2109 | 3
0.33872 | 32.4712 | 2.97
0.5562 | 19.0935 | 5.46
0.40319 | 23.6294 | 3.84
0.43303 | 9.5878 | 4.44
0.25115 | 43.6028 | 1.89
0.4898 | 21.4253 | 4.74
0.35316 | 30.9638 | 3.15
0.55812 | 18.7163 | 5.49
0.30023 | 30.0184 | 2.7
0.47055 | 8.8264 | 4.83
0.54176 | 19.3045 | 5.31
0.46863 | 22.4569 | 4.5
0.67937 | 15.2765 | 6.81
0.4234 | 25.8664 | 3.96
0.6351 | 10.7477 | 6.48
0.30023 | 19.6538 | 2.94
0.6582 | 16.049 | 6.57
0.41089 | 25.8444 | 3.84
0.59758 | 16.8584 | 5.94
0.42244 | 25.5139 | 3.96
0.5485 | 8.4711 | 5.64
0.44361 | 18.1992 | 4.38
0.59469 | 17.8189 | 5.88
0.46189 | 23.1986 | 4.41
0.44169 | 23.8865 | 4.2
0.54561 | 11.9043 | 5.55
0.36952 | 16.3139 | 3.69
0.6861 | 15.3821 | 6.87
0.42629 | 25.697 | 3.99
0.62741 | 16.8508 | 6.24
0.38972 | 27.3239 | 3.6
0.5485 | 10.008 | 5.61
0.80062 | 22.6834 | 7.68
3.1919 | 32.5547 | 27.96
5.2435 | 34.775 | 44.76
6.1749 | 38.07 | 50.52
6.4809 | 36.3952 | 54.21
5.6043 | 37.0647 | 46.47
6.9582 | 35.1011 | 59.16
6.5945 | 36.8498 | 54.84
6.1807 | 34.8035 | 52.74
5.4311 | 36.6141 | 45.3
5.6428 | 34.9584 | 48.06
5.5995 | 35.7059 | 47.25
9.5487 | 24.411 | 90.36
15.9488 | 17.1492 | 158.37
20.8074 | 15.8701 | 207.99
20.4513 | 15.431 | 204.87
12.9811 | 19.1764 | 127.41
5.4349 | 33.8251 | 46.92
5.2146 | 35.3091 | 44.22
5.2502 | 34.8785 | 44.76
5.4311 | 34.3658 | 46.59
3.649 | 33.4135 | 31.65
0.53791 | 24.0875 | 5.1
0.32621 | 45 | 2.4
0.58122 | 24.0202 | 5.52
0.51386 | 35.3879 | 4.35
0.50423 | 29.5007 | 4.56
0.44169 | 25.56 | 4.14
0.55427 | 31.373 | 4.92
0.80158 | 21.7631 | 7.74
0.51289 | 34.6747 | 4.38
0.7958 | 21.2613 | 7.71
0.35316 | 30.9638 | 3.15
0.52059 | 30.6912 | 4.65
0.61682 | 27.8833 | 5.67
0.4898 | 37.3423 | 4.05
0.80831 | 21.1551 | 7.83
0.45612 | 27.5388 | 4.2
0.69477 | 18.6608 | 6.84
0.63607 | 26.6813 | 5.91
0.61393 | 28.3738 | 5.61
0.80446 | 21.0375 | 7.8
0.59469 | 29.0546 | 5.4
0.81505 | 19.0124 | 8.01
0.47729 | 22.3801 | 4.59
0.60046 | 27.797 | 5.52
0.76116 | 22.2856 | 7.32
0.62644 | 31.0543 | 5.58
2.0795 | 27.9883 | 19.08
6.1749 | 36.2913 | 51.72
6.3328 | 38.4477 | 51.54
6.4886 | 38.4966 | 52.77
5.4744 | 37.867 | 44.91
5.1472 | 35.6423 | 43.47
7.4249 | 39.2095 | 59.79
6.8485 | 36.7057 | 57.06
7.5462 | 37.7116 | 62.04
7.499 | 38.0742 | 61.35
8.0822 | 38.2411 | 65.97
6.3048 | 37.8773 | 51.72
6.4319 | 35.7589 | 54.24
6.812 | 37.0253 | 56.52
5.9652 | 35.5054 | 50.46
5.9219 | 36.4565 | 49.5
5.6669 | 37.1326 | 46.95
6.6619 | 36.5422 | 55.62
6.1923 | 39.1729 | 49.89
5.305 | 34.849 | 45.24
5.4763 | 35.4745 | 46.35
3.4748 | 31.1678 | 30.9
0.61008 | 34.5923 | 5.22
0.69861 | 28.8937 | 6.36
0.70054 | 24.3462 | 6.63
0.50231 | 24.0627 | 4.77
0.83045 | 20.7658 | 8.07
0.56582 | 32.0674 | 4.98
0.73999 | 23.4629 | 7.05
0.57352 | 26.9522 | 5.31
0.4744 | 24.0687 | 4.5
0.66493 | 22.4477 | 6.39
0.36855 | 29.5778 | 3.33
0.62067 | 17.5924 | 6.15
0.31467 | 22.0942 | 3.03
0.35989 | 18.7258 | 3.54
0.68803 | 26.1351 | 6.42
0.85547 | 33.5829 | 7.41
1.0903 | 25.4111 | 10.23
0.71497 | 31.1225 | 6.36
0.97768 | 25.7325 | 9.15
0.79388 | 35.0774 | 6.75
0.75828 | 36.1717 | 6.36
0.88818 | 27.481 | 8.19
0.65146 | 32.7047 | 5.7
1.0344 | 25.6352 | 9.69
0.76501 | 35.789 | 6.45
0.88048 | 30.7704 | 7.86
1.5801 | 32.0054 | 13.92
5.5418 | 39.6947 | 44.31
6.8764 | 38.934 | 55.59
6.8659 | 40.225 | 54.48
6.8918 | 37.8876 | 56.52
5.5321 | 37.3662 | 45.69
6.6272 | 37.8334 | 54.39
7.4605 | 37.2956 | 61.68
6.6753 | 37.6033 | 54.96
7.3595 | 36.8519 | 61.2
6.8697 | 39.3555 | 55.2
7.3489 | 38.2204 | 60
5.1463 | 35.732 | 43.41
6.6455 | 38.757 | 53.85
5.8093 | 36.0043 | 48.84
5.6486 | 37.0866 | 46.83
6.2279 | 34.5961 | 53.28
5.6832 | 35.4903 | 48.09
6.1288 | 35.2396 | 52.02
5.7804 | 36.6753 | 48.18
5.2521 | 34.5199 | 44.97
2.5991 | 32.5249 | 22.77
0.38972 | 28.272 | 3.57
0.67552 | 15.8781 | 6.75
0.35412 | 17.549 | 3.51
0.6149 | 14.6888 | 6.18
0.39165 | 28.6442 | 3.57
0.3878 | 28.4742 | 3.54
0.51963 | 8.3103 | 5.34
0.30408 | 30.2173 | 2.73
0.59276 | 18.1701 | 5.85
0.38876 | 26.9457 | 3.6
0.22998 | 19.7989 | 2.25
0.59565 | 16.3269 | 5.94
0.3137 | 36.0274 | 2.64
0.77367 | 21.2063 | 7.5
0.72941 | 33.3756 | 6.33
0.91994 | 36.5823 | 7.68
1.0855 | 31.0683 | 9.66
0.85354 | 37.994 | 6.99
1.0662 | 25.3167 | 10.02
0.96998 | 35.6764 | 8.19
1.1114 | 30.9638 | 9.9
0.95169 | 32.4845 | 8.34
0.8112 | 35.7274 | 6.84
1.122 | 28.94 | 10.2
0.87471 | 38.5713 | 7.11
1.1134 | 27.1632 | 10.29
1.7485 | 32.1157 | 15.39
5.6582 | 36.7237 | 47.13
5.612 | 37.2236 | 46.44
6.1605 | 37.1921 | 51
7.1901 | 36.4282 | 60.12
6.0287 | 38.6427 | 48.93
6.3568 | 37.5464 | 52.38
6.4136 | 36.8389 | 53.34
5.8381 | 36.1503 | 48.99
5.6351 | 33.804 | 48.66
5.7054 | 34.0278 | 49.14
5.944 | 32.6249 | 52.02
5.7968 | 34.0383 | 49.92
5.7804 | 34.1504 | 49.71
5.4398 | 33.7913 | 46.98
5.6005 | 33.1576 | 48.72
5.434 | 35.1591 | 46.17
6.6676 | 38.4429 | 54.27
5.5042 | 35.3071 | 46.68
5.6467 | 35.0712 | 48.03
5.8612 | 34.1597 | 50.4
2.2739 | 28.5176 | 20.76
0.54273 | 8.2594 | 5.58
0.30216 | 28.5231 | 2.76
0.62933 | 17.354 | 6.24
0.45708 | 25.4322 | 4.29
0.6149 | 17.4985 | 6.09
0.40416 | 27.6632 | 3.72
0.40801 | 26.9277 | 3.78
0.50327 | 21.5571 | 4.86
0.3137 | 36.0274 | 2.64
0.59661 | 18.6102 | 5.88
0.32814 | 34.249 | 2.82
0.5408 | 19.9831 | 5.28
0.31178 | 36.3394 | 2.61
0.3955 | 27.8755 | 3.63
0.69092 | 26.5651 | 6.42
0.84007 | 34.7823 | 7.17
1.0912 | 25.887 | 10.2
0.85547 | 33.5829 | 7.41
1.0441 | 26.4234 | 9.72
0.72556 | 34.9547 | 6.18
0.90839 | 22.4098 | 8.73
0.6505 | 32.4907 | 5.7
0.79773 | 30.1819 | 7.17
0.93918 | 28.8494 | 8.55
0.71594 | 39.5984 | 5.73
1.0701 | 27.1179 | 9.9
2.6607 | 37.7278 | 21.87
5.382 | 35.5913 | 45.48
6.9207 | 38.8875 | 55.98
7.5231 | 38.519 | 61.17
6.8726 | 40.6222 | 54.21
5.8189 | 33.7926 | 50.25
6.5666 | 38.1445 | 53.67
7.1863 | 37.1967 | 59.49
6.3607 | 36.9375 | 52.83
7.2854 | 37.3194 | 60.21
7.831 | 40.0652 | 62.28
6.9804 | 39.1927 | 56.22
6.4704 | 37.6777 | 53.22
6.7802 | 36.0453 | 56.97
6.8726 | 39.6145 | 55.02
5.4244 | 38.8646 | 43.89
6.3385 | 37.5797 | 52.2
4.3659 | 37.1805 | 36.15
3.623 | 34.6778 | 30.96
3.1688 | 36.8908 | 26.34
2.2825 | 27.2456 | 21.09
1.403 | 29.7303 | 12.66
0.33872 | 34.2319 | 2.91
0.46863 | 24.3564 | 4.44
0.37048 | 37.4054 | 3.06
0.56005 | 21.1435 | 5.43
0.28002 | 45.4182 | 2.04
0.41474 | 12.875 | 4.2
0.1607 | 30.2564 | 1.44
0.24442 | 27.4744 | 2.25
0.44072 | 26.061 | 4.11
0.26944 | 45 | 1.98
0.51771 | 22.2759 | 4.98
0.27521 | 44.5756 | 2.04
0.50808 | 22.0434 | 4.89
0.27329 | 44.1449 | 2.04
0.58795 | 32.3633 | 5.16
0.86124 | 33.7966 | 7.44
0.77463 | 38.1932 | 6.33
0.97286 | 29.3022 | 8.82
0.78714 | 36.9539 | 6.54
0.98441 | 28.369 | 9
0.66109 | 33.9675 | 5.7
0.89396 | 24.4133 | 8.46
0.66012 | 35.5668 | 5.58
0.9055 | 31.9666 | 7.98
0.84392 | 34.1249 | 7.26
0.79099 | 36.2426 | 6.63
2.3749 | 33.9991 | 20.46
2.9369 | 36.5657 | 24.51
3.5421 | 32.6539 | 30.99
3.5739 | 36.4255 | 29.88
4.2023 | 33.57 | 36.39
3.011 | 35.046 | 25.62
2.195 | 30.9508 | 19.56
2.6107 | 30.2792 | 23.43
1.3125 | 20.8657 | 12.75
1.4886 | 13.2278 | 15.06
1.2712 | 21.0282 | 12.33
1.5214 | 16.9908 | 15.12
1.0393 | 21.0032 | 10.08
0.43687 | 25.0398 | 4.11
0.38972 | 28.272 | 3.57
0.27329 | 44.1449 | 2.04
0.50038 | 21.6786 | 4.83
0.26751 | 45.4374 | 1.95
0.48884 | 21.8643 | 4.71
0.25885 | 44.5489 | 1.92
0.32333 | 34.8245 | 2.76
0.42244 | 25.5139 | 3.96
0.255 | 45.4584 | 1.86
0.50423 | 21.8624 | 4.86
0.25885 | 44.5489 | 1.92
0.42148 | 25.1593 | 3.96
0.31659 | 35.72 | 2.67
0.32525 | 35.242 | 2.76
0.46382 | 21.9339 | 4.47
0.15589 | 31.3287 | 1.38
0.42052 | 11.0786 | 4.29
0.17032 | 33.9591 | 1.47
0.50423 | 21.8624 | 4.86
0.28868 | 40.5392 | 2.28
0.37336 | 30.129 | 3.36
0.40416 | 27.6632 | 3.72
0.26751 | 44.5626 | 1.98
0.51193 | 21.5014 | 4.95
0.26559 | 44.1186 | 1.98
0.50231 | 20.5175 | 4.89
0.153 | 29.4759 | 1.38
0.33776 | 12.8477 | 3.42
0.24634 | 18.4349 | 2.43
0.28099 | 39.5794 | 2.25
0.49365 | 21.6148 | 4.77
0.25885 | 44.5489 | 1.92
0.5639 | 18.8058 | 5.55
0.26366 | 42.7803 | 2.01
0.49942 | 21.3706 | 4.83
0.28099 | 40.4095 | 2.22
0.28676 | 27.5973 | 2.64
0.33584 | 13.4382 | 3.39
0.17321 | 25.71 | 1.62
0.45227 | 14.0362 | 4.56
0.26944 | 43.2643 | 2.04
0.50423 | 21.1317 | 4.89
0.26944 | 43.2643 | 2.04
0.45901 | 24.1455 | 4.35
0.31082 | 37.8283 | 2.55
0.28676 | 40.1009 | 2.28
0.47729 | 23.1531 | 4.56
0.27136 | 42.847 | 2.07
0.49846 | 22.1094 | 4.8
0.30119 | 39.1737 | 2.43
0.43495 | 25.5451 | 4.08
0.32236 | 36.2538 | 2.7
0.26751 | 43.6881 | 2.01
0.48499 | 21.6746 | 4.68
0.15493 | 35.1664 | 1.32
0.40512 | 10.6698 | 4.14
0.18668 | 38.1076 | 1.53
0.44265 | 25.062 | 4.17
0.33872 | 32.4712 | 2.97
0.28868 | 39.7323 | 2.31
0.45901 | 23.3405 | 4.38
0.26174 | 45 | 1.92
0.50327 | 21.5571 | 4.86
0.26559 | 45 | 1.95
0.5841 | 23.905 | 5.55
0.49269 | 36.6686 | 4.11
0.54657 | 32.9351 | 4.77
0.56774 | 31.2637 | 5.04
0.44169 | 41.2916 | 3.45
0.67937 | 25.1493 | 6.39
0.64954 | 39.773 | 5.19
1.1624 | 29.6213 | 10.5
0.92186 | 38.7719 | 7.47
1.0383 | 33.2041 | 9.03
0.94496 | 34.4184 | 8.1
0.55716 | 38.4742 | 4.53
0.77367 | 25.8955 | 7.23
0.5841 | 38.1731 | 4.77
0.87856 | 30.1887 | 7.89
0.64088 | 43.9053 | 4.8
0.76694 | 34.886 | 6.54
0.81697 | 35.6553 | 6.9
1.352 | 33.4187 | 11.73
4.6161 | 34.1671 | 39.69
5.2704 | 38.6402 | 42.78
5.766 | 37.4322 | 47.58
5.6861 | 39.5411 | 45.57
5.4956 | 36.2619 | 46.05
6.3857 | 37.5433 | 52.62
4.9423 | 33.1796 | 42.99
4.7691 | 34.7675 | 40.71
4.9326 | 32.4995 | 43.23
4.668 | 35.4594 | 39.51
5.3503 | 33.1327 | 46.56
5.0318 | 35.7784 | 42.42
4.9009 | 33.5403 | 42.45
4.5958 | 35.6966 | 38.79
4.7229 | 34.5157 | 40.44
4.5891 | 34.8798 | 39.12
4.8749 | 35.3089 | 41.34
4.9557 | 35.755 | 41.79
5.1145 | 36.7858 | 42.57
4.7748 | 33.8822 | 41.19
2.9407 | 35.25 | 24.96
0.5331 | 21.2826 | 5.16
0.25789 | 47.7263 | 1.8
0.44072 | 25.2211 | 4.14
0.37529 | 32.0989 | 3.3
0.33199 | 34.3803 | 2.85
0.48018 | 23.0176 | 4.59
0.21651 | 43.9191 | 1.62
0.41474 | 10.8403 | 4.23
0.13761 | 33.0239 | 1.2
0.3878 | 24.6559 | 3.66
0.34931 | 32.5075 | 3.06
0.26751 | 44.5626 | 1.98
0.50423 | 21.8624 | 4.86
0.26944 | 45 | 1.98
0.49461 | 21.9256 | 4.77
0.26559 | 45.8814 | 1.92
0.39165 | 28.6442 | 3.57
0.37144 | 30.3526 | 3.33
0.28868 | 40.5392 | 2.28
0.51097 | 21.2002 | 4.95
0.26174 | 45 | 1.92
0.51386 | 21.0838 | 4.98
0.29927 | 39.5226 | 2.4
0.34931 | 32.5075 | 3.06
0.32525 | 16.5044 | 3.24
0.20978 | 31.5043 | 1.86
1.5291 | 24.7751 | 14.43
3.647 | 39.4107 | 29.28
4.108 | 34.8403 | 35.04
3.9136 | 37.5969 | 32.22
4.7123 | 34.2645 | 40.47
3.6018 | 35.8687 | 30.33
6.3202 | 35.7445 | 53.31
5.2021 | 36.1068 | 43.68
6.0806 | 36.8753 | 50.55
7.1805 | 38.9296 | 58.05
6.6917 | 37.3395 | 55.29
6.4453 | 38.4714 | 52.44
5.9729 | 36.5099 | 49.89
6.3385 | 35.3041 | 53.76
5.5023 | 37.3028 | 45.48
5.611 | 34.8592 | 47.85
5.586 | 37.2075 | 46.23
5.5013 | 32.9646 | 47.97
5.0808 | 34.0693 | 43.74
5.0895 | 34.4382 | 43.62
5.1453 | 35.1079 | 43.74
3.1159 | 36.3709 | 26.07
0.75058 | 23.8059 | 7.14
0.44361 | 42.625 | 3.39
0.72171 | 25.8476 | 6.75
0.5254 | 37.1847 | 4.35
0.59854 | 30.774 | 5.34
0.55523 | 33.1113 | 4.83
0.28772 | 45.4063 | 2.1
0.50808 | 22.0434 | 4.89
0.25885 | 44.5489 | 1.92
0.41186 | 11.3099 | 4.2
0.14819 | 33.0707 | 1.29
0.3137 | 25.622 | 2.94
0.39935 | 28.0481 | 3.66
0.28868 | 40.5392 | 2.28
0.71112 | 25.2135 | 6.69
0.73807 | 39.6047 | 5.91
0.97479 | 28.4616 | 8.91
0.74673 | 39.3518 | 6
0.85547 | 33.5829 | 7.41
0.87567 | 32.4857 | 7.68
0.65146 | 44.4612 | 4.83
0.88337 | 31.0922 | 7.86
0.66205 | 43.5856 | 4.98
0.7679 | 27.5279 | 7.08
0.53406 | 41.2734 | 4.17
0.74288 | 32.1469 | 6.54
1.506 | 34.2993 | 12.93
3.3304 | 38.4194 | 27.12
4.1224 | 35.6823 | 34.8
4.1907 | 37.4146 | 34.59
3.6817 | 32.9674 | 32.1
3.8789 | 34.234 | 33.33
5.765 | 33.9765 | 49.68
5.2531 | 34.3626 | 45.06
5.2666 | 34.0734 | 45.33
5.1472 | 33.1909 | 44.76
5.6669 | 35.2527 | 48.09
5.3724 | 32.6483 | 47.01
5.9988 | 34.8678 | 51.15
5.458 | 33.0849 | 47.52
4.77 | 34.1228 | 41.04
4.897 | 34.6268 | 41.88
5.6139 | 34.8424 | 47.88
4.9538 | 34.7458 | 42.3
4.8691 | 32.5311 | 42.66
4.1936 | 34.2261 | 36.03
4.3659 | 31.3146 | 38.76
2.4913 | 33.9478 | 21.48
0.37529 | 30.5102 | 3.36
0.42436 | 27.0875 | 3.93
0.31178 | 38.991 | 2.52
0.53888 | 21.3458 | 5.22
0.26559 | 45 | 1.95
0.46574 | 23.3852 | 4.44
0.21459 | 33.4763 | 1.86
0.19534 | 25.4269 | 1.83
0.44457 | 16.2007 | 4.44
0.44842 | 41.0818 | 3.51
0.67937 | 25.6937 | 6.36
0.44361 | 42.0981 | 3.42
0.60912 | 29.2393 | 5.52
0.51193 | 36.2886 | 4.29
0.68129 | 37.9389 | 5.58
1.0931 | 31.7166 | 9.66
0.82082 | 43.0054 | 6.24
1.0354 | 32.3609 | 9.09
0.84777 | 40.5801 | 6.69
0.96998 | 34.2101 | 8.34
0.89492 | 38.0534 | 7.32
0.78426 | 36.3218 | 6.57
1.0239 | 26.9986 | 9.48
0.75828 | 40.057 | 6.03
1.0373 | 31.9209 | 9.15
0.85835 | 42.0015 | 6.63
1.7783 | 32.6067 | 15.57
4.159 | 38.7157 | 33.72
4.8768 | 39.5233 | 39.09
5.3859 | 36.7409 | 44.85
4.9346 | 37.775 | 40.53
5.1395 | 33.5919 | 44.49
6.2231 | 36.5882 | 51.93
5.0106 | 34.2943 | 43.02
5.969 | 36.227 | 50.04
6.2182 | 35.247 | 52.77
6.0778 | 37.0658 | 50.4
7.8532 | 38.867 | 63.54
5.7063 | 37.4555 | 47.07
5.7727 | 35.7409 | 48.69
5.9931 | 37.8193 | 49.2
5.9671 | 37.1748 | 49.41
5.6669 | 35.7548 | 47.79
5.1261 | 36.2504 | 42.96
6.0566 | 36.4711 | 50.61
5.1318 | 37.6177 | 42.24
5.6755 | 36.1238 | 47.64
1.8543 | 36.3881 | 15.51
0.45612 | 24.2939 | 4.32
0.30889 | 37.4054 | 2.55
0.30697 | 37.733 | 2.52
0.58218 | 19.692 | 5.7
0.26944 | 44.1319 | 2.01
0.5052 | 21.4369 | 4.89
0.16166 | 34.8245 | 1.38
0.30408 | 14.3003 | 3.06
0.27425 | 22.249 | 2.64
0.26366 | 44.5559 | 1.95
0.52348 | 21.3323 | 5.07
0.26559 | 45 | 1.95
0.5052 | 21.4369 | 4.89
0.26366 | 44.5559 | 1.95
0.41186 | 27.1039 | 3.81
0.34642 | 32.7639 | 3.03
0.33487 | 34.1013 | 2.88
0.47152 | 23.4287 | 4.5
0.24731 | 43.5797 | 1.86
0.42244 | 10.2348 | 4.32
0.16166 | 28.8557 | 1.47
0.48499 | 12.7136 | 4.92
0.26944 | 44.1319 | 2.01
0.4234 | 25.8664 | 3.96
0.33968 | 33.5549 | 2.94
0.91128 | 27.1331 | 8.43
1.5887 | 21.7627 | 15.33
2.7935 | 34.6427 | 23.88
3.699 | 33.5412 | 32.04
4.2619 | 35.7677 | 35.94
5.6515 | 35.6874 | 47.7
5.5244 | 38.2951 | 45.06
7.8945 | 39.0786 | 63.69
5.9363 | 36.2179 | 49.77
5.6592 | 35.7416 | 47.73
5.842 | 35.2843 | 49.56
7.3316 | 37.4159 | 60.51
5.5062 | 36.4073 | 46.05
6.2846 | 38.6968 | 50.97
6.5714 | 39.045 | 53.04
7.3537 | 40.6062 | 58.02
6.0373 | 37.6371 | 49.68
5.8747 | 40.2562 | 46.59
0.52733 | 36.9953 | 4.38
0.69765 | 24.444 | 6.6
0.45035 | 40.3226 | 3.57
0.64184 | 27.0262 | 5.94
0.48788 | 37.5479 | 4.02
0.38972 | 39.5881 | 3.12
0.49365 | 23.4185 | 4.71
0.32621 | 36.3629 | 2.73
0.5331 | 20.5923 | 5.19
0.26751 | 44.5626 | 1.98
0.34065 | 16.7458 | 3.39
0.22998 | 19.7989 | 2.25
0.17706 | 37.0565 | 1.47
0.52059 | 21.4477 | 5.04
0.26751 | 44.5626 | 1.98
0.49557 | 22.235 | 4.77
0.27425 | 42.4362 | 2.1
0.30697 | 36.9776 | 2.55
0.45323 | 24.444 | 4.29
0.26559 | 45 | 1.95
0.50808 | 21.3179 | 4.92
0.26366 | 44.5559 | 1.95
0.40512 | 27.1124 | 3.75
0.34065 | 32.8812 | 2.97
0.27617 | 42.8789 | 2.1
0.48595 | 21.9911 | 4.68
0.29734 | 39.8768 | 2.37
0.46671 | 22.9196 | 4.47
0.28291 | 40.8554 | 2.22
0.22902 | 36.2926 | 1.92
0.64088 | 14.3493 | 6.45
2.5135 | 36.9225 | 20.88
5.5985 | 40.252 | 44.4
5.7275 | 38.7184 | 46.44
5.56 | 40.1141 | 44.19
5.7756 | 36.8928 | 48
4.795 | 38.7191 | 38.88
5.3378 | 38.2582 | 43.56
4.1647 | 37.14 | 34.5
6.1124 | 37.0918 | 50.67
5.8112 | 36.4543 | 48.57
5.7256 | 37.7077 | 47.07
4.54 | 35.1353 | 38.58
3.3468 | 35.733 | 28.23
0.93437 | 30.4476 | 8.37
0.90454 | 31.5596 | 8.01
0.79292 | 36.1193 | 6.66
0.99981 | 27.8973 | 9.18
0.72075 | 38.9825 | 5.82
0.87471 | 31.6447 | 7.74
0.82756 | 33.4682 | 7.17
0.71497 | 40.2499 | 5.67
0.94977 | 28.9024 | 8.64
0.6938 | 41.1186 | 5.43
0.80254 | 34.8907 | 6.84
0.61971 | 27.7585 | 5.7
0.33102 | 33.9675 | 2.85
0.5841 | 18.4349 | 5.76
0.34546 | 33.4248 | 3
0.39646 | 28.2443 | 3.63
0.48306 | 17.0272 | 4.8
0.24057 | 18.869 | 2.37
0.47633 | 9.0629 | 4.89
0.33776 | 33.147 | 2.94
0.46767 | 23.245 | 4.47
0.46286 | 24.3256 | 4.38
0.37721 | 29.31 | 3.42
0.60431 | 18.0888 | 5.97
0.34257 | 32.6192 | 3
0.54369 | 19.204 | 5.34
0.35027 | 31.8551 | 3.09
0.40127 | 27.8544 | 3.69
0.54561 | 19.7761 | 5.34
0.32814 | 34.249 | 2.82
0.60912 | 17.6619 | 6.03
0.36278 | 30.6507 | 3.24
0.53406 | 19.9037 | 5.22
0.39935 | 27.1213 | 3.69
0.36278 | 30.6507 | 3.24
0.6072 | 17.1428 | 6.03
0.39261 | 27.1305 | 3.63
0.62356 | 14.4869 | 6.27
0.23768 | 18.4349 | 2.34
0.34065 | 12.7396 | 3.45
0.53599 | 17.5565 | 5.31
0.35604 | 31.7595 | 3.15
0.56005 | 18.6216 | 5.52
0.30119 | 36.4309 | 2.52
0.40512 | 27.1124 | 3.75
0.49461 | 21.9256 | 4.77
0.36182 | 31.2777 | 3.21
0.59565 | 18.3472 | 5.88
0.37529 | 29.526 | 3.39
0.50327 | 21.5571 | 4.86
0.48114 | 23.334 | 4.59
0.3647 | 30.4196 | 3.27
0.61201 | 17.5799 | 6.06
0.3724 | 29.7449 | 3.36
0.57159 | 19.1671 | 5.61
0.41089 | 26.7452 | 3.81
0.35027 | 31.8551 | 3.09
0.65627 | 16.3611 | 6.54
0.35508 | 31.3633 | 3.15
0.58603 | 18.078 | 5.79
0.41474 | 26.922 | 3.84
0.40801 | 27.8341 | 3.75
0.5764 | 18.7074 | 5.67
0.34546 | 32.3609 | 3.03
0.59276 | 18.1701 | 5.85
0.34546 | 32.3609 | 3.03
0.49365 | 21.6148 | 4.77
0.47152 | 23.4287 | 4.5
0.37144 | 30.3526 | 3.33
0.57352 | 14.8757 | 5.76
0.27329 | 15.9454 | 2.73
0.51963 | 8.3103 | 5.34
0.36182 | 26.5651 | 3.36
0.47633 | 22.8337 | 4.56
0.52444 | 20.6299 | 5.1
0.35219 | 31.6075 | 3.12
0.63607 | 16.8735 | 6.33
0.35604 | 31.7595 | 3.15
0.62837 | 17.1027 | 6.24
0.34546 | 32.3609 | 3.03
0.4975 | 21.8014 | 4.8
0.37914 | 19.1252 | 3.72
0.30793 | 20.3045 | 3
1.0094 | 13.5595 | 10.2
5.3464 | 36.1274 | 44.88
6.5772 | 34.6109 | 56.25
5.8227 | 35.5971 | 49.2
6.3578 | 34.5487 | 54.42
4.9018 | 34.3452 | 42.06
5.8882 | 35.5213 | 49.8
6.8476 | 37.2564 | 56.64
5.9844 | 35.1007 | 50.88
6.2895 | 38.627 | 51.06
6.174 | 36.2322 | 51.75
6.991 | 37.1633 | 57.9
5.6495 | 38.1934 | 46.14
6.6513 | 37.044 | 55.17
5.5312 | 37.4082 | 45.66
5.407 | 34.581 | 46.26
6.0614 | 37.8032 | 49.77
6.4521 | 35.2188 | 54.78
6.3645 | 36.0694 | 53.46
5.638 | 35.7491 | 47.55
5.994 | 33.8661 | 51.72
2.0766 | 32.74 | 18.15
0.47344 | 18.1038 | 4.68
0.26944 | 45.8681 | 1.95
0.6351 | 22.72 | 6.09
0.50327 | 38.7111 | 4.08
0.57063 | 30.7153 | 5.1
0.5841 | 30.6236 | 5.22
0.45227 | 41.1171 | 3.54
0.68129 | 25.5885 | 6.39
0.43687 | 42.3246 | 3.36
0.66975 | 25.7923 | 6.27
0.4311 | 42.5576 | 3.3
0.5052 | 35.2333 | 4.29
0.59373 | 30.0559 | 5.34
0.4388 | 42.603 | 3.36
0.67552 | 26.6746 | 6.27
0.43495 | 43.1177 | 3.3
0.55331 | 31.7837 | 4.89
0.53406 | 33.0888 | 4.65
0.43976 | 41.5398 | 3.42
0.6938 | 24.8584 | 6.54
0.4388 | 42.603 | 3.36
0.64954 | 27.2485 | 6
0.46093 | 40.1731 | 3.66
0.49269 | 37.1386 | 4.08
0.65435 | 27.0171 | 6.06
0.63703 | 38.376 | 5.19
2.1314 | 29.4465 | 19.29
2.9792 | 34.7373 | 25.44
4.184 | 35.5653 | 35.37
3.8982 | 35.0789 | 33.15
3.4748 | 34.3369 | 29.82
5.9373 | 33.7596 | 51.3
6.6253 | 36.9947 | 54.99
5.4128 | 36.4115 | 45.27
5.6187 | 34.2371 | 48.27
5.3974 | 35.0247 | 45.93
5.5726 | 32.9903 | 48.57
5.2694 | 34.578 | 45.09
5.2002 | 32.9225 | 45.36
4.7517 | 34.1052 | 40.89
4.7075 | 34.304 | 40.41
4.9913 | 32.8169 | 43.59
4.7132 | 34.8971 | 40.17
5.9661 | 34.5128 | 51.09
6.2375 | 36.7585 | 51.93
4.9711 | 35.7852 | 41.91
4.6189 | 35.3587 | 39.15
1.9226 | 34.4775 | 16.47
0.50038 | 21.6786 | 4.83
0.25885 | 46.3532 | 1.86
0.43591 | 28.9439 | 3.96
0.46863 | 26.7229 | 4.35
0.28002 | 43.7455 | 2.1
0.53984 | 20.6636 | 5.25
0.30119 | 39.1737 | 2.43
0.45323 | 24.444 | 4.29
0.35604 | 33.4326 | 3.09
0.30793 | 38.1572 | 2.52
0.54657 | 20.0606 | 5.34
0.26559 | 44.1186 | 1.98
0.54657 | 20.0606 | 5.34
0.29734 | 39.0939 | 2.4
0.56005 | 33.854 | 4.83
0.89877 | 32.0054 | 7.92
0.76982 | 37.6865 | 6.33
1.0056 | 27.8887 | 9.24
0.72941 | 40.1831 | 5.79
0.90935 | 30.3088 | 8.16
0.71786 | 39.1274 | 5.79
0.71882 | 39.9528 | 5.73
0.84873 | 32.5011 | 7.44
0.69092 | 41.9516 | 5.34
0.89781 | 30.5216 | 8.04
0.83911 | 38.0133 | 6.87
2.016 | 32.4838 | 17.67
5.3984 | 37.2192 | 44.67
6.302 | 39.5166 | 50.52
6.428 | 37.647 | 52.89
5.7246 | 36.5521 | 47.79
5.0067 | 33.3327 | 43.47
6.9679 | 37.8479 | 57.18
6.1567 | 34.7631 | 52.56
6.7379 | 36.919 | 55.98
7.2565 | 34.5625 | 62.1
6.5608 | 36.88 | 54.54
6.8678 | 35.2465 | 58.29
6.275 | 37.26 | 51.9
7.2219 | 36.6134 | 60.24
5.867 | 38.0654 | 48
5.4648 | 37.445 | 45.09
6.4482 | 37.9627 | 52.83
6.1162 | 40.0029 | 48.69
5.4388 | 36.365 | 45.51
5.8016 | 38.3926 | 47.25
5.713 | 34.9991 | 48.63
2.9484 | 36.3986 | 24.66
0.77175 | 26.6609 | 7.17
0.50616 | 38.047 | 4.14
0.57833 | 30.9147 | 5.16
0.60239 | 28.6543 | 5.49
0.38202 | 30.4436 | 3.42
0.60142 | 19.0435 | 5.91
0.42244 | 40.0063 | 3.36
0.70343 | 24.9885 | 6.63
0.40897 | 42.1376 | 3.15
0.53214 | 20.9929 | 5.16
0.28002 | 42.075 | 2.16
0.44842 | 24.7494 | 4.23
0.33006 | 34.6634 | 2.82
0.33391 | 34.7891 | 2.85
0.66397 | 28.0139 | 6.09
0.74192 | 39.6344 | 5.94
0.98826 | 28.4368 | 9.03
0.63125 | 35.5072 | 5.34
0.87952 | 25.051 | 8.28
0.64761 | 39.9364 | 5.16
0.87567 | 31.3848 | 7.77
0.70824 | 40.3734 | 5.61
0.77848 | 36.1054 | 6.54
0.76309 | 37 | 6.33
0.68514 | 42.0949 | 5.28
1.097 | 29.1278 | 9.96
1.8832 | 36.3955 | 15.75
5.5812 | 37.2018 | 46.2
5.7198 | 39.0392 | 46.17
7.1882 | 39.4756 | 57.66
6.6561 | 40.7792 | 52.38
5.1886 | 35.2375 | 44.04
4.8306 | 33.2722 | 41.97
4.8739 | 32.8147 | 42.57
4.7787 | 33.0181 | 41.64
6.99 | 35.7908 | 58.92
6.785 | 37.6013 | 55.86
7.4962 | 38.5426 | 60.93
6.2298 | 38.9625 | 50.34
7.3095 | 38.9567 | 59.07
7.3884 | 39.4989 | 59.25
5.3705 | 36.9808 | 44.58
6.5531 | 39.3693 | 52.65
5.4273 | 37.1747 | 44.94
5.4051 | 33.6307 | 46.77
5.1944 | 35.3859 | 44.01
5.4369 | 33.9601 | 46.86
2.0689 | 35.2867 | 17.55
0.67071 | 29.6532 | 6.06
0.54561 | 33.354 | 4.74
0.47152 | 40.0303 | 3.75
0.73518 | 24.8537 | 6.93
0.46767 | 39.4885 | 3.75
0.6351 | 28.195 | 5.82
0.46767 | 39.9869 | 3.72
0.45804 | 40.9144 | 3.6
0.57063 | 26.4354 | 5.31
0.30312 | 41.1345 | 2.37
0.49846 | 22.8498 | 4.77
0.26174 | 45.8952 | 1.89
0.37818 | 30.288 | 3.39
0.36663 | 30.8089 | 3.27
0.48595 | 39.457 | 3.9
0.94784 | 29.7665 | 8.55
0.73711 | 40.2364 | 5.85
0.96132 | 29.1047 | 8.73
0.72075 | 40.452 | 5.7
0.74673 | 37.6226 | 6.15
0.82179 | 33.2433 | 7.14
0.65916 | 43.7585 | 4.95
0.87182 | 30.8986 | 7.77
0.64665 | 45.1807 | 4.74
0.79099 | 34.4439 | 6.78
0.72748 | 38.5532 | 5.91
1.3241 | 35.5958 | 11.19
6.8957 | 36.179 | 57.84
7.3393 | 39.2054 | 59.1
7.3566 | 38.1156 | 60.15
6.5627 | 39.8959 | 52.32
6.6186 | 36.4151 | 55.35
6.6474 | 37.5716 | 54.75
6.0191 | 35.9849 | 50.61
5.2377 | 37.0025 | 43.47
5.6043 | 36.4744 | 46.83
8.3112 | 38.5697 | 67.53
7.6934 | 39.6101 | 61.59
6.7003 | 38.9142 | 54.18
5.5754 | 36.769 | 46.41
6.1894 | 37.9336 | 50.73
5.1982 | 37.7354 | 42.72
6.3462 | 37.1618 | 52.56
5.4773 | 39.0748 | 44.19
4.7642 | 35.8283 | 40.14
4.0396 | 40.8855 | 31.74
4.9894 | 37.6656 | 41.04
2.1805 | 34.153 | 18.75
0.28195 | 45 | 2.07
0.4975 | 21.8014 | 4.8
0.32717 | 47.1476 | 2.31
0.59565 | 18.9622 | 5.85
0.26174 | 45 | 1.92
0.36567 | 29.8009 | 3.3
0.58891 | 31.9756 | 5.19
0.77367 | 38.0251 | 6.33
0.96517 | 28.7883 | 8.79
0.73614 | 39.4317 | 5.91
0.96613 | 28.9383 | 8.79
0.72556 | 39.8348 | 5.79
0.84584 | 33.5816 | 7.32
0.77656 | 30.8542 | 6.93
0.61875 | 35.6931 | 5.22
0.87664 | 25.9744 | 8.19
0.64088 | 45 | 4.71
0.86798 | 30.5718 | 7.77
0.64665 | 44.4578 | 4.8
0.79196 | 34.9065 | 6.75
0.76405 | 37.1728 | 6.33
0.65146 | 43.7429 | 4.89
0.86798 | 31.2579 | 7.71
0.6428 | 44.8181 | 4.74
0.86509 | 31.3571 | 7.68
0.79388 | 39.2454 | 6.39
1.5445 | 27.8583 | 14.19
1.8139 | 24.0365 | 17.22
1.862 | 23.8633 | 17.7
2.1988 | 22.0528 | 21.18
2.0901 | 26.1404 | 19.5
2.3855 | 22.5612 | 22.89
2.0776 | 26.6719 | 19.29
2.2719 | 23.8294 | 21.6
2.1084 | 26.2493 | 19.65
2.2344 | 24.7441 | 21.09
1.7446 | 22.5761 | 16.74
1.6638 | 22.8722 | 15.93
1.684 | 21.4183 | 16.29
0.63799 | 33.1869 | 5.55
0.81697 | 25.2981 | 7.68
0.6505 | 33.4078 | 5.64
0.61586 | 34.882 | 5.25
0.88145 | 23.5434 | 8.4
0.61105 | 35.1916 | 5.19
0.83718 | 24.8856 | 7.89
0.61586 | 36.2249 | 5.16
0.68226 | 31.6711 | 6.03
0.73614 | 26.5651 | 6.84
0.4388 | 35.3625 | 3.72
0.68803 | 21.3998 | 6.66
0.43687 | 35.054 | 3.72
0.71305 | 21.3706 | 6.9
0.38106 | 32.0054 | 3.36
0.58218 | 14.6568 | 5.85
0.37625 | 24.9903 | 3.54
0.58122 | 26.5651 | 5.4
0.56293 | 26.8279 | 5.22
0.50808 | 30.3501 | 4.56
0.65242 | 22.9321 | 6.24
0.47248 | 32.5249 | 4.14
0.70343 | 20.6661 | 6.84
0.43976 | 34.8379 | 3.75
0.6505 | 16.5044 | 6.48
0.33006 | 25.8936 | 3.09
0.56678 | 14.7436 | 5.7
0.46189 | 30.4111 | 4.14
0.56005 | 26.9611 | 5.19
0.57833 | 25.4142 | 5.43
0.44457 | 34.4127 | 3.81
0.69188 | 21.5351 | 6.69
0.43784 | 35.8886 | 3.69
0.65339 | 17.4748 | 6.48
0.33584 | 25.4633 | 3.15
0.61201 | 13.6429 | 6.18
0.46959 | 30.6619 | 4.2
0.63799 | 23.1986 | 6.09
0.51386 | 28.8672 | 4.68
0.52059 | 28.8386 | 4.74
0.62067 | 24.1791 | 5.88
0.43591 | 34.7432 | 3.72
0.70535 | 21.1048 | 6.84
0.43687 | 35.054 | 3.72
0.70054 | 20.7494 | 6.81
0.43976 | 34.8379 | 3.75
0.59661 | 25.2011 | 5.61
0.5408 | 28.3422 | 4.95
0.46478 | 33.5913 | 4.02
0.66109 | 22.3121 | 6.36
0.43784 | 34.528 | 3.75
0.69092 | 21.3125 | 6.69
0.4744 | 31.5618 | 4.2
0.6659 | 21.8937 | 6.42
0.45227 | 33.2844 | 3.93
0.48499 | 24.2744 | 4.59
0.4898 | 17.1524 | 4.86
0.37433 | 25.5773 | 3.51
0.69573 | 20.918 | 6.75
0.44554 | 35.2354 | 3.78
0.7092 | 21.2384 | 6.87
0.43784 | 35.8886 | 3.69
0.69477 | 21.4477 | 6.72
0.65531 | 35.8604 | 5.52
1.1865 | 27.0638 | 10.98
0.91801 | 35.789 | 7.74
1.0768 | 25.7407 | 10.08
0.89781 | 28.6252 | 8.19
0.98634 | 26.0401 | 9.21
1.0075 | 32.0054 | 8.88
1.0652 | 30.804 | 9.51
1.0518 | 31.0717 | 9.36
1.0085 | 32.3705 | 8.85
1.0835 | 29.3661 | 9.81
0.9642 | 33.6425 | 8.34
1.1028 | 25.76 | 10.32
0.86028 | 30.0073 | 7.74
1.0402 | 24.4308 | 9.84
0.91609 | 34.3411 | 7.86
1.1749 | 27.1946 | 10.86
0.9286 | 35.7655 | 7.83
1.1971 | 26.5032 | 11.13
1.0691 | 32.8747 | 9.33
1.7773 | 25.1912 | 16.71
2.7329 | 35.3688 | 23.16
2.959 | 28.49 | 27.03
2.0477 | 25.5536 | 19.2
2.2258 | 21.7738 | 21.48
2.3797 | 29.4259 | 21.54
3.4209 | 30.9803 | 30.48
3.3795 | 28.1848 | 30.96
3.3141 | 31.6827 | 29.31
3.7885 | 27.4047 | 34.95
3.2448 | 30.9463 | 28.92
3.5402 | 28.383 | 32.37
3.392 | 31.8503 | 29.94
3.6923 | 30.7563 | 32.97
3.4786 | 35.7477 | 29.34
3.698 | 29.3066 | 33.51
3.3458 | 34.7733 | 28.56
3.5595 | 28.9553 | 32.37
3.239 | 31.8484 | 28.59
3.5787 | 30.0602 | 32.19
2.8714 | 32.0603 | 25.29
2.1045 | 24.2098 | 19.95
0.27714 | 20.1363 | 2.7
0.62452 | 16.0908 | 6.24
0.47633 | 25.4783 | 4.47
0.68322 | 17.9754 | 6.75
0.39742 | 31.0351 | 3.54
0.52348 | 23.0328 | 5.01
0.47825 | 25.0169 | 4.5
0.43014 | 27.5973 | 3.96
0.55908 | 17.1245 | 5.55
0.27136 | 20.556 | 2.64
0.60816 | 9.0151 | 6.24
0.32429 | 28.1625 | 2.97
0.64473 | 18.2726 | 6.36
0.37144 | 32.9492 | 3.24
0.63703 | 17.9424 | 6.3
0.36567 | 32.4365 | 3.21
0.57159 | 20.996 | 5.55
0.44169 | 26.3975 | 4.11
0.43976 | 16.7712 | 4.38
0.4311 | 11.9875 | 4.38
0.30023 | 17.9125 | 2.97
0.5995 | 17.6501 | 5.94
0.37818 | 32.8404 | 3.3
0.64858 | 18.4349 | 6.39
0.3724 | 32.3349 | 3.27
0.82948 | 21.6533 | 8.01
1.8072 | 28.5301 | 16.5
3.0119 | 27.2036 | 27.84
3.469 | 26.0107 | 32.4
5.2069 | 25.4142 | 48.87
5.3166 | 28.4714 | 48.57
7.0737 | 29.0024 | 64.29
7.5096 | 31.6739 | 66.42
7.2373 | 28.5995 | 66.03
6.6513 | 26.9432 | 61.62
6.8418 | 25.3864 | 64.23
6.7821 | 24.9506 | 63.9
6.5464 | 23.7957 | 62.25
6.4078 | 23.9206 | 60.87
7.6492 | 22.9459 | 73.2
7.654 | 28.3242 | 70.02
7.2488 | 24.7688 | 68.4
7.0843 | 25.9281 | 66.21
7.7425 | 24.8259 | 73.02
8.2054 | 23.7333 | 78.06
16.3068 | 15.6626 | 163.17
10.1915 | 22.3589 | 97.95
12.1112 | 21.8876 | 116.79
5.4503 | 19.2027 | 53.49
16.5271 | 12.7036 | 167.55
12.2671 | 13.6111 | 123.9
3.955 | 17.0197 | 39.3
0.44072 | 27.741 | 4.05
0.63895 | 25.9863 | 5.97
0.63414 | 29.1306 | 5.76
0.58218 | 32.0355 | 5.13
0.71401 | 25.6327 | 6.69
0.39453 | 35.7811 | 3.33
0.6072 | 19.7271 | 5.94
0.3368 | 36.2803 | 2.82
0.52733 | 11.3715 | 5.37
0.23191 | 22.7297 | 2.22
0.54754 | 9.4126 | 5.61
0.35027 | 35.263 | 2.97
0.49654 | 24.0302 | 4.71
0.43206 | 27.4201 | 3.99
0.37336 | 31.7236 | 3.3
0.56582 | 20.2826 | 5.52
0.3445 | 34.7559 | 2.94
0.59758 | 19.4861 | 5.85
0.33872 | 36.6743 | 2.82
0.54946 | 15.8627 | 5.49
0.2271 | 23.9625 | 2.16
0.56101 | 13.3925 | 5.67
2.1719 | 32.8451 | 18.96
3.445 | 36.6875 | 28.71
3.6422 | 36.5883 | 30.39
3.954 | 38.8362 | 32.01
4.9192 | 36.2647 | 41.22
4.4775 | 36.4783 | 37.41
7.1574 | 35.6774 | 60.42
6.556 | 37.8639 | 53.79
6.6253 | 35.2968 | 56.19
5.6303 | 35.9475 | 47.37
5.6842 | 34.8442 | 48.48
6.4251 | 37.4414 | 53.01
6.0344 | 36.9302 | 50.13
6.0922 | 35.9196 | 51.27
7.322 | 37.3579 | 60.48
5.7997 | 32.7883 | 50.67
6.2673 | 36.6852 | 52.23
6.9919 | 35.3699 | 59.25
6.0364 | 37.2261 | 49.95
6.3318 | 34.1103 | 54.48
6.3318 | 37.8887 | 51.93
2.9503 | 31.6369 | 26.1
0.34161 | 33.2875 | 2.97
0.55235 | 25.3604 | 5.19
0.54561 | 33.7742 | 4.71
0.46286 | 28.325 | 4.23
0.58795 | 18.6129 | 5.79
0.39069 | 35.6852 | 3.3
0.69765 | 24.9739 | 6.57
0.46093 | 40.1731 | 3.66
0.62548 | 28.6949 | 5.7
0.55716 | 31.8796 | 4.92
0.4542 | 40.3645 | 3.6
0.70054 | 24.3462 | 6.63
0.47921 | 37.9053 | 3.93
0.68418 | 24.9439 | 6.45
0.65627 | 39.6442 | 5.25
1.0277 | 34.0027 | 8.85
1.0556 | 33.1684 | 9.18
0.95458 | 36.766 | 7.95
1.149 | 29.6556 | 10.38
0.944 | 37.0451 | 7.83
1.098 | 31.5581 | 9.72
0.94881 | 36.835 | 7.89
0.94784 | 37.0793 | 7.86
1.149 | 29.3342 | 10.41
0.91994 | 38.6317 | 7.47
1.1971 | 29.7791 | 10.8
1.4059 | 31.569 | 12.45
5.944 | 38.2948 | 48.48
6.5166 | 38.0731 | 53.31
7.6164 | 41.235 | 59.52
6.9707 | 38.645 | 56.58
6.9679 | 39.0305 | 56.25
8.1062 | 41.2896 | 63.3
7.4038 | 41.2217 | 57.87
5.2521 | 38.7975 | 42.54
7.1998 | 37.6694 | 59.22
7.0429 | 40.1784 | 55.92
7.4981 | 40.2998 | 59.43
6.8043 | 40.9572 | 53.4
7.3903 | 39.4044 | 59.34
7.2575 | 41.3231 | 56.64
5.7583 | 37.094 | 47.73
7.0958 | 40.5785 | 56.01
8.2371 | 40.3661 | 65.22
7.448 | 41.0084 | 58.41
6.9015 | 40.3855 | 54.63
6.3202 | 37.0165 | 52.44
2.856 | 37.1131 | 23.67
0.70246 | 25.3014 | 6.6
0.45131 | 43.1858 | 3.42
0.68129 | 21.1247 | 6.6
0.39165 | 29.5878 | 3.54
0.44938 | 25.0836 | 4.23
0.54176 | 30.3882 | 4.86
0.44746 | 42.1245 | 3.45
0.69765 | 26.0345 | 6.51
0.45227 | 41.6335 | 3.51
0.5764 | 23.613 | 5.49
0.25693 | 46.8183 | 1.83
0.44746 | 24.4133 | 4.23
0.306 | 38.491 | 2.49
0.33584 | 27.6668 | 3.09
0.33584 | 13.4382 | 3.39
0.15685 | 29.876 | 1.41
0.46478 | 15.505 | 4.65
0.26174 | 45 | 1.92
0.52252 | 20.0372 | 5.1
0.28195 | 41.6822 | 2.19
0.47633 | 22.8337 | 4.56
0.31851 | 35.4171 | 2.7
0.33776 | 33.147 | 2.94
0.43687 | 25.0398 | 4.11
0.20593 | 37.0304 | 1.71
0.62067 | 14.8113 | 6.24
1.5271 | 32.7287 | 13.35
6.3741 | 35.4321 | 53.97
6.5983 | 39.3723 | 53.01
6.8533 | 36.4692 | 57.27
6.9746 | 38.3783 | 56.82
6.2654 | 35.0374 | 53.31
6.2712 | 37.6876 | 51.57
8.0947 | 36.8086 | 67.35
5.9767 | 36.0009 | 50.25
5.9507 | 35.2243 | 50.52
5.0905 | 34.5102 | 43.59
7.8156 | 37.526 | 64.41
6.7475 | 37.7524 | 55.44
7.8243 | 36.3879 | 65.46
6.0171 | 38.3765 | 49.02
4.6199 | 33.5312 | 40.02
6.1644 | 39.1459 | 49.68
6.557 | 38.6007 | 53.25
6.3809 | 38.4047 | 51.96
6.5166 | 36.8597 | 54.18
6.5829 | 36.7091 | 54.84
2.9677 | 36.3348 | 24.84
0.48403 | 22.4359 | 4.65
0.26751 | 46.3119 | 1.92
0.52733 | 20.5193 | 5.13
0.26366 | 45.4441 | 1.92
0.39357 | 28.4429 | 3.6
0.34546 | 30.6354 | 3.09
0.14242 | 31.7595 | 1.26
0.44361 | 10.8715 | 4.53
0.25789 | 37.2553 | 2.13
0.68707 | 25.3805 | 6.45
0.44169 | 41.2916 | 3.45
0.62548 | 28.1036 | 5.73
0.50038 | 36.076 | 4.2
0.7246 | 35.5908 | 6.12
1.0518 | 32.9052 | 9.18
0.83622 | 41.5022 | 6.51
0.95073 | 28.2772 | 8.7
0.73807 | 36.7355 | 6.15
0.94688 | 27.8155 | 8.7
0.86605 | 40.27 | 6.87
1.0816 | 31.3571 | 9.6
0.98152 | 35.1852 | 8.34
0.92283 | 37.1207 | 7.65
1.0268 | 32.4835 | 9
0.83141 | 40.774 | 6.54
1.1297 | 26.5651 | 10.5
1.6859 | 32.0574 | 14.85
3.367 | 32.9271 | 29.37
3.2092 | 33.9617 | 27.66
3.6759 | 31.7431 | 32.49
3.4758 | 34.6801 | 29.7
2.9167 | 26.768 | 27.06
2.7502 | 27.6409 | 25.32
2.0516 | 25.4114 | 19.26
1.736 | 21.6599 | 16.77
1.3857 | 18.9634 | 13.62
1.3453 | 21.3905 | 13.02
1.4213 | 21.1963 | 13.77
0.78137 | 27.9853 | 7.17
0.69188 | 22.0679 | 6.66
0.43399 | 35.8033 | 3.66
0.69188 | 21.5351 | 6.69
0.42918 | 36.2538 | 3.6
0.55139 | 27.7725 | 5.07
0.54465 | 27.1081 | 5.04
0.42533 | 36.7142 | 3.54
0.67071 | 22.2594 | 6.45
0.4388 | 35.3625 | 3.72
0.67552 | 15.8781 | 6.75
0.32814 | 27.2417 | 3.03
0.44938 | 20.2976 | 4.38
0.58507 | 25.4269 | 5.49
0.42052 | 36.6341 | 3.51
0.67071 | 21.7099 | 6.48
0.42629 | 35.6279 | 3.6
0.68514 | 22.0256 | 6.6
0.4311 | 37.1003 | 3.57
0.54273 | 27.929 | 4.98
0.55139 | 27.1018 | 5.1
0.42918 | 36.2538 | 3.6
0.67263 | 21.9385 | 6.48
0.42821 | 35.9421 | 3.6
0.60431 | 17.2234 | 6
0.31755 | 25.8664 | 2.97
0.41859 | 20.1858 | 4.08
0.59758 | 24.8331 | 5.64
0.4234 | 35.8552 | 3.57
0.7246 | 20.5293 | 7.05
0.43591 | 36.1111 | 3.66
0.64184 | 23.334 | 6.12
0.45131 | 33.7917 | 3.9
0.47633 | 31.3802 | 4.23
0.60046 | 24.1022 | 5.7
0.41955 | 35.7667 | 3.54
0.68033 | 21.666 | 6.57
0.31755 | 27.0309 | 2.94
0.55427 | 14.4703 | 5.58
0.36374 | 26.3619 | 3.39
0.48403 | 30.8466 | 4.32
0.59661 | 24.5816 | 5.64
0.4234 | 36.4009 | 3.54
0.67263 | 21.3905 | 6.51
0.42918 | 36.2538 | 3.6
0.65531 | 22.2703 | 6.3
0.51001 | 29.9059 | 4.59
0.47729 | 32.1523 | 4.2
0.62259 | 24.0703 | 5.91
0.43399 | 36.3359 | 3.63
0.59084 | 15.5991 | 5.91
0.31755 | 27.0309 | 2.94
0.52252 | 20.0372 | 5.1
0.50712 | 30.0686 | 4.56
0.42725 | 36.4828 | 3.57
0.66012 | 22.6391 | 6.33
0.42533 | 36.1703 | 3.57
0.66301 | 21.9867 | 6.39
0.42148 | 36.0851 | 3.54
0.55235 | 26.6989 | 5.13
0.51771 | 28.2791 | 4.74
0.42052 | 36.6341 | 3.51
0.72171 | 20.6097 | 7.02
0.4234 | 35.8552 | 3.57
0.61778 | 23.6907 | 5.88
0.46574 | 32.6073 | 4.08
0.45997 | 32.692 | 4.02
0.61778 | 19.9602 | 6.03
0.31274 | 27.512 | 2.88
0.58507 | 13.6936 | 5.91
0.36759 | 31.1951 | 3.27
0.5995 | 24.4668 | 5.67
0.49172 | 30.3291 | 4.41
0.4311 | 35.1807 | 3.66
0.6659 | 21.8937 | 6.42
0.41955 | 35.7667 | 3.54
0.6659 | 21.3405 | 6.45
0.4234 | 35.8552 | 3.57
0.57063 | 25.7873 | 5.34
0.56774 | 26.5651 | 5.28
0.39357 | 33.9235 | 3.39
0.58603 | 13.9678 | 5.91
0.31467 | 26.0954 | 2.94
0.60816 | 19.9831 | 5.94
0.45901 | 33.1901 | 3.99
0.46863 | 32.417 | 4.11
0.62259 | 24.0703 | 5.91
0.44457 | 34.4127 | 3.81
0.67648 | 21.529 | 6.54
0.42148 | 36.0851 | 3.54
0.63029 | 22.9228 | 6.03
0.46478 | 32.3073 | 4.08
0.48306 | 31.316 | 4.29
0.62259 | 24.0703 | 5.91
0.39935 | 28.9741 | 3.63
0.58891 | 13.9 | 5.94
0.32525 | 26.3377 | 3.03
0.64088 | 22.5206 | 6.15
0.46574 | 32.6073 | 4.08
0.45516 | 34.3961 | 3.9
0.64473 | 22.6594 | 6.18
0.42052 | 36.6341 | 3.51
0.67071 | 22.2594 | 6.45
0.41186 | 37.0304 | 3.42
0.52925 | 28.6603 | 4.83
0.53888 | 27.8015 | 4.95
0.41955 | 36.3175 | 3.51
0.65916 | 22.4074 | 6.33
0.44169 | 34.6242 | 3.78
0.56774 | 25.914 | 5.31
0.51482 | 29.5854 | 4.65
0.47537 | 33.1113 | 4.14
0.67071 | 22.2594 | 6.45
0.42052 | 36.6341 | 3.51
0.67071 | 22.2594 | 6.45
0.3955 | 33.6901 | 3.42
0.38395 | 22.5206 | 3.69
0.51867 | 16.8214 | 5.16
0.58025 | 34.8753 | 4.95
1.0999 | 28.7185 | 10.02
0.8266 | 39.4725 | 6.63
0.9363 | 33.6901 | 8.1
0.87952 | 36.1932 | 7.38
0.80062 | 40.7582 | 6.3
1.0672 | 29.1299 | 9.69
0.88241 | 37.0199 | 7.32
1.0287 | 30.1638 | 9.24
0.83911 | 38.0133 | 6.87
0.83718 | 37.8577 | 6.87
1.047 | 29.3922 | 9.48
0.80831 | 39.4911 | 6.48
1.0575 | 30.3465 | 9.48
1.4482 | 30.8071 | 12.93
4.3533 | 35.2815 | 36.93
5.3926 | 35.962 | 45.36
4.5343 | 34.4691 | 38.85
4.3678 | 28.9369 | 39.72
4.6776 | 32.8563 | 40.83
6.0874 | 34.293 | 52.26
5.152 | 34.4292 | 44.16
5.0385 | 30.93 | 44.91
5.7207 | 36.1124 | 48.03
5.7717 | 35.6376 | 48.75
6.5743 | 38.2236 | 53.67
6.0094 | 35.2017 | 51.03
5.3512 | 33.6472 | 46.29
6.0806 | 35.7654 | 51.27
5.0298 | 32.103 | 44.28
5.6082 | 37.7017 | 46.11
6.6474 | 37.4123 | 54.87
6.3222 | 37.3931 | 52.2
5.2223 | 33.98 | 45
5.8901 | 36.6902 | 49.08
2.5192 | 32.5064 | 22.08
0.45612 | 40.6406 | 3.6
0.67167 | 25.4633 | 6.3
0.44938 | 42.3974 | 3.45
0.73711 | 24.7595 | 6.96
0.35508 | 45.6585 | 2.58
0.40416 | 27.6632 | 3.72
0.30793 | 32.3474 | 2.7
0.16166 | 28.8557 | 1.47
0.39357 | 10.9807 | 4.02
0.19053 | 39.4725 | 1.53
0.50327 | 22.5946 | 4.83
0.25789 | 47.7263 | 1.8
0.43206 | 25.71 | 4.05
0.38876 | 34.3988 | 3.33
0.78329 | 37.2079 | 6.48
0.80928 | 33.8034 | 6.99
0.63703 | 46.1017 | 4.59
0.84873 | 32.5011 | 7.44
0.62644 | 46.3062 | 4.5
0.81024 | 28.3008 | 7.41
0.59373 | 36.7029 | 4.95
0.66878 | 31.7695 | 5.91
0.78907 | 33.0502 | 6.87
0.64473 | 45 | 4.74
0.86605 | 31.7827 | 7.65
0.72075 | 43.2152 | 5.46
1.5666 | 28.029 | 14.37
4.5237 | 37.9231 | 37.08
5.0895 | 37.3704 | 42.03
5.2281 | 36.3763 | 43.74
4.7681 | 36.9531 | 39.6
4.5323 | 31.2704 | 40.26
4.6112 | 33.3021 | 40.05
5.5504 | 34.4256 | 47.58
5.2483 | 36.3657 | 43.92
4.9692 | 32.6652 | 43.47
4.5525 | 34.3551 | 39.06
5.8997 | 38.4234 | 48.03
4.6237 | 35.3173 | 39.21
4.6411 | 33.4034 | 40.26
4.6978 | 32.6548 | 41.1
5.0885 | 29.8376 | 45.87
6.5425 | 24.5862 | 61.83
7.5722 | 22.8601 | 72.51
19.3495 | 14.0922 | 195.03
12.091 | 15.8082 | 120.9
8.264 | 19.0426 | 81.18
2.603 | 32.0862 | 22.92
0.44938 | 24.2613 | 4.26
0.32236 | 36.2538 | 2.7
0.28002 | 42.075 | 2.16
0.4821 | 23.649 | 4.59
0.26366 | 47.2197 | 1.86
0.50135 | 21.9852 | 4.83
0.26174 | 45.8952 | 1.89
0.36567 | 11.8421 | 3.72
0.30312 | 19.4703 | 2.97
0.26751 | 20.1943 | 2.61
0.44457 | 25.3993 | 4.17
0.26174 | 45.8952 | 1.89
0.53888 | 20.3764 | 5.25
0.27329 | 43.2902 | 2.07
0.51674 | 20.9685 | 5.01
0.26944 | 45.8681 | 1.95
0.37529 | 29.526 | 3.39
0.37529 | 29.526 | 3.39
0.34353 | 42.9546 | 2.61
0.6938 | 24.8584 | 6.54
0.3647 | 36.9606 | 3.03
0.60239 | 18.4349 | 5.94
0.32236 | 34.4027 | 2.76
0.54176 | 30.3882 | 4.86
0.55812 | 31.4717 | 4.95
0.5485 | 35.7833 | 4.62
1.2154 | 21.7509 | 11.73
1.9534 | 29.6714 | 17.64
2.4856 | 26.1186 | 23.19
2.1401 | 30.4734 | 19.17
2.5356 | 26.9443 | 23.49
3.596 | 32.3759 | 31.56
5.6033 | 36.3681 | 46.89
5.2906 | 36.032 | 44.46
4.5978 | 30.5257 | 41.16
5.204 | 35.3123 | 44.13
4.8431 | 32.9322 | 42.24
4.413 | 31.4651 | 39.12
5.407 | 36.2703 | 45.3
5.1212 | 34.2723 | 43.98
4.9124 | 35.7451 | 41.43
4.2667 | 32.3136 | 37.47
4.6045 | 37.2795 | 38.07
4.9375 | 36.0323 | 41.49
4.0464 | 31.4334 | 35.88
4.3736 | 32.767 | 38.22
4.5814 | 33.4598 | 39.72
2.4278 | 30.9871 | 21.63
1.1316 | 18.897 | 11.13
0.81216 | 27.2937 | 7.5
0.63895 | 25.9863 | 5.97
0.52925 | 31.6075 | 4.68
0.48884 | 34.1597 | 4.2
0.70535 | 22.8906 | 6.75
0.45997 | 37.0858 | 3.81
0.68995 | 24.2059 | 6.54
0.63992 | 28.8788 | 5.82
0.48306 | 33.7851 | 4.17
0.6938 | 22.5098 | 6.66
0.45035 | 36.1354 | 3.78
0.68707 | 22.4718 | 6.6
0.48788 | 33.4078 | 4.23
0.46767 | 30.8424 | 4.17
0.54561 | 16.6121 | 5.43
0.33199 | 27.4567 | 3.06
0.6736 | 20.2976 | 6.57
0.46478 | 34.3803 | 3.99
0.59373 | 26.5651 | 5.52
0.56197 | 28.54 | 5.13
0.45227 | 35.9199 | 3.81
0.68707 | 22.4718 | 6.6
0.44842 | 36.3531 | 3.75
0.73518 | 20.9245 | 7.14
0.49172 | 35.9285 | 4.14
0.99018 | 24.9967 | 9.33
1.9274 | 28.2542 | 17.64
2.2229 | 31.7294 | 19.65
2.5491 | 28.481 | 23.28
2.3422 | 30.104 | 21.06
4.3967 | 30.3702 | 39.42
4.7296 | 33.8259 | 40.83
5.0856 | 33.3293 | 44.16
5.2694 | 36.6251 | 43.95
4.9682 | 33.9855 | 42.81
4.9836 | 37.089 | 41.31
5.4879 | 33.8907 | 47.34
4.9249 | 33.2336 | 42.81
5.4523 | 30.0948 | 49.02
5.0577 | 33.028 | 44.07
5.1626 | 31.6726 | 45.66
5.5754 | 37.3624 | 46.05
6.0489 | 34.8733 | 51.57
5.8227 | 37.6483 | 47.91
6.0537 | 34.175 | 52.05
5.6851 | 36.7012 | 47.37
3.3968 | 34.8923 | 28.95
0.3647 | 33.6901 | 3.15
0.31563 | 39.0685 | 2.55
0.48788 | 23.3768 | 4.65
0.27521 | 44.5756 | 2.04
0.51578 | 21.6823 | 4.98
0.26559 | 45.8814 | 1.92
0.48499 | 23.5122 | 4.62
0.29253 | 41.3987 | 2.28
0.29734 | 39.8768 | 2.37
0.46093 | 23.9989 | 4.38
0.26174 | 45 | 1.92
0.50423 | 21.8624 | 4.86
0.29061 | 41.7755 | 2.25
0.48114 | 23.334 | 4.59
0.32236 | 34.4027 | 2.76
0.16936 | 27.4397 | 1.56
0.40608 | 11.4695 | 4.14
0.20304 | 39.8056 | 1.62
0.52444 | 21.6258 | 5.07
0.26751 | 45.4374 | 1.95
0.43784 | 25.3821 | 4.11
0.32814 | 34.249 | 2.82
0.29349 | 39.8056 | 2.34
0.47921 | 22.6996 | 4.59
0.26944 | 45.8681 | 1.95
0.4975 | 20.0115 | 4.86
0.35604 | 26.9802 | 3.3
3.4709 | 35.726 | 29.28
3.7789 | 39.2956 | 30.39
4.1349 | 36.9979 | 34.32
3.9011 | 39.6861 | 31.2
3.8866 | 36.7252 | 32.37
3.3227 | 39.8183 | 26.52
3.0293 | 35.3409 | 25.68
3.4238 | 40.9996 | 26.85
3.8482 | 36.8269 | 32.01
3.7192 | 39.014 | 30.03
3.5393 | 35.6735 | 29.88
2.0314 | 38.1892 | 16.59
0.62163 | 21.8014 | 6
0.3291 | 35.3625 | 2.79
0.26559 | 45 | 1.95
0.51289 | 22.5206 | 4.92
0.26559 | 45 | 1.95
0.50808 | 21.3179 | 4.92
0.25885 | 46.3532 | 1.86
0.31851 | 36.142 | 2.67
0.43014 | 25.8768 | 4.02
0.26559 | 46.7624 | 1.89
0.49172 | 22.0511 | 4.74
0.25885 | 45.4511 | 1.89
0.46286 | 24.3256 | 4.38
0.29349 | 39.8056 | 2.34
0.27617 | 36.5111 | 2.31
0.44072 | 10.5735 | 4.5
0.14819 | 33.0707 | 1.29
0.47729 | 19.4208 | 4.68
0.26174 | 45.8952 | 1.89
0.43206 | 25.71 | 4.05
0.32717 | 34.9507 | 2.79
0.28387 | 41.2954 | 2.22
0.48691 | 22.3062 | 4.68
0.26366 | 45.4441 | 1.92
0.50616 | 21.7408 | 4.89
0.26174 | 45.8952 | 1.89
0.46093 | 24.8002 | 4.35
0.30889 | 37.4054 | 2.55
0.24538 | 25.0576 | 2.31
0.34642 | 12.9946 | 3.51
0.15878 | 33.1113 | 1.38
0.52252 | 21.0375 | 5.07
0.30408 | 38.8298 | 2.46
0.51674 | 21.9797 | 4.98
0.26944 | 45 | 1.98
0.36759 | 30.1916 | 3.3
0.42725 | 26.0458 | 3.99
0.26366 | 44.5559 | 1.95
0.51193 | 21.5014 | 4.95
0.23672 | 43.0251 | 1.8
0.42533 | 10.5481 | 4.35
0.14915 | 31.5348 | 1.32
0.32621 | 22.9321 | 3.12
0.39261 | 28.0725 | 3.6
0.33295 | 35.48 | 2.82
0.52637 | 21.218 | 5.1
0.27329 | 45 | 2.01
0.51193 | 21.5014 | 4.95
0.31082 | 37.8283 | 2.55
0.3724 | 29.7449 | 3.36
0.39069 | 29.2192 | 3.54
0.27136 | 45.4308 | 1.98
0.50423 | 21.8624 | 4.86
0.23865 | 43.5312 | 1.8
0.39838 | 11.7174 | 4.05
0.16647 | 27.8973 | 1.53
0.29061 | 32.4276 | 2.55
0.43687 | 25.887 | 4.08
0.26366 | 45.4441 | 1.92
0.49654 | 21.492 | 4.8
0.26944 | 44.1319 | 2.01
0.50135 | 21.2505 | 4.86
0.28676 | 40.9144 | 2.25
0.35219 | 33.2994 | 3.06
0.45612 | 24.2939 | 4.32
0.26174 | 45.8952 | 1.89
0.51482 | 21.3836 | 4.98
0.23287 | 42.9904 | 1.77
0.4311 | 10.4077 | 4.41
0.15878 | 33.1113 | 1.38
0.3647 | 23.3177 | 3.48
0.36567 | 31.4296 | 3.24
0.2781 | 42.4739 | 2.13
0.50808 | 21.3179 | 4.92
0.26174 | 45 | 1.92
0.5918 | 23.5654 | 5.64
0.4465 | 40.8023 | 3.51
0.58507 | 29.2192 | 5.31
0.53214 | 32.8285 | 4.65
0.42244 | 34.992 | 3.6
0.61875 | 17.0831 | 6.15
0.35893 | 31.5169 | 3.18
0.7092 | 23.0148 | 6.78
1.4184 | 32.7843 | 12.39
4.5939 | 36.6971 | 38.28
6.7898 | 39.9116 | 54.12
7.3355 | 42.1448 | 56.52
6.531 | 39.4035 | 52.44
5.3945 | 38.5257 | 43.86
5.7564 | 36.7837 | 47.91
5.9324 | 40.6588 | 46.77
5.204 | 35.5857 | 43.98
5.5572 | 39.5198 | 44.55
5.8805 | 37.8207 | 48.27
5.9748 | 40.277 | 47.37
6.3385 | 37.0213 | 52.59
5.6928 | 37.9565 | 46.65
5.7794 | 37.7972 | 47.46
5.3301 | 37.0747 | 44.19
5.5321 | 38.1975 | 45.18
5.792 | 37.4868 | 47.76
6.3135 | 40.2148 | 50.1
7.219 | 38.6527 | 58.59
5.6341 | 40.407 | 44.58
3.1967 | 37.9567 | 26.19
0.42629 | 27.4331 | 3.93
0.26174 | 46.7899 | 1.86
0.50231 | 22.2906 | 4.83
0.26366 | 46.3322 | 1.89
0.49365 | 22.3619 | 4.74
0.31467 | 38.6598 | 2.55
0.27714 | 35.6764 | 2.34
0.36374 | 12.8244 | 3.69
0.28291 | 23.4287 | 2.7
0.53888 | 19.406 | 5.28
0.26944 | 45 | 1.98
0.48114 | 24.1022 | 4.56
0.30119 | 39.9462 | 2.4
0.30408 | 38.8298 | 2.46
0.66878 | 28.3342 | 6.12
0.75058 | 39.6927 | 6
0.98537 | 28.5167 | 9
0.7448 | 39.4926 | 5.97
0.9719 | 29.1538 | 8.82
0.6736 | 43.2643 | 5.1
0.81024 | 34.2562 | 6.96
0.75154 | 37.6626 | 6.18
0.66782 | 43.7737 | 5.01
0.87856 | 31.7061 | 7.77
0.65339 | 45.3581 | 4.77
0.91224 | 28.3499 | 8.34
1.1932 | 32.1523 | 10.5
5.2752 | 36.0735 | 44.31
7.9359 | 40.7663 | 62.46
7.7358 | 40.5201 | 61.11
6.9659 | 39.9393 | 55.5
6.7398 | 39.7522 | 53.85
7.4326 | 38.851 | 60.15
7.2585 | 39.4321 | 58.26
6.4309 | 38.1457 | 52.56
5.9199 | 35.9534 | 49.8
6.0816 | 36.0594 | 51.09
6.327 | 37.8268 | 51.93
7.0439 | 39.0119 | 56.88
6.5733 | 39.4222 | 52.77
6.3 | 37.647 | 51.84
5.4523 | 36.6697 | 45.45
6.301 | 34.4909 | 53.97
6.9101 | 38.129 | 56.49
6.6513 | 35.8701 | 56.01
6.0518 | 35.9952 | 50.88
5.486 | 33.5396 | 47.52
3.3535 | 32.1988 | 29.49
0.96805 | 13.622 | 9.78
0.40897 | 27.288 | 3.78
0.7015 | 15.7512 | 7.02
0.50423 | 23.6294 | 4.8
0.56005 | 20.2103 | 5.46
0.5485 | 20.3441 | 5.34
0.42725 | 26.0458 | 3.99
0.61971 | 10.7344 | 6.33
0.3214 | 14.0362 | 3.24
0.63222 | 9.4623 | 6.48
0.42052 | 26.9166 | 3.9
0.6938 | 15.1924 | 6.96
0.49076 | 28.0725 | 4.5
0.89684 | 18.785 | 8.82
0.82371 | 30.7915 | 7.35
1.276 | 26.913 | 11.82
1.148 | 30.692 | 10.26
1.2019 | 28.7203 | 10.95
1.1952 | 28.732 | 10.89
1.0585 | 32.3035 | 9.3
1.1923 | 27.8684 | 10.95
1.0085 | 34.1451 | 8.67
1.2548 | 27.0956 | 11.61
0.98249 | 35.5572 | 8.31
1.2202 | 27.1713 | 11.28
0.95747 | 31.4378 | 8.49
1.9534 | 26.0349 | 18.24
5.2877 | 37.458 | 43.62
6.8668 | 39.2843 | 55.23
7.2181 | 38.3413 | 58.83
6.9813 | 38.3675 | 56.88
6.6445 | 36.0036 | 55.86
6.8312 | 36.5116 | 57.06
7.5885 | 36.3511 | 63.51
7.1045 | 35.7244 | 59.94
6.2779 | 35.3784 | 53.19
6.4088 | 35.0216 | 54.54
7.2277 | 36.522 | 60.36
6.1547 | 33.4441 | 53.37
5.6014 | 35.2219 | 47.55
5.7968 | 34.2837 | 49.77
5.5273 | 36.6126 | 46.11
6.2048 | 36.8486 | 51.6
6.3684 | 38.2258 | 51.99
6.249 | 35.5992 | 52.8
6.428 | 36.7104 | 53.55
5.5302 | 34.4284 | 47.4
2.4538 | 31.9697 | 21.63
0.75635 | 23.6294 | 7.2
0.7448 | 23.782 | 7.08
0.62548 | 28.6949 | 5.7
0.86509 | 20.914 | 8.4
0.60239 | 29.8811 | 5.43
0.89492 | 19.6041 | 8.76
0.56871 | 28.5176 | 5.19
0.79292 | 13.6823 | 8.01
0.58025 | 21.5898 | 5.61
0.79484 | 21.0674 | 7.71
0.68995 | 25.2777 | 6.48
0.67552 | 26.1269 | 6.3
0.8343 | 20.8809 | 8.1
0.59758 | 29.5388 | 5.4
1.0652 | 23.3005 | 10.17
1.0826 | 32.5884 | 9.48
1.3376 | 25.5697 | 12.54
1.0739 | 32.7075 | 9.39
1.3251 | 25.8391 | 12.39
0.99018 | 34.4311 | 8.49
1.1644 | 28.5991 | 10.62
1.0566 | 32.3871 | 9.27
0.944 | 30.0925 | 8.49
1.0691 | 24.9048 | 10.08
0.88048 | 32.5433 | 7.71
1.4232 | 25.9932 | 13.29
2.2585 | 32.0442 | 19.89
5.076 | 32.0088 | 44.73
7.4375 | 37.9686 | 60.93
7.6578 | 38.4642 | 62.31
7.7531 | 38.6965 | 62.88
5.7997 | 37.6799 | 47.7
6.5406 | 35.1702 | 55.56
7.5491 | 35.1607 | 64.14
6.8755 | 35.4118 | 58.23
6.5685 | 37.0512 | 54.48
6.6821 | 36.3204 | 55.95
6.9072 | 36.5538 | 57.66
6.632 | 34.9491 | 56.49
5.9575 | 33.898 | 51.39
6.3789 | 36.1646 | 53.52
5.7198 | 34.1794 | 49.17
6.1634 | 34.427 | 52.83
6.2587 | 36.7113 | 52.14
6.7725 | 37.8664 | 55.56
6.5935 | 36.9201 | 54.78
7.6482 | 39.8859 | 60.99
3.0976 | 32.9791 | 27
0.72748 | 15.4146 | 7.29
0.42629 | 27.4331 | 3.93
0.7092 | 16.0736 | 7.08
0.45612 | 25.9158 | 4.26
0.64954 | 17.0653 | 6.45
0.43591 | 19.756 | 4.26
0.40416 | 11.9519 | 4.11
0.6351 | 12.3311 | 6.45
0.63799 | 29.2307 | 5.79
0.88722 | 20.3814 | 8.64
0.60527 | 29.7449 | 5.46
0.85547 | 20.7598 | 8.31
0.63607 | 28.7766 | 5.79
0.69573 | 25.821 | 6.51
0.9873 | 25.8161 | 9.24
1.098 | 32.4365 | 9.63
1.353 | 25.2532 | 12.72
1.1085 | 31.9105 | 9.78
1.3366 | 26.0115 | 12.48
1.0114 | 34.4159 | 8.67
1.0989 | 30.8089 | 9.81
1.0239 | 27.3598 | 9.45
0.89299 | 31.3769 | 7.92
1.1778 | 25.246 | 11.07
0.99885 | 34.5171 | 8.55
1.4213 | 26.1487 | 13.26
2.3047 | 30.9022 | 20.55
6.4588 | 35.4305 | 54.69
7.2671 | 35.6726 | 61.35
7.0622 | 36.2047 | 59.22
7.1382 | 35.9013 | 60.09
6.7889 | 37.5716 | 55.92
7.4913 | 36.128 | 62.88
7.7136 | 36.7841 | 64.2
6.8967 | 34.7012 | 58.92
7.4076 | 36.075 | 62.22
7.6963 | 35.1029 | 65.43
6.225 | 35.201 | 52.86
7.5164 | 35.5274 | 63.57
6.2394 | 36.5147 | 52.11
6.3924 | 36.1453 | 53.64
5.4484 | 35.2059 | 46.26
7.3701 | 36.8475 | 61.29
6.5791 | 36.7945 | 54.75
4.3081 | 36.0867 | 36.18
3.598 | 32.8485 | 31.41
2.5375 | 29.8904 | 22.86
1.658 | 22.4127 | 15.93
0.62933 | 29.3864 | 5.7
0.72844 | 24.3312 | 6.9
0.71978 | 23.3795 | 6.87
0.50616 | 22.469 | 4.86
0.80446 | 13.4877 | 8.13
0.5485 | 25.2172 | 5.16
0.87664 | 19.6284 | 8.58
0.5254 | 28.5351 | 4.8
0.57833 | 18.6157 | 5.7
0.53118 | 21.6858 | 5.13
0.42436 | 26.2168 | 3.96
0.73133 | 14.8586 | 7.35
0.38299 | 22.1219 | 3.69
0.61393 | 7.0247 | 6.33
0.52156 | 23.1569 | 4.98
1.0412 | 24.5754 | 9.84
1.0114 | 28.1014 | 9.27
0.92571 | 30.5652 | 8.28
1.1278 | 24.3347 | 10.68
0.84296 | 32.9827 | 7.35
1.0595 | 24.8188 | 9.99
0.78041 | 32.4549 | 6.84
0.93918 | 21.8341 | 9.06
0.73133 | 27.7796 | 6.72
0.80158 | 29.7961 | 7.23
1.1393 | 25.2011 | 10.71
1.9958 | 34.4488 | 17.1
5.9536 | 34.4298 | 51.03
6.3106 | 38.2382 | 51.51
6.736 | 37.8276 | 55.29
6.0681 | 38.2767 | 49.5
6.097 | 35.6544 | 51.48
5.9661 | 35.5667 | 50.43
4.9894 | 36.6246 | 41.61
6.276 | 34.9035 | 53.49
5.484 | 35.0118 | 46.68
5.7987 | 33.0334 | 50.52
6.6272 | 37.9582 | 54.3
4.9375 | 36.488 | 41.25
0.53406 | 21.5713 | 5.16
0.38106 | 12.2463 | 3.87
0.60912 | 7.6306 | 6.27
0.36952 | 20.556 | 3.6
0.69477 | 15.4222 | 6.96
0.44265 | 25.062 | 4.17
0.56967 | 19.5367 | 5.58
0.53406 | 20.882 | 5.19
0.41955 | 26.5651 | 3.9
0.6861 | 15.6144 | 6.87
0.42052 | 26.0378 | 3.93
0.6861 | 15.6144 | 6.87
0.41859 | 27.0956 | 3.87
0.58891 | 18.8791 | 5.79
0.51386 | 18.3332 | 5.07
0.3724 | 12.0948 | 3.78
0.59758 | 8.0518 | 6.15
0.40223 | 24.1714 | 3.81
0.68418 | 15.9122 | 6.84
0.42629 | 27.4331 | 3.93
0.61682 | 17.418 | 6.12
0.49557 | 22.235 | 4.77
0.42629 | 25.697 | 3.99
0.67552 | 15.8781 | 6.75
0.41089 | 26.7452 | 3.81
0.69669 | 16.1084 | 6.96
0.44746 | 24.4133 | 4.23
0.5562 | 12.5933 | 5.64
0.40608 | 11.0702 | 4.14
0.37721 | 11.9112 | 3.84
0.63318 | 16.6992 | 6.3
0.44746 | 24.4133 | 4.23
0.70824 | 14.8863 | 7.11
0.41186 | 26.2058 | 3.84
0.69861 | 14.8399 | 7.02
0.41474 | 26.0296 | 3.87
0.55235 | 18.9085 | 5.43
0.54561 | 19.7761 | 5.34
0.44072 | 24.3818 | 4.17
0.58025 | 8.0091 | 5.97
0.31467 | 13.7816 | 3.18
0.63607 | 9.9327 | 6.51
0.46478 | 26.5651 | 4.32
0.73614 | 16.1614 | 7.35
0.44072 | 25.2211 | 4.14
0.48691 | 22.3062 | 4.68
0.61875 | 16.8274 | 6.15
0.48595 | 21.9911 | 4.68
0.6861 | 15.3821 | 6.87
0.4157 | 26.3871 | 3.87
0.6149 | 17.4985 | 6.09
0.48884 | 21.8643 | 4.71
0.44169 | 24.7228 | 4.17
0.60816 | 12.0568 | 6.18
0.3214 | 14.0362 | 3.24
0.60912 | 7.6306 | 6.27
0.42725 | 26.0458 | 3.99
0.61875 | 17.0831 | 6.15
0.47537 | 22.5127 | 4.56
0.48403 | 22.4359 | 4.65
0.6149 | 17.4985 | 6.09
0.41282 | 26.5651 | 3.84
0.69958 | 15.8154 | 6.99
0.46574 | 23.3852 | 4.44
0.69573 | 15.6514 | 6.96
0.41667 | 26.7424 | 3.87
0.56871 | 19.2626 | 5.58
0.53791 | 20.0882 | 5.25
0.41859 | 22.3156 | 4.02
0.69573 | 10.5174 | 7.11
0.49557 | 22.235 | 4.77
1.0672 | 22.751 | 10.23
1.0624 | 32.3518 | 9.33
1.3145 | 25.4958 | 12.33
1.0604 | 32.4353 | 9.3
1.251 | 27.0381 | 11.58
1.0547 | 32.2547 | 9.27
1.0691 | 31.7595 | 9.45
1.1759 | 28.4532 | 10.74
0.97864 | 34.2996 | 8.4
1.2231 | 26.8071 | 11.34
0.95939 | 35.0768 | 8.16
1.327 | 26.3421 | 12.36
1.8947 | 33.569 | 16.41
4.5862 | 35.7012 | 38.7
5.1068 | 36.4489 | 42.69
5.3657 | 38.9727 | 43.35
5.4407 | 35.672 | 45.93
5.0972 | 35.4094 | 43.17
6.3145 | 34.7581 | 53.91
6.6975 | 36.9934 | 55.59
6.6022 | 38.0925 | 54
5.8728 | 35.9404 | 49.41
5.4946 | 37.207 | 45.48
6.6397 | 36.6208 | 55.38
6.5416 | 36.1872 | 54.87
6.4944 | 35.6117 | 54.87
6.2404 | 37.6704 | 51.33
5.4436 | 35.5024 | 46.05
6.3482 | 37.0523 | 52.65
6.3761 | 38.9353 | 51.54
6.4367 | 37.1988 | 53.28
6.9871 | 36.9551 | 58.02
7.1314 | 34.9445 | 60.75
2.499 | 33.8369 | 21.57
1.0547 | 19.6749 | 10.32
0.80254 | 22.8737 | 7.68
0.8112 | 22.8238 | 7.77
0.89877 | 14.1255 | 9.06
0.5995 | 18.5222 | 5.91
0.92475 | 14.6434 | 9.3
0.7169 | 25.0169 | 6.75
0.86124 | 20.1964 | 8.4
0.80831 | 21.1551 | 7.83
0.50616 | 21.7408 | 4.89
0.83141 | 13.457 | 8.4
0.52637 | 21.218 | 5.1
0.79292 | 13.4795 | 8.01
0.50905 | 21.6205 | 4.92
0.86605 | 21.0923 | 8.4
1.1239 | 24.9191 | 10.59
0.97671 | 28.9888 | 8.88
1.2385 | 22.6199 | 11.88
1.0075 | 28.0339 | 9.24
1.1788 | 22.6091 | 11.31
0.88048 | 31.1892 | 7.83
0.95458 | 27.9603 | 8.76
0.96998 | 21.8331 | 9.36
0.80446 | 25.7374 | 7.53
1.0614 | 20.7019 | 10.32
0.98441 | 30.0992 | 8.85
1.9919 | 28.5707 | 18.18
5.0808 | 34.3492 | 43.59
6.5704 | 38.7935 | 53.22
5.8997 | 36.4437 | 49.32
5.9565 | 38.4473 | 48.48
5.6592 | 34.3791 | 48.54
6.811 | 36.4862 | 56.91
6.6869 | 35.9546 | 56.25
6.6388 | 37.5975 | 54.66
7.0381 | 38.6892 | 57.09
6.3183 | 35.7598 | 53.28
7.0333 | 39.0528 | 56.76
6.3895 | 35.9379 | 53.76
6.6869 | 40.1318 | 53.13
6.7215 | 38.5829 | 54.6
4.9269 | 35.8694 | 41.49
5.0779 | 30.6621 | 45.39
5.1212 | 34.0394 | 44.1
5.9584 | 35.7539 | 50.25
6.0604 | 36.3404 | 50.73
6.1509 | 36.3536 | 51.48
3.4007 | 32.4488 | 29.82
0.45997 | 23.6705 | 4.38
0.6736 | 15.4058 | 6.75
0.50808 | 23.7972 | 4.83
0.49365 | 24.1666 | 4.68
0.63125 | 17.8545 | 6.24
0.42052 | 26.9166 | 3.9
0.68129 | 15.9787 | 6.81
0.41282 | 27.4602 | 3.81
0.5408 | 19.9831 | 5.28
0.48884 | 15.7595 | 4.89
0.32525 | 14.4067 | 3.27
0.61393 | 9.1967 | 6.3
0.49846 | 28.3457 | 4.56
0.83718 | 20.3711 | 8.16
0.7958 | 31.4985 | 7.05
1.1441 | 29.7987 | 10.32
1.2356 | 27.4032 | 11.4
1.0556 | 33.1684 | 9.18
1.2952 | 26.0509 | 12.09
0.99115 | 35.0331 | 8.43
1.2019 | 27.9187 | 11.04
1.0114 | 33.8262 | 8.73
1.0171 | 32.833 | 8.88
1.1528 | 28.7479 | 10.5
0.95939 | 35.0768 | 8.16
1.2885 | 25.4744 | 12.09
1.6849 | 32.1927 | 14.82
5.0645 | 36.5629 | 42.27
5.5158 | 35.5202 | 46.65
7.5818 | 39.8251 | 60.51
7.8551 | 37.7291 | 64.56
6.8293 | 39.2877 | 54.93
8.1274 | 37.6554 | 66.87
6.7129 | 36.6777 | 55.95
6.8466 | 35.7876 | 57.72
6.9371 | 36.0449 | 58.29
6.4145 | 35.8075 | 54.06
7.0015 | 34.5353 | 59.94
6.4453 | 37.1368 | 53.4
6.1365 | 33.72 | 53.04
5.4657 | 33.9334 | 47.13
5.4436 | 32.2405 | 47.85
5.6322 | 34.8549 | 48.03
5.2983 | 34.1403 | 45.57
5.7025 | 32.4512 | 50.01
5.6236 | 35.5992 | 47.52
7.2777 | 36.2563 | 60.99
2.8532 | 33.8187 | 24.63
0.73133 | 24.2381 | 6.93
0.84969 | 20.2826 | 8.28
0.68899 | 26.3505 | 6.42
0.99788 | 18.3825 | 9.84
0.59084 | 24.5599 | 5.58
0.58891 | 18.8791 | 5.79
0.63703 | 17.1218 | 6.33
0.48499 | 23.5122 | 4.62
0.75154 | 14.4634 | 7.56
0.4744 | 23.2901 | 4.53
0.70824 | 15.8492 | 7.08
0.55331 | 20.1363 | 5.4
0.40608 | 14.8265 | 4.08
0.69188 | 6.4723 | 7.14
0.60816 | 22.9128 | 5.82
1.2259 | 22.5783 | 11.76
0.98056 | 28.6778 | 8.94
1.0797 | 26.0168 | 10.08
1.0739 | 25.8076 | 10.05
0.88818 | 30.8999 | 7.92
1.1018 | 24.2825 | 10.44
0.85739 | 32.3529 | 7.53
1.1547 | 23.4243 | 11.01
0.89299 | 31.3769 | 7.92
0.93918 | 25.3043 | 8.82
1.0162 | 22.1943 | 9.78
1.4473 | 25.6451 | 13.56
5.7573 | 33.961 | 49.62
7.6876 | 37.3863 | 63.48
8.239 | 38.3557 | 67.14
7.5731 | 37.6125 | 62.34
6.6705 | 38.7102 | 54.09
6.99 | 38.1905 | 57.09
7.781 | 35.6242 | 65.73
6.3712 | 36.3767 | 53.31
6.4251 | 34.4184 | 55.08
6.5291 | 37.0928 | 54.12
6.4117 | 36.4674 | 53.58
6.0912 | 36.5006 | 50.88
6.3915 | 34.1566 | 54.96
7.0294 | 38.7149 | 57
6.3135 | 34.5692 | 54.03
6.4886 | 38.5882 | 52.71
6.9717 | 38.1559 | 56.97
6.8803 | 40.2858 | 54.54
5.4677 | 34.655 | 46.74
6.4444 | 35.5198 | 54.51
2.5539 | 27.7525 | 23.49
0.73037 | 24.5377 | 6.9
0.68803 | 25.5977 | 6.45
0.68129 | 17.5134 | 6.75
0.47633 | 22.8337 | 4.56
0.72363 | 15.0345 | 7.26
0.4388 | 24.8804 | 4.14
0.71978 | 15.598 | 7.2
0.44457 | 25.3993 | 4.17
0.6736 | 12.1291 | 6.84
0.49365 | 8.7462 | 5.07
0.4465 | 10.8016 | 4.56
0.64473 | 16.6501 | 6.42
0.44554 | 24.9048 | 4.2
0.74095 | 14.9027 | 7.44
0.45612 | 24.2939 | 4.32
0.73614 | 14.5264 | 7.41
0.45516 | 23.9625 | 4.32
0.71978 | 14.8722 | 7.23
0.43591 | 14.9558 | 4.38
0.50327 | 9.2461 | 5.16
0.52348 | 8.8904 | 5.37
0.46574 | 23.3852 | 4.44
0.72844 | 14.6973 | 7.32
0.44938 | 24.2613 | 4.26
0.71978 | 14.8722 | 7.23
0.66397 | 26.3421 | 6.18
1.9457 | 25.5766 | 18.24
6.3039 | 38.1558 | 51.51
7.1536 | 36.7312 | 59.58
6.7764 | 37.8707 | 55.59
5.69 | 31.8113 | 50.25
5.6024 | 34.6727 | 47.88
7.704 | 34.5118 | 65.97
6.2365 | 35.4483 | 52.8
6.0171 | 32.6989 | 52.62
6.0046 | 35.1342 | 51.03
6.6195 | 33.4198 | 57.42
6.1615 | 35.6188 | 52.05
7.603 | 34.215 | 65.34
7.2883 | 36.3661 | 60.99
5.9488 | 34.1219 | 51.18
5.4561 | 36.2636 | 45.72
5.7467 | 34.9354 | 48.96
5.2877 | 35.3995 | 44.79
3.4238 | 35.0435 | 29.13
3.037 | 27.7585 | 27.93
2.806 | 29.1233 | 25.47
1.8399 | 22.2188 | 17.7
0.4234 | 26.7397 | 3.93
0.68707 | 15.8462 | 6.87
0.4157 | 26.3871 | 3.87
0.46767 | 12.8356 | 4.74
0.48595 | 9.2383 | 4.98
0.35123 | 17.6909 | 3.48
0.73422 | 14.5829 | 7.38
0.42052 | 26.9166 | 3.9
0.66975 | 16.0132 | 6.69
0.46093 | 23.9989 | 4.38
0.49172 | 22.801 | 4.71
0.62933 | 17.354 | 6.24
0.40127 | 21.9544 | 3.87
0.62548 | 7.42 | 6.45
0.5331 | 22.2621 | 5.13
1.0903 | 23.2384 | 10.41
0.91705 | 30.4381 | 8.22
0.96613 | 28.5558 | 8.82
1.0739 | 25.8076 | 10.05
0.82756 | 34.1892 | 7.11
1.0566 | 25.2345 | 9.93
0.80158 | 34.4341 | 6.87
1.0344 | 25.6352 | 9.69
0.81313 | 31.9407 | 7.17
0.67071 | 31.0906 | 5.97
1.0393 | 21.5059 | 10.05
2.1064 | 35.5194 | 17.82
4.184 | 32.8896 | 36.51
2.6896 | 28.3258 | 24.6
2.7685 | 28.5962 | 25.26
3.0446 | 26.2249 | 28.38
2.7916 | 29.6934 | 25.2
2.9369 | 27.7743 | 27
2.7367 | 29.9998 | 24.63
2.7213 | 29.9108 | 24.51
3.1755 | 26.6815 | 29.49
3.0283 | 30.28 | 27.18
4.7556 | 33.912 | 41.01
2.7338 | 33.5894 | 23.67
0.45612 | 24.2939 | 4.32
0.66686 | 16.0817 | 6.66
0.40801 | 26.9277 | 3.78
0.64473 | 16.6501 | 6.42
0.47344 | 23.7495 | 4.5
0.42052 | 26.9166 | 3.9
0.67841 | 15.8114 | 6.78
0.40801 | 26.9277 | 3.78
0.6861 | 15.6144 | 6.87
0.40512 | 27.1124 | 3.75
0.44938 | 24.2613 | 4.26
0.5485 | 8.1728 | 5.64
0.31467 | 13.7816 | 3.18
0.66782 | 13.4957 | 6.75
0.4157 | 26.3871 | 3.87
0.63318 | 16.6992 | 6.3
0.51963 | 21.1517 | 5.04
0.4157 | 27.2768 | 3.84
0.68129 | 15.7452 | 6.81
0.41282 | 26.5651 | 3.84
0.69188 | 15.4857 | 6.93
0.41474 | 26.0296 | 3.87
0.57544 | 18.4349 | 5.67
0.5331 | 20.5923 | 5.19
0.39838 | 16.8584 | 3.96
0.63125 | 7.0925 | 6.51
0.35219 | 16.2038 | 3.51
0.71112 | 15.0512 | 7.14
0.43495 | 24.6955 | 4.11
0.59565 | 18.0834 | 5.88
0.53406 | 19.9037 | 5.22
0.42821 | 25.5297 | 4.02
0.70535 | 14.9465 | 7.08
0.48403 | 22.4359 | 4.65
0.71594 | 14.4847 | 7.2
0.35604 | 16.9661 | 3.54
0.52252 | 8.5777 | 5.37
0.45997 | 11.9442 | 4.68
0.47633 | 22.0592 | 4.59
0.66301 | 15.6711 | 6.63
0.43687 | 25.0398 | 4.11
0.86798 | 14.4524 | 8.73
0.48788 | 25.2011 | 4.59
0.64376 | 16.404 | 6.42
0.47921 | 21.9296 | 4.62
0.40127 | 18.4349 | 3.96
0.57929 | 7.4437 | 5.97
0.33776 | 13.3245 | 3.42
0.7015 | 15.5241 | 7.02
0.47344 | 23.7495 | 4.5
0.61201 | 17.5799 | 6.06
0.49461 | 21.9256 | 4.77
0.41282 | 26.5651 | 3.84
0.68226 | 15.2126 | 6.84
0.4157 | 26.3871 | 3.87
0.69284 | 15.7158 | 6.93
0.41282 | 26.5651 | 3.84
0.44169 | 13.2191 | 4.47
0.51674 | 8.6732 | 5.31
0.34546 | 17.5256 | 3.42
0.68803 | 15.3183 | 6.9
0.42244 | 26.3898 | 3.93
0.68322 | 15.6795 | 6.84
0.42052 | 26.0378 | 3.93
0.53022 | 20.4099 | 5.16
0.63318 | 14.7968 | 6.36
0.33776 | 12.8477 | 3.42
0.63414 | 7.0603 | 6.54
0.47537 | 22.5127 | 4.56
0.89973 | 18.8998 | 8.85
0.61778 | 28.4822 | 5.64
0.96998 | 25.5733 | 9.09
1.2154 | 28.2086 | 11.13
1.0595 | 29.0091 | 9.63
1.2481 | 22.2936 | 12
0.995 | 28.4247 | 9.09
1.2538 | 24.9133 | 11.82
1.0181 | 32.9694 | 8.88
1.2548 | 25.9167 | 11.73
1.0085 | 33.5535 | 8.73
1.0701 | 27.8089 | 9.84
1.0248 | 26.0599 | 9.57
0.97864 | 29.5143 | 8.85
2.1545 | 27.0113 | 19.95
4.4698 | 34.6343 | 38.22
6.5166 | 36.479 | 54.45
7.1343 | 38.4281 | 58.08
5.8882 | 35.1393 | 50.04
5.5543 | 33.6818 | 48.03
7.1709 | 34.7841 | 61.2
5.7371 | 32.7144 | 50.16
6.53 | 33.4231 | 56.64
6.8023 | 35.0458 | 57.87
6.787 | 33.075 | 59.1
6.9611 | 32.0029 | 61.35
6.6032 | 34.8155 | 56.34
5.9113 | 31.2757 | 52.5
6.0248 | 33.5682 | 52.17
10.0058 | 20.7147 | 97.26
14.4467 | 18.3082 | 142.53
19.1686 | 18.1648 | 189.27
12.1882 | 21.9173 | 117.51
5.3763 | 34.3215 | 46.14
6.8197 | 33.5353 | 59.07
2.7483 | 32.2542 | 24.15
0.84296 | 23.4047 | 8.04
0.67744 | 23.6154 | 6.45
0.46767 | 23.245 | 4.47
0.6861 | 15.6144 | 6.87
0.4157 | 27.2768 | 3.84
0.71594 | 12.5789 | 7.26
0.34834 | 13.921 | 3.51
0.60239 | 12.1715 | 6.12
0.66686 | 22.6771 | 6.39
0.6149 | 29.2113 | 5.58
0.88722 | 19.378 | 8.7
0.61105 | 28.5024 | 5.58
0.8776 | 19.806 | 8.58
0.62163 | 28.5892 | 5.67
0.8699 | 23.6729 | 8.28
1.1191 | 24.3828 | 10.59
0.9719 | 29.1538 | 8.82
1.3741 | 24.8424 | 12.96
1.0893 | 32.0054 | 9.6
1.2721 | 26.2742 | 11.85
0.98056 | 34.8125 | 8.37
1.1018 | 30.732 | 9.84
1.1326 | 29.6362 | 10.23
0.98056 | 31.3976 | 8.7
1.1384 | 23.3131 | 10.86
0.92283 | 30.6564 | 8.25
2.118 | 27.613 | 19.5
6.582 | 35.5932 | 55.62
7.0641 | 37.2773 | 58.41
7.2979 | 36.9606 | 60.6
5.8497 | 34.7488 | 49.95
5.3609 | 31.5246 | 47.49
5.892 | 33.5499 | 51.03
6.76 | 34.104 | 58.17
6.5618 | 32.1657 | 57.72
6.6109 | 34.9531 | 56.31
7.3393 | 33.9526 | 63.27
5.7342 | 32.3539 | 50.34
5.4908 | 32.1108 | 48.33
5.5543 | 31.2446 | 49.35
5.1309 | 33.0374 | 44.7
5.5216 | 30.6812 | 49.35
6.0258 | 35.426 | 51.03
7.0747 | 35.2659 | 60.03
6.5002 | 36.2032 | 54.51
7.0949 | 35.2938 | 60.18
6.5271 | 35.8765 | 54.96
3.1909 | 31.5328 | 28.26
0.64954 | 24.4018 | 6.15
0.75828 | 11.8662 | 7.71
0.44842 | 13.7681 | 4.53
0.71594 | 15.4375 | 7.17
0.41667 | 26.7424 | 3.87
0.62644 | 17.4328 | 6.21
0.4821 | 22.8835 | 4.62
0.4542 | 24.7751 | 4.29
0.66012 | 16.7712 | 6.57
0.41282 | 26.5651 | 3.84
0.69861 | 15.5875 | 6.99
0.41282 | 26.5651 | 3.84
0.56871 | 7.8831 | 5.85
0.36278 | 11.9356 | 3.69
0.71978 | 23.3795 | 6.87
1.0681 | 25.803 | 9.99
0.88722 | 31.8274 | 7.83
1.1422 | 23.8449 | 10.86
0.89107 | 31.2184 | 7.92
1.0537 | 24.9505 | 9.93
0.79099 | 35.489 | 6.69
0.92283 | 29.6115 | 8.34
0.91416 | 29.7224 | 8.25
0.78137 | 35.2176 | 6.63
1.0316 | 26.0631 | 9.63
0.85643 | 32.8862 | 7.47
1.7225 | 25.8349 | 16.11
5.8102 | 37.0236 | 48.21
6.9592 | 39.276 | 55.98
6.5753 | 39.6735 | 52.59
7.3499 | 38.5579 | 59.73
6.4694 | 36.9466 | 53.73
7.1719 | 37.5756 | 59.07
7.6261 | 35.7116 | 64.35
7.1266 | 38.504 | 57.96
7.6463 | 38.0382 | 62.58
7.6415 | 38.697 | 61.98
6.7196 | 35.117 | 57.12
6.5002 | 36.6765 | 54.18
6.3838 | 33.5463 | 55.29
6.9938 | 37.4186 | 57.72
5.8295 | 34.5085 | 49.92
6.6349 | 37.1491 | 54.96
6.504 | 35.2066 | 55.23
7.5337 | 37.1202 | 62.43
7.1228 | 37.0603 | 59.07
5.9719 | 35.1191 | 50.76
2.6116 | 31.6697 | 23.1
0.90166 | 20.2339 | 8.79
0.58988 | 30.5792 | 5.28
0.89588 | 19.1942 | 8.79
0.56678 | 24.9993 | 5.34
0.59565 | 18.9622 | 5.85
0.70246 | 19.7014 | 6.87
0.5918 | 29.8142 | 5.34
0.85258 | 20.2153 | 8.31
0.5918 | 29.8142 | 5.34
0.71978 | 24.4059 | 6.81
0.72941 | 23.8243 | 6.93
0.59469 | 30.2964 | 5.34
0.84392 | 20.4184 | 8.22
0.58795 | 29.71 | 5.31
0.97671 | 24.8225 | 9.21
1.1393 | 29.6188 | 10.29
1.0489 | 32.6405 | 9.18
1.249 | 24.433 | 11.82
0.93822 | 29.4826 | 8.49
1.0999 | 26.1616 | 10.26
1.0248 | 32.9292 | 8.94
0.97768 | 35.1444 | 8.31
1.2077 | 27.4842 | 11.13
0.96517 | 35.8762 | 8.13
1.2048 | 27.5475 | 11.1
1.0739 | 33.8182 | 9.27
2.0622 | 33.2896 | 17.91
5.9594 | 35.8152 | 50.22
6.581 | 39.8571 | 52.5
7.321 | 38.0494 | 59.91
6.606 | 37.2755 | 54.63
7.1815 | 37.2568 | 59.4
7.1786 | 37.4183 | 59.25
6.5117 | 34.3594 | 55.86
6.0219 | 34.4137 | 51.63
5.3695 | 32.0837 | 47.28
6.5531 | 34.6281 | 56.04
6.2519 | 33.8735 | 53.94
6.2471 | 37.9237 | 51.21
7.4298 | 37.5645 | 61.2
7.0458 | 38.7295 | 57.12
5.1665 | 36.7995 | 42.99
7.0044 | 38.0365 | 57.33
6.5242 | 38.9291 | 52.74
6.3068 | 36.0621 | 52.98
5.1145 | 36.8311 | 42.54
5.7371 | 36.7142 | 47.79
2.8801 | 31.013 | 25.65
1.0075 | 19.0577 | 9.9
0.88048 | 19.7423 | 8.61
0.66012 | 27.3499 | 6.09
0.8266 | 21.095 | 8.01
0.65339 | 25.0933 | 6.15
0.62259 | 28.8224 | 5.67
0.87952 | 20.1598 | 8.58
0.46863 | 26.7229 | 4.35
0.6736 | 16.1816 | 6.72
0.45612 | 24.2939 | 4.32
0.45227 | 24.9285 | 4.26
0.68707 | 15.8462 | 6.87
0.65146 | 29.7449 | 5.88
1.096 | 25.0807 | 10.32
0.83814 | 33.1976 | 7.29
0.91128 | 29.8124 | 8.22
0.91032 | 29.2488 | 8.25
0.79869 | 34.0923 | 6.87
1.1057 | 24.6916 | 10.44
0.90166 | 31.9081 | 7.95
1.1018 | 25.289 | 10.35
0.86124 | 31.985 | 7.59
0.84873 | 32.5011 | 7.44
1.0268 | 26.2047 | 9.57
0.8112 | 33.9729 | 6.99
1.2144 | 24.7371 | 11.46
2.3528 | 33.3392 | 20.43
6.9881 | 38.5933 | 56.76
7.2373 | 36.7785 | 60.24
6.2019 | 35.6431 | 52.38
6.9967 | 37.338 | 57.81
5.9084 | 35.7948 | 49.8
7.5664 | 36.389 | 63.3
6.0017 | 37.5148 | 49.47
6.939 | 35.74 | 58.53
6.429 | 36.4171 | 53.76
7.1112 | 35.516 | 60.15
6.7331 | 38.4718 | 54.78
7.4817 | 37.2855 | 61.86
7.0756 | 37.0569 | 58.68
6.3905 | 35.7724 | 53.88
5.6948 | 35.3418 | 48.27
6.6032 | 35.8929 | 55.59
6.1518 | 36.4504 | 51.42
3.6547 | 33.7277 | 31.59
3.5219 | 29.9488 | 31.71
2.4634 | 28.187 | 22.56
2.04 | 22.4639 | 19.59
0.5052 | 26.8581 | 4.68
0.53599 | 25.1847 | 5.04
0.71016 | 17.2568 | 7.05
0.41474 | 26.922 | 3.84
0.67552 | 15.8781 | 6.75
0.4465 | 25.2405 | 4.2
0.57737 | 18.9789 | 5.67
0.52059 | 21.4477 | 5.04
0.42244 | 27.2659 | 3.9
0.68418 | 15.9122 | 6.84
0.40801 | 26.9277 | 3.78
0.63799 | 17.3695 | 6.33
0.45901 | 24.1455 | 4.35
0.44169 | 24.7228 | 4.17
0.67167 | 16.4869 | 6.69
0.41089 | 26.7452 | 3.81
0.68322 | 15.4463 | 6.84
0.40704 | 26.5651 | 3.78
0.54369 | 19.8791 | 5.31
0.58699 | 18.3458 | 5.79
0.41667 | 26.7424 | 3.87
0.74192 | 14.4146 | 7.47
0.41089 | 26.7452 | 3.81
0.65435 | 15.8759 | 6.54
0.4542 | 23.6294 | 4.32
0.6659 | 19.7708 | 6.51
1.3799 | 18.6623 | 13.59
1.4829 | 20.5169 | 14.43
2.3768 | 24.3864 | 22.5
3.4806 | 35.7863 | 29.34
3.4632 | 32.7496 | 30.27
2.2055 | 32.2756 | 19.38
2.4365 | 30.2418 | 21.87
3.009 | 34.4066 | 25.8
2.6626 | 33.2765 | 23.13
2.7252 | 29.9331 | 24.54
1.7773 | 25.1912 | 16.71
2.1468 | 21.873 | 20.7
1.3664 | 26.0777 | 12.75
0.89107 | 21.0775 | 8.64
0.67263 | 28.4339 | 6.15
0.69573 | 27.4154 | 6.42
0.74962 | 20.0396 | 7.32
0.34257 | 17.6711 | 3.39
0.64184 | 11.1582 | 6.54
0.4388 | 28.2497 | 4.02
0.53022 | 23.7723 | 5.04
0.61393 | 19.7989 | 6
0.4311 | 28.794 | 3.93
0.70054 | 17.0159 | 6.96
0.43687 | 29.2753 | 3.96
0.60239 | 20.1707 | 5.88
0.54273 | 23.1586 | 5.19
0.44072 | 28.5805 | 4.02
0.71016 | 17.2568 | 7.05
0.41859 | 24.444 | 3.96
0.6659 | 8.9726 | 6.84
0.34738 | 16.9275 | 3.45
0.54176 | 22.8781 | 5.19
0.62356 | 20.0284 | 6.09
0.46574 | 26.8825 | 4.32
0.7015 | 17.2415 | 6.96
0.4388 | 28.2497 | 4.02
0.68707 | 17.598 | 6.81
0.47152 | 25.7802 | 4.41
0.47055 | 23.8911 | 4.47
0.57448 | 10.1247 | 5.88
0.34161 | 17.2096 | 3.39
0.70054 | 15.2965 | 7.02
0.44072 | 28.5805 | 4.02
0.6428 | 18.5977 | 6.33
0.5254 | 23.3227 | 5.01
0.49365 | 24.9156 | 4.65
0.75058 | 15.8545 | 7.5
0.44265 | 27.5672 | 4.08
0.7092 | 13.4141 | 7.17
0.36374 | 16.1328 | 3.63
0.53984 | 10.4692 | 5.52
0.56101 | 21.4183 | 5.43
0.45612 | 26.7274 | 4.23
0.71305 | 16.455 | 7.11
0.48691 | 24.8938 | 4.59
0.73999 | 16.3139 | 7.38
0.45804 | 26.5651 | 4.26
0.62452 | 19.44 | 6.12
0.53695 | 23.1177 | 5.13
0.46959 | 26.2502 | 4.38
0.69765 | 17.835 | 6.9
0.36182 | 16.6992 | 3.6
0.67167 | 8.8959 | 6.9
0.44554 | 28.2253 | 4.08
0.5995 | 20.879 | 5.82
0.55235 | 22.4127 | 5.31
0.43591 | 28.9439 | 3.96
0.7092 | 17.0342 | 7.05
0.44072 | 28.5805 | 4.02
0.71209 | 16.9661 | 7.08
0.44072 | 28.5805 | 4.02
0.60046 | 20.2657 | 5.85
0.54273 | 23.1586 | 5.19
0.4542 | 27.2161 | 4.2
0.73518 | 16.6561 | 7.32
0.44938 | 28.3755 | 4.11
0.72267 | 17.2037 | 7.17
0.49365 | 25.6652 | 4.62
0.60624 | 20.3326 | 5.91
0.54754 | 22.6431 | 5.25
0.44938 | 27.5528 | 4.14
0.70727 | 17.3261 | 7.02
0.44169 | 28.0725 | 4.05
0.71112 | 17.4789 | 7.05
0.35316 | 17.1027 | 3.51
0.50135 | 11.6336 | 5.1
0.53214 | 19.3194 | 5.22
0.44072 | 27.741 | 4.05
0.71786 | 16.8317 | 7.14
0.44554 | 28.2253 | 4.08
0.72171 | 16.9847 | 7.17
0.43687 | 28.429 | 3.99
0.58122 | 20.9558 | 5.64
0.62837 | 18.7681 | 6.18
0.54754 | 26.9704 | 5.07
1.7985 | 27.0175 | 16.65
2.3095 | 32.5975 | 20.22
2.5731 | 29.3543 | 23.31
2.3383 | 32.2379 | 20.55
3.1611 | 33.4143 | 27.42
4.2677 | 31.8411 | 37.68
4.8576 | 33.6334 | 42.03
5.0808 | 31.2876 | 45.12
5.1193 | 34.1291 | 44.04
5.3965 | 32.1938 | 47.46
5.1809 | 34.2125 | 44.52
5.2617 | 33.4983 | 45.6
5.1867 | 33.6282 | 44.88
5.868 | 30.7414 | 52.41
7.5395 | 24.7889 | 71.13
7.1112 | 26.0033 | 66.42
14.6247 | 17.1401 | 145.23
16.8004 | 15.9062 | 167.91
8.1736 | 27.6511 | 75.24
6.1624 | 35.313 | 52.26
6.0537 | 35.8807 | 50.97
3.649 | 32.1687 | 32.1
0.78329 | 23.9196 | 7.44
0.7679 | 20.682 | 7.47
0.61586 | 27.646 | 5.67
0.58025 | 28.2235 | 5.31
0.81794 | 19.5858 | 8.01
0.55042 | 28.8503 | 5.01
0.7679 | 20.682 | 7.47
0.59758 | 26.6888 | 5.55
0.5562 | 29.8925 | 5.01
0.8035 | 19.7369 | 7.86
0.54754 | 30.0824 | 4.92
0.75635 | 21.2732 | 7.32
0.79099 | 30.4974 | 7.08
1.0104 | 33.4631 | 8.76
1.2558 | 26.0351 | 11.73
1.0479 | 32.2897 | 9.21
1.251 | 26.1512 | 11.67
1.0037 | 33.5073 | 8.7
0.92283 | 35.5793 | 7.8
1.1374 | 27.9955 | 10.44
0.92186 | 36.0802 | 7.74
1.149 | 27.8524 | 10.56
0.90262 | 36.2834 | 7.56
0.84296 | 31.132 | 7.5
1.0056 | 25.6825 | 9.42
0.95169 | 34.7501 | 8.13
3.7086 | 33.6035 | 32.1
4.2061 | 36.7126 | 35.04
4.5092 | 34.1987 | 38.76
4.6199 | 36.4617 | 38.61
4.4948 | 34.3228 | 38.58
4.7363 | 36.8489 | 39.39
7.5443 | 38.3345 | 61.5
7.4413 | 37.7502 | 61.14
5.6717 | 35.4699 | 48
5.7102 | 35.2649 | 48.45
8.1361 | 37.1992 | 67.35
6.8803 | 36.0044 | 57.84
7.4423 | 37.3233 | 61.5
7.4047 | 36.8699 | 61.56
7.0304 | 38.0793 | 57.51
6.1846 | 36.0942 | 51.93
7.1978 | 39.173 | 57.99
6.2259 | 37.3694 | 51.42
6.785 | 36.3482 | 56.79
6.6416 | 35.9285 | 55.89
5.1559 | 35.3363 | 43.71
3.1274 | 34.849 | 26.67
0.78811 | 15.5129 | 7.89
0.44554 | 25.7347 | 4.17
0.81601 | 17.9222 | 8.07
0.69765 | 27.0956 | 6.45
0.67744 | 26.0194 | 6.33
0.81601 | 21.5757 | 7.89
0.62452 | 29.0546 | 5.67
0.88722 | 19.9672 | 8.67
0.62163 | 28.5892 | 5.67
0.75731 | 14.5658 | 7.62
0.55331 | 20.1363 | 5.4
0.61201 | 20.1448 | 5.97
0.81024 | 21.536 | 7.83
0.62067 | 28.951 | 5.64
0.93726 | 18.4907 | 9.24
0.62741 | 27.9795 | 5.76
0.84296 | 20.2345 | 8.22
0.67552 | 25.5792 | 6.33
0.68803 | 25.0604 | 6.48
0.77848 | 15.2738 | 7.8
0.54561 | 20.4495 | 5.31
0.82948 | 12.875 | 8.4
0.62837 | 26.4474 | 5.85
0.86124 | 19.5892 | 8.43
0.66975 | 25.7923 | 6.27
0.82756 | 23.8813 | 7.86
1.5935 | 24.2893 | 15.09
3.5085 | 34.88 | 29.91
5.0212 | 33.5804 | 43.47
4.7181 | 35.5377 | 39.9
5.5139 | 33.7067 | 47.67
5.7515 | 35.6447 | 48.57
8.6615 | 38.3825 | 70.56
8.622 | 39.7564 | 68.88
6.9034 | 35.365 | 58.5
6.5906 | 36.3429 | 55.17
7.8483 | 35.4789 | 66.42
7.0824 | 36.23 | 59.37
6.4271 | 34.1255 | 55.29
7.5905 | 38.4522 | 61.77
7.3037 | 36.5302 | 60.99
5.664 | 35.2695 | 48.06
8.2044 | 37.9545 | 67.23
6.8023 | 38.8155 | 55.08
5.9305 | 35.4307 | 50.22
5.0751 | 34.5488 | 43.44
4.9269 | 33.6249 | 42.63
2.806 | 27.7778 | 25.8
0.35219 | 12.7835 | 3.57
0.63992 | 6.9968 | 6.6
0.4898 | 25.5069 | 4.59
0.71882 | 15.3763 | 7.2
0.4898 | 23.2429 | 4.68
0.58603 | 18.9704 | 5.76
0.59565 | 18.0834 | 5.88
0.47633 | 22.8337 | 4.56
0.71786 | 15.1541 | 7.2
0.51867 | 27.1351 | 4.8
0.8266 | 14.7639 | 8.31
0.53695 | 20.7723 | 5.22
0.97864 | 19.29 | 9.6
1.147 | 30.0489 | 10.32
1.2067 | 28.2822 | 11.04
1.2365 | 27.5219 | 11.4
1.0912 | 31.5876 | 9.66
1.276 | 26.0431 | 11.91
0.99885 | 33.9198 | 8.61
1.2635 | 26.1554 | 11.79
0.90839 | 31.2137 | 8.07
1.1365 | 23.5044 | 10.83
0.96517 | 28.4052 | 8.82
1.1085 | 29.8374 | 9.99
1.0999 | 27.5064 | 10.14
0.7448 | 26.9622 | 6.9
1.8197 | 24.8577 | 17.16
3.4267 | 35.3637 | 29.04
4.4967 | 34.3532 | 38.58
4.4784 | 36.6926 | 37.32
4.5737 | 30.8707 | 40.8
5.2175 | 32.0457 | 45.96
5.5706 | 34.2501 | 47.85
7.4384 | 30.7654 | 66.42
8.9723 | 25.3777 | 84.24
10.7371 | 22.8628 | 102.81
19.7604 | 16.9101 | 196.47
14.6565 | 19.8269 | 143.28
14.9076 | 20.2106 | 145.38
19.7411 | 17.3035 | 195.87
13.8337 | 19.505 | 135.51
20.5273 | 15.0134 | 206.04
8.1823 | 28.6992 | 74.58
5.3022 | 36.2522 | 44.43
6.7013 | 35.7443 | 56.52
6.5079 | 39.4021 | 52.26
5.5456 | 35.9572 | 46.65
2.8397 | 33.6416 | 24.57
0.65435 | 16.675 | 6.51
0.53791 | 20.0882 | 5.25
0.47633 | 25.4783 | 4.47
0.68899 | 10.1331 | 7.05
0.38876 | 11.5601 | 3.96
0.65435 | 7.0937 | 6.75
0.45227 | 24.111 | 4.29
0.65916 | 16.5311 | 6.57
0.52733 | 20.5193 | 5.13
0.51674 | 21.9797 | 4.98
0.67263 | 15.9454 | 6.72
0.44842 | 24.7494 | 4.23
0.77463 | 13.5704 | 7.83
0.4234 | 20.7849 | 4.11
0.61393 | 7.0247 | 6.33
0.40608 | 11.0702 | 4.14
0.50712 | 16.8868 | 5.04
0.63318 | 16.6992 | 6.3
0.45612 | 23.4841 | 4.35
0.72941 | 14.2012 | 7.35
0.4542 | 23.6294 | 4.32
0.73326 | 14.3646 | 7.38
0.45227 | 24.111 | 4.29
0.6505 | 16.5044 | 6.48
0.50712 | 11.502 | 5.16
0.5408 | 12.3297 | 5.49
1.4222 | 18.9498 | 13.98
5.7833 | 36.9443 | 48.03
7.0727 | 35.1625 | 60.09
5.8757 | 36.6503 | 48.99
5.5812 | 31.0095 | 49.71
5.5071 | 34.5147 | 47.16
6.8553 | 34.1183 | 58.98
5.9729 | 33.667 | 51.66
6.2731 | 34.4433 | 53.76
6.9197 | 36.4492 | 57.84
6.8274 | 34.5435 | 58.44
7.2864 | 36.1525 | 61.14
7.5298 | 35.6705 | 63.57
7.3143 | 36.7207 | 60.93
7.2883 | 37.7914 | 59.85
5.6524 | 34.5341 | 48.39
6.3982 | 36.7458 | 53.28
5.9094 | 34.1481 | 50.82
3.1322 | 33.9537 | 27
2.8435 | 27.8398 | 26.13
2.1459 | 26.3582 | 19.98
2.0169 | 22.3801 | 19.38
0.48403 | 23.1986 | 4.62
0.58218 | 17.8961 | 5.76
0.51771 | 20.556 | 5.04
0.42244 | 25.5139 | 3.96
0.68803 | 15.0864 | 6.9
0.42148 | 25.1593 | 3.96
0.66975 | 16.0132 | 6.69
0.44842 | 24.7494 | 4.23
0.47344 | 22.9692 | 4.53
0.63222 | 16.4486 | 6.3
0.42244 | 25.5139 | 3.96
0.7015 | 14.7796 | 7.05
0.41859 | 25.3274 | 3.93
0.66686 | 16.0817 | 6.66
0.70824 | 24.5793 | 6.69
0.93341 | 25.4557 | 8.76
1.1557 | 23.2362 | 11.04
1.0277 | 29.8048 | 9.27
1.326 | 24.8361 | 12.51
0.98922 | 33.4583 | 8.58
1.2327 | 26.2651 | 11.49
0.98634 | 33.7831 | 8.52
1.1441 | 28.3105 | 10.47
1.0595 | 30.8298 | 9.45
1.0133 | 32.7843 | 8.85
1.3164 | 26.8459 | 12.21
2.0169 | 27.9953 | 18.51
4.8133 | 31.8597 | 42.48
4.771 | 35.1709 | 40.53
4.8335 | 32.067 | 42.57
4.5006 | 35.0763 | 38.28
4.7835 | 33.6037 | 41.4
4.8095 | 34.9779 | 40.95
5.7669 | 36.2045 | 48.36
6.0306 | 35.2954 | 51.15
4.6189 | 34.5343 | 39.54
4.3899 | 32.8122 | 38.34
4.3659 | 35.2558 | 37.05
2.577 | 28.9486 | 23.43
0.43687 | 25.0398 | 4.11
0.68803 | 15.0864 | 6.9
0.47248 | 22.6468 | 4.53
0.57159 | 18.2519 | 5.64
0.5764 | 17.7994 | 5.7
0.37625 | 19.2693 | 3.69
0.64569 | 6.6799 | 6.66
0.34738 | 13.4587 | 3.51
0.72363 | 14.3133 | 7.29
0.4388 | 24.8804 | 4.14
0.72748 | 14.4774 | 7.32
0.46767 | 22.1299 | 4.5
0.57737 | 18.0723 | 5.7
0.58025 | 18.2548 | 5.73
0.49365 | 22.3619 | 4.74
0.6736 | 15.4058 | 6.75
0.45131 | 23.7763 | 4.29
0.74673 | 13.875 | 7.53
0.41474 | 22.0979 | 3.99
0.6505 | 6.3683 | 6.72
0.34931 | 12.8882 | 3.54
0.69092 | 10.8403 | 7.05
0.44072 | 24.3818 | 4.17
0.65339 | 16.4324 | 6.51
0.5254 | 19.9293 | 5.13
0.55812 | 18.7163 | 5.49
0.61586 | 16.9052 | 6.12
0.46286 | 23.5271 | 4.41
0.73807 | 14.0362 | 7.44
0.45804 | 23.0089 | 4.38
0.7246 | 14.5345 | 7.29
0.36952 | 14.4703 | 3.72
0.6505 | 6.3683 | 6.72
0.36855 | 13.6005 | 3.72
0.72171 | 14.592 | 7.26
0.45035 | 23.4399 | 4.29
0.6582 | 16.049 | 6.57
0.54273 | 18.9164 | 5.34
0.5408 | 19.0156 | 5.31
0.62644 | 16.5981 | 6.24
0.44457 | 24.5672 | 4.2
0.73133 | 13.707 | 7.38
0.42629 | 23.9625 | 4.05
0.72844 | 13.9812 | 7.35
0.47248 | 20.761 | 4.59
0.64473 | 6.4252 | 6.66
0.34834 | 11.9621 | 3.54
0.61201 | 12.2648 | 6.21
0.51097 | 21.2002 | 4.95
0.63799 | 16.3017 | 6.36
0.60912 | 16.8033 | 6.06
0.43399 | 24.3494 | 4.11
0.71594 | 14.4847 | 7.2
0.42244 | 25.5139 | 3.96
0.72363 | 14.3133 | 7.29
0.42918 | 24.6674 | 4.05
0.66301 | 15.6711 | 6.63
0.47152 | 22.3229 | 4.53
0.54369 | 19.204 | 5.34
0.59373 | 17.5535 | 5.88
0.48499 | 22.751 | 4.65
0.71882 | 14.6499 | 7.23
0.37336 | 18.0147 | 3.69
0.62741 | 6.6021 | 6.48
0.42533 | 16.9598 | 4.23
0.84777 | 19.9164 | 8.28
0.69188 | 25.1757 | 6.51
0.71209 | 24.1748 | 6.75
0.78811 | 21.4896 | 7.62
0.62259 | 27.6348 | 5.73
0.88722 | 18.7886 | 8.73
0.61297 | 27.7711 | 5.64
0.88433 | 18.8488 | 8.7
0.62356 | 28.4624 | 5.7
0.84488 | 18.7447 | 8.31
0.61586 | 16.9052 | 6.12
0.64088 | 16.2292 | 6.39
0.70246 | 18.9565 | 6.9
0.63414 | 26.215 | 5.91
0.87856 | 18.7923 | 8.64
0.62452 | 27.512 | 5.76
0.89781 | 18.3767 | 8.85
0.77367 | 27.3302 | 7.14
2.0901 | 24.8304 | 19.71
3.6008 | 32.5945 | 31.53
4.2129 | 32.2634 | 37.02
3.9569 | 32.9713 | 34.5
4.0348 | 34.2699 | 34.65
4.0945 | 32.2109 | 36
5.1164 | 33.4928 | 44.34
4.1994 | 31.8217 | 37.08
4.8528 | 31.7705 | 42.87
4.0522 | 31.3348 | 35.97
4.3736 | 29.3227 | 39.63
4.2465 | 31.6585 | 37.56
4.4342 | 28.7176 | 40.41
4.2138 | 30.3242 | 37.8
4.567 | 31.3489 | 40.53
4.361 | 33.2798 | 37.89
4.0522 | 30.6208 | 36.24
4.133 | 29.591 | 37.35
3.6066 | 31.7818 | 31.86
3.9444 | 30.2806 | 35.4
3.572 | 32.56 | 31.29
2.7021 | 30.0714 | 24.3
0.48114 | 23.334 | 4.59
0.70054 | 15.2965 | 7.02
0.46767 | 24.0343 | 4.44
0.66975 | 16.0132 | 6.69
0.47537 | 23.6095 | 4.53
0.53599 | 20.4838 | 5.22
0.63125 | 17.8545 | 6.24
0.43399 | 25.2011 | 4.08
0.68899 | 12.3464 | 6.99
0.36278 | 11.9356 | 3.69
0.64858 | 6.6502 | 6.69
0.3955 | 19.6257 | 3.87
0.63607 | 16.8735 | 6.33
0.51578 | 21.6823 | 4.98
0.5485 | 19.6741 | 5.37
0.64473 | 16.6501 | 6.42
0.47344 | 22.9692 | 4.53
0.72267 | 14.8135 | 7.26
0.43495 | 24.6955 | 4.11
0.75924 | 14.3003 | 7.65
0.44169 | 24.7228 | 4.17
0.63414 | 7.0603 | 6.54
0.37144 | 11.6593 | 3.78
0.54657 | 8.8152 | 5.61
0.55235 | 18.9085 | 5.43
0.63799 | 19.8281 | 6.24
1.6051 | 27.3025 | 14.82
4.2032 | 36.201 | 35.25
4.9538 | 32.8937 | 43.23
4.7286 | 34.2527 | 40.62
4.1513 | 30.9706 | 36.99
5.307 | 33.5518 | 45.96
6.1836 | 33.4601 | 53.61
7.3133 | 36.8156 | 60.84
6.734 | 34.4326 | 57.72
6.8177 | 35.8169 | 57.45
7.0708 | 35.3446 | 59.94
6.2731 | 34.2532 | 53.88
6.149 | 32.8694 | 53.67
7.2094 | 35.5804 | 60.93
6.6455 | 36.4318 | 55.56
6.047 | 33.1362 | 52.62
6.5079 | 35.904 | 54.78
6.4867 | 35.6918 | 54.75
6.0152 | 34.0256 | 51.81
6.5127 | 36.0012 | 54.75
6.7465 | 35.7372 | 56.91
3.5585 | 32.981 | 31.02
0.78329 | 12.5517 | 7.95
0.42244 | 26.3898 | 3.93
0.84681 | 12.8043 | 8.58
0.43687 | 25.887 | 4.08
0.62452 | 17.7649 | 6.18
0.50616 | 21.7408 | 4.89
0.53599 | 20.4838 | 5.22
0.62067 | 17.5924 | 6.15
0.43014 | 25.8768 | 4.02
0.7092 | 15.3369 | 7.11
0.44169 | 25.56 | 4.14
0.76501 | 13.9838 | 7.71
0.43399 | 25.2011 | 4.08
0.67744 | 15.5764 | 6.78
0.64184 | 24.7212 | 6.06
0.95651 | 22.54 | 9.18
0.94015 | 22.9446 | 9
0.97094 | 28.0124 | 8.91
1.1095 | 24.7647 | 10.47
0.84199 | 32.5465 | 7.38
1.0681 | 24.7643 | 10.08
0.80928 | 33.8034 | 6.99
1.096 | 24.269 | 10.38
0.81313 | 34.1417 | 6.99
1.0778 | 24.7108 | 10.17
0.89396 | 33.2797 | 7.77
2.1988 | 27.7761 | 20.22
4.593 | 33.75 | 39.69
4.9018 | 34.2235 | 42.12
6.0498 | 37.1269 | 50.13
6.0094 | 36.2864 | 50.34
6.1961 | 34.2528 | 53.22
5.6062 | 33.7883 | 48.42
5.8612 | 32.2028 | 51.54
5.7496 | 34.0092 | 49.53
5.6351 | 32.2978 | 49.5
5.2213 | 34.0239 | 44.97
8.1033 | 29.3778 | 73.38
8.7481 | 25.9478 | 81.75
14.5121 | 19.3901 | 142.26
21.7562 | 16.2587 | 217.05
21.2279 | 14.9339 | 213.15
11.6311 | 22.3639 | 111.78
18.3689 | 17.8455 | 181.71
21.0893 | 16.232 | 210.42
16.6474 | 16.9895 | 165.45
9.5718 | 29.7427 | 86.37
4.0127 | 30.1437 | 36.06
0.81216 | 24.5619 | 7.68
0.94592 | 14.6724 | 9.51
0.61105 | 18.178 | 6.03
0.91898 | 14.5603 | 9.24
0.80062 | 22.0317 | 7.71
0.76501 | 22.8861 | 7.32
0.93437 | 18.939 | 9.18
0.71016 | 25.0028 | 6.69
0.99018 | 17.4836 | 9.81
0.59469 | 22.8337 | 5.7
0.81794 | 13.0552 | 8.28
0.52059 | 21.4477 | 5.04
0.72075 | 15.0941 | 7.23
0.6582 | 17.0843 | 6.54
0.73229 | 25.9588 | 6.84
1.2587 | 22.0942 | 12.12
0.9796 | 28.5296 | 8.94
1.2471 | 21.8753 | 12.03
0.98056 | 28.6778 | 8.94
1.1095 | 24.4316 | 10.5
0.95458 | 28.3477 | 8.73
0.99018 | 27.6108 | 9.12
1.0806 | 25.1278 | 10.17
0.88337 | 31.0922 | 7.86
1.1461 | 23.1417 | 10.95
0.98634 | 29.6409 | 8.91
1.5522 | 23.8002 | 14.76
6.0421 | 37.5653 | 49.77
6.734 | 37.4054 | 55.59
6.1307 | 36.0551 | 51.51
5.995 | 33.6901 | 51.84
6.1653 | 33.8314 | 53.22
5.4446 | 32.0215 | 47.97
6.045 | 32.658 | 52.89
4.9865 | 34.5273 | 42.69
5.2993 | 32.5646 | 46.41
5.1463 | 33.4227 | 44.64
5.3878 | 31.9273 | 47.52
5.3483 | 33.1068 | 46.56
5.6341 | 32.827 | 49.2
6.7966 | 36.0667 | 57.09
5.9045 | 33.5347 | 51.15
6.2664 | 34.5833 | 53.61
5.8795 | 33.6667 | 50.85
5.7284 | 35.5243 | 48.45
5.1193 | 32.2383 | 45
5.6948 | 35.9462 | 47.91
2.6482 | 28.3811 | 24.21
0.45323 | 25.2594 | 4.26
0.50616 | 21.7408 | 4.89
0.63029 | 17.6046 | 6.24
0.41378 | 20.8367 | 4.02
0.61971 | 7.4889 | 6.39
0.33295 | 14.0362 | 3.36
0.66782 | 16.3197 | 6.66
0.47729 | 23.1531 | 4.56
0.50905 | 21.6205 | 4.92
0.6072 | 18.0042 | 6
0.4234 | 26.7397 | 3.93
0.7015 | 15.5241 | 7.02
0.4157 | 26.3871 | 3.87
0.62548 | 17.1805 | 6.21
0.68707 | 27.5342 | 6.33
0.89684 | 31.8491 | 7.92
1.1278 | 24.6625 | 10.65
0.91994 | 30.748 | 8.22
1.1374 | 23.9625 | 10.8
0.80543 | 34.4874 | 6.9
0.92667 | 29.28 | 8.4
0.90454 | 30.0852 | 8.13
0.80062 | 34.7213 | 6.84
1.0431 | 25.9269 | 9.75
0.78811 | 35.6109 | 6.66
1.1297 | 25.5829 | 10.59
1.7937 | 32.3085 | 15.75
4.006 | 36.68 | 33.39
4.6151 | 35.0419 | 39.27
4.6045 | 40.3207 | 36.48
4.8258 | 37.1235 | 39.99
5.5793 | 39.8359 | 44.52
5.5225 | 37.7804 | 45.36
5.2079 | 40.7288 | 41.01
5.2492 | 37.2228 | 43.44
4.9644 | 38.6026 | 40.32
6.6426 | 36.2324 | 55.68
5.7217 | 39.5132 | 45.87
7.1007 | 37.0516 | 58.89
4.4929 | 37.9008 | 36.84
6.0739 | 35.0723 | 51.66
4.0897 | 35.1709 | 34.74
4.9981 | 34.4335 | 42.84
5.0183 | 35.5185 | 42.45
3.2063 | 34.8061 | 27.36
3.3401 | 33.2917 | 29.01
3.1447 | 36.1125 | 26.4
2.2633 | 26.2709 | 21.09
0.6659 | 27.3423 | 6.15
0.76405 | 23.3691 | 7.29
0.8035 | 21.9544 | 7.74
0.63607 | 28.7766 | 5.79
0.87279 | 19.5136 | 8.55
0.5918 | 29.8142 | 5.34
0.86701 | 19.641 | 8.49
0.60527 | 29.7449 | 5.46
0.77752 | 22.4727 | 7.47
0.67937 | 25.6937 | 6.36
0.5918 | 29.8142 | 5.34
0.8622 | 19.77 | 8.43
0.5918 | 29.8142 | 5.34
0.87279 | 19.5136 | 8.55
0.84584 | 30.3268 | 7.59
1.2394 | 27.1619 | 11.46
1.1355 | 30.2145 | 10.2
1.096 | 31.4296 | 9.72
1.2702 | 26.7397 | 11.79
0.90454 | 30.0852 | 8.13
1.1307 | 23.621 | 10.77
0.93245 | 33.6409 | 8.07
1.2019 | 27.3035 | 11.1
0.97575 | 34.3951 | 8.37
0.99211 | 33.9675 | 8.55
1.2914 | 27.7108 | 11.88
2.0102 | 33.1653 | 17.49
6.5021 | 34.7836 | 55.5
6.9929 | 39.5391 | 56.04
6.1461 | 36.2509 | 51.51
5.2983 | 35.7772 | 44.67
6.3308 | 35.9659 | 53.25
6.3125 | 34.5477 | 54.03
5.3666 | 35.939 | 45.15
6.0922 | 36.2889 | 51.03
5.5273 | 40.3611 | 43.77
6.4222 | 38.5391 | 52.2
6.4376 | 37.9696 | 52.74
3.2679 | 35.726 | 27.57
0.7169 | 14.9314 | 7.2
0.41859 | 27.0956 | 3.87
0.67167 | 15.7086 | 6.72
0.4157 | 26.3871 | 3.87
0.48884 | 21.8643 | 4.71
0.60142 | 17.3048 | 5.97
0.3955 | 26.9395 | 3.66
0.67071 | 8.4089 | 6.9
0.31659 | 14.7968 | 3.18
0.52059 | 14.1133 | 5.25
0.52156 | 20.7416 | 5.07
0.40897 | 26.3843 | 3.81
0.69092 | 15.024 | 6.93
0.41859 | 27.0956 | 3.87
0.6938 | 15.9454 | 6.93
0.41089 | 27.646 | 3.78
0.49461 | 21.9256 | 4.77
0.59758 | 17.9976 | 5.91
0.41186 | 26.2058 | 3.84
0.68803 | 15.0864 | 6.9
0.40801 | 26.9277 | 3.78
0.62933 | 17.354 | 6.24
0.53695 | 19.7989 | 5.25
0.40897 | 26.3843 | 3.81
0.68322 | 15.4463 | 6.84
0.41089 | 26.7452 | 3.81
0.68803 | 15.3183 | 6.9
0.41859 | 27.0956 | 3.87
0.45612 | 24.2939 | 4.32
0.64376 | 16.404 | 6.42
0.40704 | 26.5651 | 3.78
0.67937 | 15.2765 | 6.81
0.41089 | 25.8444 | 3.84
0.53118 | 20.0097 | 5.19
0.5052 | 14.9103 | 5.07
0.32236 | 14.5345 | 3.24
0.60816 | 7.0913 | 6.27
0.39646 | 23.5817 | 3.78
0.74095 | 13.9821 | 7.47
0.4234 | 24.9933 | 3.99
0.48595 | 21.9911 | 4.68
0.62356 | 17.5123 | 6.18
0.41282 | 26.5651 | 3.84
0.68995 | 14.7924 | 6.93
0.43495 | 24.6955 | 4.11
0.61971 | 17.3381 | 6.15
0.49365 | 21.6148 | 4.77
0.41186 | 27.1039 | 3.81
0.68995 | 15.7808 | 6.9
0.32814 | 14.7692 | 3.3
0.61297 | 6.7571 | 6.33
0.34834 | 17.3824 | 3.45
0.54465 | 19.4905 | 5.34
0.56101 | 18.9008 | 5.52
0.4542 | 23.6294 | 4.32
0.71305 | 15.4993 | 7.14
0.4157 | 26.3871 | 3.87
0.6938 | 15.1924 | 6.96
0.40897 | 26.3843 | 3.81
0.50905 | 20.5941 | 4.95
0.5918 | 17.9044 | 5.85
0.4157 | 26.3871 | 3.87
0.69861 | 15.5875 | 6.99
0.32525 | 14.8987 | 3.27
0.61682 | 6.9919 | 6.36
0.39069 | 16.294 | 3.9
0.54465 | 19.4905 | 5.34
0.62259 | 17.259 | 6.18
0.4388 | 24.8804 | 4.14
0.71497 | 15.2145 | 7.17
0.48114 | 22.567 | 4.62
0.98249 | 21.7389 | 9.48
1.1018 | 31.6075 | 9.75
1.1682 | 28.9721 | 10.62
1.2423 | 27.1011 | 11.49
0.97864 | 29.1367 | 8.88
1.1682 | 23.1428 | 11.16
0.89684 | 31.8491 | 7.92
1.2721 | 26.2742 | 11.85
1.0027 | 33.9646 | 8.64
1.0701 | 31.2024 | 9.51
1.1605 | 28.8608 | 10.56
1.0431 | 34.1738 | 8.97
2.0689 | 27.4234 | 19.08
5.0077 | 36.3018 | 41.94
6.6474 | 36.5414 | 55.5
6.5329 | 38.217 | 53.34
6.5849 | 35.8501 | 55.47
6.9919 | 37.1301 | 57.93
7.8839 | 38.07 | 64.5
7.1007 | 37.1354 | 58.83
7.4365 | 35.9669 | 62.55
7.4769 | 37.0911 | 61.98
6.6744 | 36.3098 | 55.89
7.4971 | 35.9301 | 63.09
6.71 | 38.3441 | 54.69
6.6503 | 35.1734 | 56.49
6.8803 | 37.0526 | 57.06
6.785 | 35.9826 | 57.06
6.9756 | 36.519 | 58.26
6.3587 | 37.697 | 52.29
6.6609 | 35.1364 | 56.61
5.9219 | 37.1548 | 49.05
5.8247 | 35.1316 | 49.5
2.4827 | 32.415 | 21.78
0.70246 | 26.3544 | 6.54
0.66205 | 18.0398 | 6.54
0.4465 | 10.8016 | 4.56
0.63799 | 7.8002 | 6.57
0.40127 | 22.8737 | 3.84
0.66975 | 16.7939 | 6.66
0.67552 | 28.3173 | 6.18
0.99885 | 28.4915 | 9.12
1.0778 | 26.5651 | 10.02
0.91705 | 31.4894 | 8.13
1.1547 | 22.3334 | 11.1
0.80735 | 27.0234 | 7.47
1.0739 | 19.7989 | 10.5
0.84488 | 29.0166 | 7.68
1.0652 | 25.8706 | 9.96
0.98537 | 28.1416 | 9.03
0.8189 | 33.354 | 7.11
1.0797 | 24.6468 | 10.2
0.80446 | 34.0321 | 6.93
1.0431 | 24.0108 | 9.9
0.74288 | 28.5571 | 6.78
0.81697 | 25.2981 | 7.68
0.89588 | 26.3999 | 8.34
0.80831 | 34.3715 | 6.93
1.0547 | 25.4431 | 9.9
0.81505 | 34.7593 | 6.96
1.8822 | 26.0149 | 17.58
5.0693 | 35.0749 | 43.11
5.3589 | 34.1095 | 46.11
5.8535 | 34.0035 | 50.43
5.7005 | 35.6861 | 48.12
5.7487 | 33.5305 | 49.8
7.22 | 38.2126 | 58.95
6.0585 | 35.7122 | 51.12
6.1875 | 34.2758 | 53.13
5.6823 | 35.0707 | 48.33
6.5079 | 35.3752 | 55.14
6.5868 | 37.0909 | 54.6
6.8861 | 36.476 | 57.54
6.4425 | 37.3526 | 53.22
9.3033 | 26.2629 | 86.7
10.154 | 20.7124 | 98.7
15.2059 | 16.8524 | 151.23
20.5754 | 14.6368 | 206.88
18.5027 | 15.1312 | 185.61
9.1147 | 22.6911 | 87.39
5.3551 | 33.8785 | 46.2
2.857 | 32.4534 | 25.05
0.85643 | 19.9006 | 8.37
0.67937 | 25.6937 | 6.36
0.59565 | 29.2973 | 5.4
0.86605 | 19.8852 | 8.46
0.56678 | 27.6091 | 5.22
0.81409 | 12.7052 | 8.25
0.49076 | 21.7389 | 4.74
0.57256 | 23.464 | 5.46
0.64184 | 16.7239 | 6.39
0.42436 | 26.2168 | 3.96
0.69573 | 15.6514 | 6.96
0.41089 | 26.7452 | 3.81
0.75443 | 23.918 | 7.17
0.96613 | 28.1732 | 8.85
0.79484 | 34.4978 | 6.81
1.0421 | 25.4292 | 9.78
0.79484 | 34.7873 | 6.78
1.0248 | 26.0599 | 9.57
0.8189 | 31.4487 | 7.26
0.74288 | 28.0594 | 6.81
1.0037 | 19.8423 | 9.81
0.7756 | 31.9149 | 6.84
1.0643 | 25.3831 | 9.99
0.80639 | 34.2021 | 6.93
0.92283 | 29.2113 | 8.37
1.1288 | 28.0725 | 10.35
3.6365 | 39.1358 | 29.31
7.6982 | 36.9515 | 63.93
7.0833 | 38.43 | 57.66
7.4817 | 37.6171 | 61.59
6.8995 | 35.978 | 58.02
5.943 | 34.6318 | 50.82
7.2171 | 34.7198 | 61.65
6.2625 | 35.9982 | 52.65
7.3229 | 35.5823 | 61.89
6.5127 | 36.0927 | 54.69
6.5368 | 32.2441 | 57.45
6.8466 | 35.0771 | 58.23
7.601 | 33.7263 | 65.7
6.4761 | 36.6809 | 53.97
5.6871 | 33.0044 | 49.56
4.9615 | 34.2355 | 42.63
6.9967 | 35.4607 | 59.22
6.7186 | 34.7621 | 57.36
6.0941 | 36.0393 | 51.21
7.3056 | 34.7639 | 62.37
6.3 | 36.3343 | 52.74
3.4767 | 30.2701 | 31.2
0.6861 | 30.3432 | 6.15
0.83237 | 21.1374 | 8.07
0.69092 | 25.4942 | 6.48
0.60624 | 29.3726 | 5.49
0.9132 | 19.0079 | 8.97
0.55235 | 26.6989 | 5.13
0.78041 | 14.1391 | 7.86
0.50135 | 21.9852 | 4.83
0.70439 | 22.1502 | 6.78
0.79484 | 21.5308 | 7.68
0.6072 | 29.0017 | 5.52
0.8776 | 19.21 | 8.61
0.6072 | 28.393 | 5.55
1.0393 | 23.9302 | 9.87
1.0633 | 32.1372 | 9.36
0.94784 | 31.1732 | 8.43
1.0893 | 24.2554 | 10.32
0.85931 | 31.3931 | 7.62
1.225 | 25.8406 | 11.46
1.0046 | 33.8727 | 8.67
1.1576 | 29.2488 | 10.5
1.097 | 30.3432 | 9.84
1.0094 | 33.6901 | 8.73
1.2548 | 24.0294 | 11.91
0.90935 | 29.9028 | 8.19
1.3106 | 22.95 | 12.54
2.6588 | 32.3615 | 23.34
7.0699 | 35.1243 | 60.09
6.4011 | 35.2884 | 54.3
6.5339 | 35.0874 | 55.56
7.2296 | 37.3412 | 59.73
6.429 | 35.0531 | 54.69
7.8532 | 37.923 | 64.38
6.8687 | 34.7454 | 58.65
6.3761 | 34.5606 | 54.57
6.7562 | 33.9209 | 58.26
6.6975 | 36.2525 | 56.13
5.7188 | 32.9681 | 49.86
6.6686 | 33.4699 | 57.81
7.4721 | 35.7719 | 63
7.144 | 35.4435 | 60.48
5.7448 | 35.7988 | 48.42
6.7725 | 33.8594 | 58.44
6.4165 | 36.5296 | 53.58
5.8776 | 33.6432 | 50.85
5.3868 | 35.5127 | 45.57
5.6033 | 33.7392 | 48.42
3.9367 | 32.6645 | 34.44
0.79965 | 18.3041 | 7.89
0.85931 | 22.5162 | 8.25
0.79388 | 26.5651 | 7.38
0.99307 | 19.6986 | 9.72
0.65531 | 28.7112 | 5.97
0.90069 | 19.4808 | 8.82
0.66109 | 27.5721 | 6.09
0.70246 | 25.3014 | 6.6
0.83718 | 21.4346 | 8.1
0.52059 | 20.4445 | 5.07
0.66686 | 7.7093 | 6.87
0.40416 | 18.3056 | 3.99
0.67071 | 17.0302 | 6.66
0.51674 | 21.9797 | 4.98
0.72267 | 26.5651 | 6.72
1.1538 | 24.3846 | 10.92
0.93245 | 30.9333 | 8.31
1.1942 | 23.9625 | 11.34
0.91128 | 27.9444 | 8.37
0.9796 | 21.4253 | 9.48
0.77079 | 27.4287 | 7.11
0.91032 | 28.596 | 8.31
1.0518 | 26.2135 | 9.81
0.83622 | 33.7449 | 7.23
1.0864 | 25.3389 | 10.2
1.0123 | 30.5153 | 9.06
2.1141 | 27.9298 | 19.41
6.0373 | 35.6205 | 51
7.1459 | 37.944 | 58.56
7.5067 | 37.3899 | 61.98
7.6241 | 38.2498 | 62.22
7.7175 | 38.0874 | 63.12
6.7956 | 35.8914 | 57.21
7.4471 | 35.6926 | 62.85
6.1605 | 36.0215 | 51.78
6.6397 | 34.0839 | 57.15
6.404 | 35.5887 | 54.12
5.6043 | 31.4547 | 49.68
5.867 | 34.5971 | 50.19
5.4244 | 32.9881 | 47.28
6.2211 | 37.2687 | 51.45
5.5167 | 34.4884 | 47.25
5.6351 | 36.0597 | 47.34
5.3079 | 33.6209 | 45.93
4.6834 | 34.9342 | 39.9
4.7219 | 34.3119 | 40.53
3.7442 | 29.6682 | 33.81
2.8349 | 28.9923 | 25.77
0.72844 | 11.6664 | 7.41
0.46286 | 29.9221 | 4.17
0.77367 | 23.9842 | 7.35
0.73807 | 29.7727 | 6.66
0.6659 | 32.7949 | 5.82
0.95458 | 22.2199 | 9.18
0.67648 | 32.8087 | 5.91
0.94303 | 22.8762 | 9.03
0.67937 | 33.5549 | 5.88
0.68322 | 26.3484 | 6.36
0.75828 | 19.8153 | 7.41
0.57063 | 26.4354 | 5.31
0.98826 | 21.2418 | 9.57
0.68322 | 31.8771 | 6.03
0.85931 | 24.4121 | 8.13
0.75154 | 28.4349 | 6.87
0.69092 | 31.4977 | 6.12
0.93149 | 22.9887 | 8.91
0.6072 | 29.0017 | 5.52
0.8622 | 17.3426 | 8.55
0.56774 | 26.5651 | 5.28
0.80735 | 26.1067 | 7.53
0.81216 | 26.3829 | 7.56
0.67456 | 32.0574 | 5.94
0.93822 | 22.2268 | 9.03
0.82082 | 30.4451 | 7.35
2.0824 | 24.3979 | 19.71
4.0801 | 31.6659 | 36.09
4.6998 | 32.6358 | 41.13
4.746 | 33.3614 | 41.19
4.412 | 34.9275 | 37.59
4.4679 | 32.8687 | 39
4.3986 | 35.9748 | 36.99
3.8645 | 30.3766 | 34.65
4.7402 | 37.826 | 38.91
4.592 | 37.2085 | 38.01
3.6316 | 27.767 | 33.39
3.3362 | 29.7818 | 30.09
2.2508 | 23.6715 | 21.42
0.42436 | 25.3462 | 3.99
0.53888 | 19.406 | 5.28
0.57929 | 18.8861 | 5.7
0.41089 | 25.8444 | 3.84
0.69958 | 15.0685 | 7.02
0.40704 | 26.5651 | 3.78
0.57544 | 18.4349 | 5.67
0.52156 | 20.7416 | 5.07
0.33102 | 14.6419 | 3.33
0.6428 | 6.9654 | 6.63
0.36759 | 18.2928 | 3.63
0.65531 | 16.1188 | 6.54
0.43687 | 24.1932 | 4.14
0.51001 | 20.8978 | 4.95
0.63895 | 16.7984 | 6.36
0.42629 | 26.5651 | 3.96
0.69573 | 15.6514 | 6.96
0.41282 | 26.5651 | 3.84
0.58795 | 17.7232 | 5.82
0.4744 | 17.0001 | 4.71
0.32044 | 13.5359 | 3.24
0.62259 | 7.1909 | 6.42
0.41186 | 25.308 | 3.87
0.6861 | 15.3821 | 6.87
0.41282 | 25.6699 | 3.87
0.50038 | 20.9427 | 4.86
0.62741 | 16.8508 | 6.24
0.42725 | 25.1805 | 4.02
0.73518 | 14.0908 | 7.41
0.45516 | 23.9625 | 4.32
0.54561 | 14.404 | 5.49
0.49076 | 8.464 | 5.04
0.34257 | 12.1622 | 3.48
0.70246 | 14.0362 | 7.08
0.43303 | 24.8552 | 4.08
0.6861 | 15.3821 | 6.87
0.45901 | 24.1455 | 4.35
0.49557 | 21.1813 | 4.8
0.61008 | 17.0629 | 6.06
0.42629 | 24.8293 | 4.02
0.69958 | 13.1187 | 7.08
0.33584 | 11.8887 | 3.42
0.58218 | 7.4069 | 6
0.43976 | 16.7712 | 4.38
0.48018 | 22.249 | 4.62
0.69284 | 14.9622 | 6.96
0.43399 | 24.3494 | 4.11
0.71016 | 14.6013 | 7.14
0.4234 | 24.9933 | 3.99
0.55716 | 19.3741 | 5.46
0.57256 | 18.5263 | 5.64
0.42244 | 25.5139 | 3.96
0.66975 | 7.4314 | 6.9
0.32333 | 13.4162 | 3.27
0.55812 | 11.9498 | 5.67
0.49654 | 21.492 | 4.8
0.41474 | 26.922 | 3.84
0.6938 | 15.1924 | 6.96
0.40801 | 26.0211 | 3.81
0.78907 | 13.3245 | 7.98
0.43303 | 24.8552 | 4.08
0.49269 | 21.3027 | 4.77
0.60816 | 17.4027 | 6.03
0.37336 | 19.4155 | 3.66
0.63125 | 6.8324 | 6.51
0.3291 | 13.183 | 3.33
0.64184 | 15.6621 | 6.42
0.49654 | 21.492 | 4.8
0.48018 | 22.249 | 4.62
0.66301 | 15.9111 | 6.63
0.43687 | 25.0398 | 4.11
0.91994 | 20.1982 | 8.97
0.89684 | 31.4383 | 7.95
1.147 | 22.9525 | 10.98
0.84296 | 25.3368 | 7.92
0.90166 | 23.1986 | 8.61
0.96228 | 24.6431 | 9.09
0.84777 | 32.3364 | 7.44
1.0903 | 24.3937 | 10.32
0.8266 | 33.0239 | 7.2
1.072 | 24.495 | 10.14
0.80446 | 34.0321 | 6.93
1.0729 | 27.3924 | 9.9
1.8322 | 27.6955 | 16.86
4.7209 | 34.7882 | 40.29
6.173 | 36.3662 | 51.66
5.7698 | 38.2748 | 47.07
5.8401 | 35.057 | 49.68
6.2192 | 36.6199 | 51.87
6.6205 | 36.4352 | 55.35
6.9226 | 35.9571 | 58.23
7.3759 | 33.1987 | 64.14
8.8559 | 28.8042 | 80.64
13.367 | 21.5004 | 129.24
21.7716 | 16.5319 | 216.9
15.1867 | 20.8569 | 147.48
15.4917 | 17.3578 | 153.66
20.4783 | 15.8211 | 204.75
14.2619 | 17.9435 | 141
20.8612 | 15.4248 | 208.98
13.4219 | 18.4311 | 132.33
20.51 | 15.1688 | 205.71
12.2334 | 19.1918 | 120.06
5.4763 | 35.5166 | 46.32
3.9771 | 32.3404 | 34.92
0.71016 | 25.5234 | 6.66
0.74673 | 24.1874 | 7.08
0.9132 | 19.5807 | 8.94
0.68707 | 26.4574 | 6.39
0.92571 | 19.113 | 9.09
0.64473 | 28.0574 | 5.91
0.85547 | 14.4582 | 8.61
0.53791 | 20.0882 | 5.25
0.57544 | 11.8738 | 5.85
0.58122 | 19.4243 | 5.7
0.49654 | 22.5431 | 4.77
0.71594 | 15.4375 | 7.17
0.50423 | 22.8973 | 4.83
0.79003 | 14.3918 | 7.95
0.45804 | 23.0089 | 4.38
0.67744 | 7.0947 | 6.99
0.38972 | 11.9761 | 3.96
0.60624 | 13.7716 | 6.12
0.60239 | 18.4349 | 5.94
0.52444 | 21.6258 | 5.07
0.72652 | 15.9141 | 7.26
0.49654 | 22.5431 | 4.77
0.77271 | 14.5037 | 7.77
0.44361 | 20.556 | 4.32
0.69765 | 6.6544 | 7.2
0.48499 | 13.7879 | 4.89
1.9005 | 24.6961 | 17.94
3.6663 | 33.665 | 31.71
5.6784 | 34.3525 | 48.72
5.9594 | 35.9151 | 50.16
5.8824 | 36.6393 | 49.05
5.4417 | 34.6932 | 46.5
7.0737 | 36.7202 | 58.92
6.4203 | 35.4838 | 54.33
5.4888 | 34.9772 | 46.74
6.7186 | 38.3176 | 54.78
5.5042 | 36.6836 | 45.87
5.3926 | 32.0054 | 47.52
6.4242 | 38.4869 | 52.26
7.0044 | 36.3173 | 58.65
6.7581 | 38.1476 | 55.23
5.6765 | 35.9374 | 47.76
6.0191 | 35.8476 | 50.7
6.607 | 37.2404 | 54.66
7.5472 | 37.431 | 62.28
5.8651 | 36.8361 | 48.78
7.0121 | 38.0446 | 57.39
3.0985 | 35.215 | 26.31
0.72075 | 15.0941 | 7.23
0.53118 | 20.7019 | 5.16
0.5052 | 21.4369 | 4.89
0.62837 | 17.1027 | 6.24
0.4311 | 25.3644 | 4.05
0.71401 | 14.9911 | 7.17
0.44072 | 26.061 | 4.11
0.6736 | 16.1816 | 6.72
0.38299 | 13.5125 | 3.87
0.3801 | 11.8215 | 3.87
0.62163 | 12.6154 | 6.3
0.4311 | 25.3644 | 4.05
0.75346 | 14.196 | 7.59
0.43687 | 25.887 | 4.08
0.82756 | 22.3584 | 7.95
1.0508 | 29.1005 | 9.54
1.0835 | 31.8274 | 9.57
1.3183 | 25.555 | 12.36
1.072 | 32.2344 | 9.42
1.2895 | 25.5901 | 12.09
0.98441 | 34.4826 | 8.43
1.096 | 29.67 | 9.9
1.0662 | 27.7441 | 9.81
0.86798 | 31.2579 | 7.71
1.1422 | 24.1683 | 10.83
1.1162 | 32.5394 | 9.78
2.5385 | 27.7889 | 23.34
5.792 | 35.9161 | 48.75
6.4877 | 36.8597 | 53.94
6.8572 | 38.5732 | 55.71
6.2404 | 36.4405 | 52.17
6.1191 | 35.767 | 51.6
7.1661 | 37.9641 | 58.71
6.9775 | 37.1307 | 57.81
6.429 | 38.7844 | 52.08
5.9575 | 33.898 | 51.39
5.943 | 36.3077 | 49.77
5.816 | 32.9249 | 50.73
6.4405 | 38.0462 | 52.71
7.0314 | 37.4768 | 57.99
6.9477 | 37.4699 | 57.3
6.1826 | 36.2064 | 51.84
6.6378 | 36.8848 | 55.17
5.8237 | 37.2448 | 48.18
6.3722 | 36.4338 | 53.28
6.1817 | 37.7154 | 50.82
6.4915 | 36.5744 | 54.18
3.546 | 32.4998 | 31.08
0.53599 | 25.8748 | 5.01
0.75731 | 16.8457 | 7.53
0.40127 | 12.0372 | 4.08
0.52348 | 9.2026 | 5.37
0.49461 | 19.0692 | 4.86
0.41859 | 26.2114 | 3.9
0.78233 | 17.8333 | 7.74
0.5995 | 29.4028 | 5.43
0.82756 | 20.8367 | 8.04
0.62259 | 28.2288 | 5.7
0.62163 | 28.5892 | 5.67
0.84007 | 20.7405 | 8.16
0.59373 | 29.4337 | 5.37
0.89107 | 18.9046 | 8.76
0.82371 | 31.2392 | 7.32
1.1547 | 28.0388 | 10.59
1.1037 | 25.225 | 10.38
0.95554 | 29.5087 | 8.64
1.3135 | 25.3821 | 12.33
0.98922 | 34.2932 | 8.49
1.1567 | 28.8045 | 10.53
1.0826 | 31.1471 | 9.63
0.98441 | 34.4826 | 8.43
1.2202 | 26.8682 | 11.31
0.9642 | 34.8796 | 8.22
1.2923 | 26.3933 | 12.03
1.5156 | 28.5669 | 13.83
5.4253 | 36.2784 | 45.45
6.5676 | 36.744 | 54.69
6.7129 | 38.6098 | 54.51
7.7473 | 37.8862 | 63.54
6.5098 | 38.5725 | 52.89
6.8033 | 35.0657 | 57.87
5.5726 | 35.5756 | 47.1
6.4117 | 35.4147 | 54.3
6.6157 | 38.0702 | 54.12
6.7533 | 36.8846 | 56.13
6.8023 | 34.4522 | 58.29
6.2731 | 37.5397 | 51.69
5.8218 | 34.352 | 49.95
6.632 | 37.7328 | 54.51
5.7111 | 36.3659 | 47.79
6.7436 | 39.2497 | 54.27
6.7581 | 40.0093 | 53.79
6.7465 | 37.6643 | 55.5
6.6349 | 37.3984 | 54.78
6.9082 | 34.8057 | 58.95
3.5604 | 34.2956 | 30.57
0.53118 | 20.7019 | 5.16
0.63222 | 17.2759 | 6.27
0.52733 | 28.1094 | 4.83
0.85258 | 13.5184 | 8.61
0.48691 | 21.5493 | 4.71
0.68226 | 22.1165 | 6.57
0.77175 | 22.4384 | 7.41
0.5918 | 29.8142 | 5.34
0.86894 | 19.9994 | 8.49
0.59661 | 29.9169 | 5.37
0.74384 | 23.0818 | 7.11
0.7602 | 22.0842 | 7.32
0.60624 | 28.763 | 5.52
0.88145 | 19.3255 | 8.64
0.8112 | 31.3135 | 7.2
1.2231 | 23.6604 | 11.64
0.99018 | 27.9841 | 9.09
1.0556 | 29.298 | 9.57
1.2846 | 26.2771 | 11.97
0.99692 | 34.3803 | 8.55
1.2308 | 26.9258 | 11.4
1.0037 | 33.5073 | 8.7
1.097 | 30.3432 | 9.84
1.1047 | 29.782 | 9.96
0.96613 | 34.7817 | 8.25
1.2654 | 27.1497 | 11.7
2.2864 | 31.2615 | 20.31
5.7506 | 33.4507 | 49.86
7.1228 | 36.0803 | 59.82
6.5069 | 34.79 | 55.53
6.4665 | 36.3941 | 54.09
6.2952 | 35.8767 | 53.01
7.3932 | 36.3777 | 61.86
6.963 | 37.7583 | 57.21
6.4078 | 36.4259 | 53.58
6.5964 | 37.9432 | 54.06
7.0323 | 37.0581 | 58.32
6.453 | 36.7058 | 53.76
6.4213 | 34.0973 | 55.26
5.0905 | 34.5102 | 43.59
5.5957 | 31.9929 | 49.32
5.4321 | 34.3235 | 46.62
5.637 | 32.7053 | 49.29
5.3358 | 34.5756 | 45.66
4.5881 | 33.5801 | 39.72
4.8172 | 35.4139 | 40.8
4.0291 | 34.3732 | 34.56
2.2864 | 32.1051 | 20.13
0.61586 | 28.8461 | 5.61
0.91609 | 18.9491 | 9
0.63895 | 18.4349 | 6.3
0.59373 | 7.2632 | 6.12
0.37818 | 15.9454 | 3.78
0.43303 | 24.8552 | 4.08
0.6938 | 15.1924 | 6.96
0.42725 | 26.0458 | 3.99
0.70631 | 15.1729 | 7.08
0.42244 | 25.5139 | 3.96
0.46574 | 23.3852 | 4.44
0.65531 | 16.1188 | 6.54
0.43014 | 25.0169 | 4.05
0.63029 | 6.5719 | 6.51
0.55139 | 22.8045 | 5.28
1.0412 | 25.2857 | 9.78
1.0094 | 27.5907 | 9.3
0.89781 | 31.5954 | 7.95
1.1932 | 22.7798 | 11.43
0.8266 | 33.0239 | 7.2
1.0893 | 24.2554 | 10.32
0.82756 | 33.4682 | 7.17
0.8699 | 31.1593 | 7.74
1.0017 | 25.9744 | 9.36
0.71497 | 31.1225 | 6.36
1.3125 | 24.7047 | 12.39
3.6201 | 38.2316 | 29.55
3.3487 | 33.6079 | 28.98
3.113 | 31.3465 | 27.63
2.9831 | 33.075 | 25.98
3.3795 | 29.1925 | 30.66
2.9792 | 33.2589 | 25.89
3.1428 | 32.011 | 27.69
3.037 | 32.9348 | 26.49
2.9908 | 33.9815 | 25.77
3.7519 | 32.0147 | 33.06
3.4199 | 33.3949 | 29.67
2.1863 | 23.9932 | 20.76
1.4319 | 18.6906 | 14.1
0.38202 | 14.8757 | 3.84
0.70054 | 15.2965 | 7.02
0.41955 | 26.5651 | 3.9
0.60527 | 17.4844 | 6
0.52733 | 19.8225 | 5.16
0.41282 | 25.6699 | 3.87
0.69573 | 14.9008 | 6.99
0.40897 | 26.3843 | 3.81
0.57737 | 18.0723 | 5.7
0.53022 | 20.4099 | 5.16
0.41667 | 25.8555 | 3.9
0.68995 | 14.7924 | 6.93
0.41186 | 25.308 | 3.87
0.56582 | 8.5019 | 5.82
0.38202 | 10.8855 | 3.9
0.39069 | 22.5873 | 3.75
0.69573 | 15.6514 | 6.96
0.4234 | 25.8664 | 3.96
0.71112 | 14.8265 | 7.14
0.42629 | 24.8293 | 4.02
0.53118 | 20.0097 | 5.19
0.63125 | 17.0256 | 6.27
0.46286 | 22.7297 | 4.44
0.71401 | 14.9911 | 7.17
0.42533 | 24.4762 | 4.02
0.48499 | 8.5645 | 4.98
0.47921 | 9.0085 | 4.92
0.41089 | 23.1458 | 3.93
0.71786 | 14.2039 | 7.23
0.43014 | 25.0169 | 4.05
0.72844 | 14.6973 | 7.32
0.4234 | 24.9933 | 3.99
0.57352 | 17.8876 | 5.67
0.57448 | 18.1617 | 5.67
0.4311 | 24.5074 | 4.08
0.74865 | 13.6075 | 7.56
0.39261 | 18.4349 | 3.87
0.64569 | 6.9343 | 6.66
0.35701 | 15.9454 | 3.57
0.62933 | 16.523 | 6.27
0.51867 | 19.8469 | 5.07
0.47921 | 21.9296 | 4.62
0.66493 | 15.6039 | 6.66
0.45708 | 22.6756 | 4.38
0.71594 | 14.7083 | 7.2
0.43014 | 25.0169 | 4.05
0.69669 | 15.1302 | 6.99
0.45227 | 24.111 | 4.29
0.49846 | 14.7604 | 5.01
0.49557 | 8.3659 | 5.1
0.40608 | 14.8265 | 4.08
0.72652 | 15.1952 | 7.29
0.4388 | 24.8804 | 4.14
0.70535 | 14.9465 | 7.08
0.4234 | 25.8664 | 3.96
0.54754 | 19.3898 | 5.37
0.5918 | 17.9044 | 5.85
0.42052 | 26.0378 | 3.93
0.71786 | 15.1541 | 7.2
0.38491 | 20.2036 | 3.75
0.61297 | 6.7571 | 6.33
0.35219 | 14.7197 | 3.54
0.51963 | 20.1463 | 5.07
0.61875 | 17.0831 | 6.15
0.46478 | 23.0583 | 4.44
0.79292 | 17.5779 | 7.86
0.64954 | 26.679 | 6.03
0.87856 | 19.3878 | 8.61
0.6149 | 28.0092 | 5.64
0.66686 | 19.2198 | 6.54
0.6582 | 16.2903 | 6.57
0.75539 | 27.0547 | 6.99
1.3655 | 24.8851 | 12.87
1.0787 | 31.9891 | 9.51
1.3376 | 25.2932 | 12.57
1.0778 | 32.2005 | 9.48
1.2991 | 26.1094 | 12.12
1.0547 | 31.9056 | 9.3
0.96998 | 28.243 | 8.88
1.1191 | 24.0525 | 10.62
0.95747 | 31.4378 | 8.49
1.2529 | 25.6791 | 11.73
1.0373 | 33.6458 | 8.97
1.8591 | 26.3661 | 17.31
3.9434 | 35.2841 | 33.45
4.7825 | 34.9467 | 40.74
5.3705 | 34.9971 | 45.72
5.5572 | 32.9141 | 48.48
5.7775 | 33.7536 | 49.92
6.659 | 35.3644 | 56.43
6.6724 | 35.5262 | 56.43
5.8737 | 33.7369 | 50.76
5.7073 | 34.0518 | 49.14
5.7612 | 32.4558 | 50.52
6.7966 | 35.5264 | 57.48
6.0604 | 33.8717 | 52.29
7.1468 | 31.2694 | 63.48
10.2088 | 20.7002 | 99.24
9.7306 | 20.946 | 94.44
20.9709 | 14.876 | 210.63
20.1328 | 15.1362 | 201.96
14.4284 | 17.4887 | 143.01
5.2896 | 33.7161 | 45.72
5.5446 | 35.8914 | 46.68
3.7115 | 32.7754 | 32.43
0.44072 | 19.5024 | 4.32
0.72556 | 13.815 | 7.32
0.50905 | 20.5941 | 4.95
0.53791 | 19.1159 | 5.28
0.59661 | 17.4699 | 5.91
0.43399 | 24.3494 | 4.11
0.69861 | 14.8399 | 7.02
0.42244 | 26.3898 | 3.93
0.64954 | 16.2602 | 6.48
0.46959 | 22.7824 | 4.5
0.4465 | 16.9121 | 4.44
0.55331 | 7.4959 | 5.7
0.38587 | 16.9453 | 3.84
0.70824 | 14.8863 | 7.11
0.63318 | 30.4258 | 5.67
1.1211 | 24.3219 | 10.62
0.91898 | 30.5933 | 8.22
1.0094 | 27.2244 | 9.33
1.0046 | 26.6387 | 9.33
0.79869 | 33.8049 | 6.9
1.0826 | 24.5831 | 10.23
0.78041 | 33.6901 | 6.75
0.95362 | 21.1247 | 9.24
0.68033 | 30.5887 | 6.09
0.88145 | 30.9316 | 7.86
0.98056 | 28.3008 | 8.97
1.5887 | 30.9459 | 14.16
5.5918 | 34.4613 | 47.91
6.1518 | 37.526 | 50.7
7.6684 | 38.1815 | 62.64
6.4251 | 37.4054 | 53.04
5.4879 | 31.7753 | 48.48
5.3647 | 33.1428 | 46.68
6.2182 | 34.8852 | 53.01
5.9661 | 35.528 | 50.46
6.5512 | 36.3448 | 54.84
6.3193 | 37.3515 | 52.2
5.9719 | 38.1883 | 48.78
6.1538 | 37.3752 | 50.82
6.3193 | 37.184 | 52.32
6.1422 | 34.7582 | 52.44
5.4215 | 35.5944 | 45.81
5.535 | 32.9938 | 48.24
6.4713 | 39.0071 | 52.26
7.0833 | 36.9493 | 58.83
7.1401 | 39.5535 | 57.21
6.1047 | 36.6748 | 50.88
3.2929 | 32.2131 | 28.95
0.6072 | 24.7371 | 5.73
0.78041 | 18.77 | 7.68
0.51289 | 25.6992 | 4.8
0.74962 | 15.6422 | 7.5
0.45035 | 27.8782 | 4.14
0.58314 | 21.4854 | 5.64
0.59565 | 20.7185 | 5.79
0.44072 | 27.741 | 4.05
0.66878 | 12.7166 | 6.78
0.3445 | 17.0674 | 3.42
0.54946 | 15.8627 | 5.49
0.56967 | 22.017 | 5.49
0.44938 | 27.5528 | 4.14
0.92667 | 21.3706 | 8.97
0.85643 | 34.2796 | 7.35
1.0624 | 26.2866 | 9.9
0.82756 | 34.1892 | 7.11
0.87567 | 32.4857 | 7.68
0.98826 | 28.8108 | 9
0.85643 | 34.2796 | 7.35
1.1297 | 24.9285 | 10.65
0.70246 | 31.2062 | 6.24
0.80735 | 27.0234 | 7.47
0.944 | 28.6803 | 8.61
0.81216 | 35.1589 | 6.9
1.0855 | 26.3607 | 10.11
1.4521 | 29.4198 | 13.14
6.327 | 35.8294 | 53.31
6.2404 | 36.08 | 52.41
7.0227 | 41.2834 | 54.84
6.3895 | 36.1606 | 53.61
5.4176 | 34.6469 | 46.32
6.6734 | 33.8894 | 57.57
6.6147 | 35.7295 | 55.8
6.7023 | 35.1619 | 56.94
6.7821 | 37.3381 | 56.04
7.2084 | 37.7603 | 59.22
7.4692 | 36.5289 | 62.37
6.1355 | 38.2556 | 50.07
6.6975 | 36.8699 | 55.68
6.8976 | 38.731 | 55.92
6.1413 | 39.9469 | 48.93
7.041 | 37.4196 | 58.11
5.5562 | 38.6505 | 45.09
5.8699 | 38.5102 | 47.73
6.0344 | 37.8293 | 49.53
5.3541 | 37.0676 | 44.4
4.7373 | 35.5499 | 40.05
0.87856 | 43.4015 | 6.63
0.82082 | 43.575 | 6.18
1.0749 | 31.9401 | 9.48
0.83333 | 43.0347 | 6.33
0.99115 | 34.1991 | 8.52
0.82082 | 43.0054 | 6.24
0.7958 | 44.7062 | 5.88
1.0181 | 33.7802 | 8.79
0.65339 | 46.7899 | 4.65
0.72844 | 36.779 | 6.06
0.58603 | 36.5877 | 4.89
0.51482 | 44.5453 | 3.81
0.84488 | 32.4412 | 7.41
0.61875 | 47.0791 | 4.38
0.72363 | 38.1957 | 5.91
0.70727 | 38.3675 | 5.76
0.60431 | 46.5482 | 4.32
0.84199 | 32.1095 | 7.41
0.61682 | 47.2755 | 4.35
0.72075 | 38.6598 | 5.85
0.7679 | 35.6629 | 6.48
0.60624 | 47.1211 | 4.29
0.8699 | 31.1593 | 7.74
0.6149 | 46.7127 | 4.38
0.66782 | 43.0733 | 5.07
0.89973 | 33.4862 | 7.8
2.0092 | 32.7995 | 17.55
5.688 | 34.892 | 48.48
6.8447 | 40.1583 | 54.36
6.8466 | 39.7313 | 54.72
5.9363 | 36.6358 | 49.5
5.5668 | 36.4599 | 46.53
7.8676 | 38.6992 | 63.81
6.5743 | 36.8246 | 54.69
6.4781 | 35.1845 | 55.02
6.3145 | 35.6229 | 53.34
6.3376 | 35.3769 | 53.7
6.4588 | 33.7185 | 55.83
10.9373 | 21.4588 | 105.78
16.6667 | 17.801 | 164.91
21.2972 | 16.2633 | 212.46
19.9221 | 16.0845 | 198.93
15.3916 | 18.1971 | 151.95
18.3843 | 17.1232 | 182.58
21.7465 | 16.0844 | 217.14
18.0572 | 17.2125 | 179.25
7.5674 | 27.4155 | 69.81
3.213 | 35.8608 | 27.06
0.75443 | 26.3688 | 7.02
0.83141 | 23.0941 | 7.95
0.63895 | 28.3008 | 5.85
0.7525 | 23.5161 | 7.17
0.68322 | 25.2656 | 6.42
0.57929 | 30.5234 | 5.19
0.82948 | 20.5794 | 8.07
0.57833 | 30.277 | 5.19
0.57544 | 30.4219 | 5.16
0.76116 | 18.5723 | 7.5
0.39935 | 28.0481 | 3.66
0.4898 | 22.1779 | 4.71
0.77175 | 24.0713 | 7.32
0.87086 | 32.2672 | 7.65
1.0268 | 25.8444 | 9.6
0.77367 | 35.5874 | 6.54
0.75635 | 35.9952 | 6.36
1.0027 | 26.4913 | 9.33
0.80928 | 33.8034 | 6.99
0.99211 | 27.7585 | 9.12
0.95266 | 29.2064 | 8.64
0.84392 | 32.7117 | 7.38
1.0065 | 26.5651 | 9.36
0.76982 | 36.3116 | 6.45
0.77367 | 35.8858 | 6.51
1.0191 | 26.4198 | 9.48
1.353 | 28.6983 | 12.33
5.509 | 34.5394 | 47.16
6.1028 | 34.3215 | 52.38
10.1241 | 25.2498 | 95.16
16.8697 | 18.4256 | 166.32
20.5572 | 15.133 | 206.22
21.9082 | 16.355 | 218.46
16.8197 | 19.2404 | 165.03
19.4996 | 17.7214 | 193.02
21.8514 | 16.0598 | 218.22
17.8099 | 17.4598 | 176.55
8.496 | 27.3052 | 78.45
6.0749 | 35.1325 | 51.63
6.4165 | 36.2719 | 53.76
6.2269 | 35.8711 | 52.44
5.484 | 35.1625 | 46.59
6.402 | 35.3815 | 54.24
5.7775 | 37.0188 | 47.94
4.7065 | 36.4201 | 39.36
3.9723 | 34.4292 | 34.05
3.8202 | 35.9 | 32.16
3.6461 | 33.1113 | 31.74
0.74865 | 30.32 | 6.72
0.48691 | 27.9326 | 4.47
0.73711 | 16.3769 | 7.35
0.42148 | 28.6731 | 3.84
0.4898 | 25.5069 | 4.59
0.61682 | 19.708 | 6.03
0.4157 | 30.4857 | 3.72
0.60912 | 20.2383 | 5.94
0.48306 | 26.2587 | 4.5
0.41282 | 29.7946 | 3.72
0.67841 | 17.5868 | 6.72
0.41282 | 29.7946 | 3.72
0.46382 | 26.2459 | 4.32
0.62356 | 19.1899 | 6.12
0.42533 | 29.6967 | 3.84
0.62644 | 19.1031 | 6.15
0.46189 | 26.7251 | 4.29
0.42148 | 29.5502 | 3.81
0.67648 | 17.8937 | 6.69
0.41763 | 30.2849 | 3.75
0.51674 | 23.7026 | 4.92
0.58507 | 21.1187 | 5.67
0.45708 | 27.0506 | 4.23
0.7169 | 16.6109 | 7.14
0.41955 | 29.2076 | 3.81
0.47152 | 28.9183 | 4.29
2.0015 | 26.5651 | 18.6
5.6187 | 37.9886 | 46.02
7.9301 | 38.6598 | 64.35
5.9632 | 39.9725 | 47.49
5.5485 | 38.2175 | 45.3
6.4434 | 37.0239 | 53.46
6.5214 | 37.3011 | 53.91
6.2433 | 36.3877 | 52.23
6.5916 | 38.0092 | 53.97
7.0006 | 34.8894 | 59.67
6.5031 | 37.5872 | 53.55
6.5791 | 36.6688 | 54.84
4.4929 | 36.3766 | 37.59
0.68514 | 28.7261 | 6.24
0.87567 | 21.6612 | 8.46
0.61297 | 31.5191 | 5.43
0.79869 | 23.416 | 7.62
0.65531 | 28.7112 | 5.97
0.48691 | 30.6723 | 4.35
0.68707 | 17.598 | 6.81
0.4465 | 27.7241 | 4.11
0.57544 | 21.8014 | 5.55
0.49557 | 15.8995 | 4.95
0.33102 | 18.2771 | 3.27
0.66975 | 14.9951 | 6.72
0.47152 | 26.5651 | 4.38
0.56774 | 21.4768 | 5.49
0.56197 | 22.3481 | 5.4
0.44169 | 28.9092 | 4.02
0.71016 | 17.2568 | 7.05
0.43014 | 29.3159 | 3.9
0.53022 | 11.3099 | 5.4
0.42725 | 13.2849 | 4.32
0.42629 | 28.3008 | 3.9
0.70343 | 16.9471 | 6.99
0.43591 | 28.9439 | 3.96
0.66782 | 17.8863 | 6.6
0.47152 | 25.7802 | 4.41
0.43687 | 28.429 | 3.99
0.62356 | 9.3314 | 6.39
0.33584 | 17.5009 | 3.33
0.69573 | 15.6514 | 6.96
0.46574 | 27.6759 | 4.29
0.56582 | 21.8557 | 5.46
0.63895 | 19.2534 | 6.27
0.43399 | 28.6105 | 3.96
0.66012 | 12.6376 | 6.69
0.34931 | 16.7898 | 3.48
0.57352 | 14.8757 | 5.76
0.55139 | 22.8045 | 5.28
0.44457 | 27.8973 | 4.08
0.73614 | 16.1614 | 7.35
0.45035 | 27.0576 | 4.17
0.68033 | 12.7396 | 6.9
0.35219 | 16.2038 | 3.51
0.56005 | 13.1053 | 5.67
0.56486 | 21.584 | 5.46
0.48788 | 25.2011 | 4.59
0.7092 | 17.0342 | 7.05
0.4542 | 27.2161 | 4.2
0.70246 | 15.9777 | 7.02
0.34931 | 16.336 | 3.48
0.64665 | 9.252 | 6.63
0.4975 | 25.821 | 4.65
0.53599 | 22.8337 | 5.13
0.65146 | 18.5954 | 6.42
0.4388 | 28.2497 | 4.02
0.71016 | 17.2568 | 7.05
0.43591 | 28.9439 | 3.96
0.64473 | 16.6501 | 6.42
0.38202 | 16.2429 | 3.81
0.4542 | 14.7436 | 4.56
0.61201 | 19.29 | 6
0.42725 | 28.6413 | 3.9
0.71401 | 16.6771 | 7.11
0.43399 | 28.6105 | 3.96
0.71786 | 16.8317 | 7.14
0.44169 | 21.8709 | 4.26
0.48499 | 12.3808 | 4.92
0.51771 | 13.8812 | 5.22
0.43784 | 28.7612 | 3.99
0.74577 | 16.1892 | 7.44
0.44457 | 27.8973 | 4.08
0.73229 | 16.7209 | 7.29
0.60142 | 26.811 | 5.58
1.0431 | 21.9487 | 10.05
0.95266 | 26.6427 | 8.85
1.0104 | 29.0546 | 9.18
1.1028 | 26.4309 | 10.26
0.85931 | 33.9037 | 7.41
1.0489 | 22.826 | 10.05
0.74577 | 29.9373 | 6.72
1.0874 | 20.8409 | 10.56
0.83237 | 34.6826 | 7.11
1.0547 | 26.1443 | 9.84
0.87375 | 32.5874 | 7.65
1.556 | 24.092 | 14.76
5.0269 | 32.9052 | 43.86
5.8718 | 34.6666 | 50.19
6.6532 | 37.561 | 54.81
6.76 | 36.1065 | 56.76
6.4184 | 35.3699 | 54.39
6.6416 | 34.2841 | 57.03
6.7494 | 36.2328 | 56.58
6.9592 | 36.7368 | 57.96
6.3251 | 35.9389 | 53.22
7.1286 | 37.8445 | 58.5
6.9765 | 38.2451 | 56.94
6.9881 | 37.5137 | 57.6
6.9582 | 37.8208 | 57.12
6.8485 | 39.0974 | 55.23
5.7188 | 35.1342 | 48.6
6.8659 | 39.3521 | 55.17
7.4586 | 37.0872 | 61.83
7.0843 | 36.4823 | 59.19
6.658 | 35.9507 | 56.01
6.2721 | 38.3839 | 51.09
4.7296 | 36.737 | 39.39
0.60239 | 29.268 | 5.46
0.91224 | 18.8364 | 8.97
0.61971 | 28.355 | 5.67
0.96035 | 17.6725 | 9.51
0.50038 | 21.6786 | 4.83
0.64473 | 13.7252 | 6.51
0.49365 | 21.6148 | 4.77
0.50038 | 21.6786 | 4.83
0.61393 | 18.0939 | 6.06
0.41955 | 25.6836 | 3.93
0.71305 | 14.5428 | 7.17
0.39838 | 23.9625 | 3.78
0.63029 | 6.5719 | 6.51
0.33776 | 14.8683 | 3.39
0.84873 | 21.7652 | 8.19
0.9873 | 28.664 | 9
1.0431 | 26.636 | 9.69
1.0441 | 24.5095 | 9.87
0.80928 | 26.0168 | 7.56
0.9719 | 20.6955 | 9.45
0.80254 | 33.4042 | 6.96
1.1095 | 23.6294 | 10.56
0.81986 | 33.802 | 7.08
1.0258 | 22.6695 | 9.84
0.70054 | 29.1005 | 6.36
0.9796 | 22.3342 | 9.42
1.9496 | 30.1343 | 17.52
5.4879 | 34.6932 | 46.89
7.8185 | 39.0959 | 63.06
7.1488 | 36.4442 | 59.76
7.1786 | 36.2984 | 60.12
6.9361 | 35.3769 | 58.77
6.9303 | 37.1277 | 57.42
6.9746 | 34.7492 | 59.55
6.2741 | 36.0526 | 52.71
6.3664 | 33.8702 | 54.93
6.7812 | 37.2845 | 56.07
7.1286 | 36.9998 | 59.16
7.1103 | 39.4809 | 57.03
7.194 | 36.663 | 59.97
6.7831 | 39.7681 | 54.18
5.7284 | 35.5243 | 48.45
6.0075 | 34.7439 | 51.3
6.2596 | 38.0326 | 51.24
6.3029 | 35.9251 | 53.04
5.7477 | 36.8123 | 47.82
7.4346 | 38.9482 | 60.09
3.139 | 33.1785 | 27.3
0.69861 | 28.3649 | 6.39
0.86798 | 21.8722 | 8.37
0.62741 | 30.6926 | 5.61
0.84584 | 22.2737 | 8.13
0.69861 | 28.3649 | 6.39
0.65531 | 29.8388 | 5.91
0.86894 | 22.0488 | 8.37
0.63318 | 31.0086 | 5.64
0.90262 | 21.3929 | 8.73
0.63318 | 31.0086 | 5.64
0.85643 | 21.9808 | 8.25
0.70246 | 27.4076 | 6.48
0.94207 | 26.5651 | 8.76
1.888 | 24.0959 | 17.91
1.8726 | 28.1452 | 17.16
2.04 | 25.1148 | 19.2
1.7725 | 29.5713 | 16.02
2.04 | 25.4773 | 19.14
1.7677 | 29.6636 | 15.96
1.9958 | 26.0833 | 18.63
1.9448 | 26.4509 | 18.09
1.7225 | 26.9086 | 15.96
1.9582 | 23.2762 | 18.69
1.7735 | 29.2358 | 16.08
2.4808 | 21.789 | 23.94
3.5393 | 18.4497 | 34.89
4.6007 | 17.7186 | 45.54
11.1182 | 19.7899 | 108.72
17.3826 | 18.7148 | 171.09
20.7746 | 16.3271 | 207.18
20.4128 | 17.2254 | 202.62
12.3412 | 20.7411 | 119.94
20.8208 | 18.0858 | 205.68
19.9933 | 18.0687 | 197.52
11.7504 | 21.08 | 113.94
6.0287 | 33.9716 | 51.96
5.9151 | 36.1261 | 49.65
6.2885 | 32.9897 | 54.81
6.0191 | 35.0393 | 51.21
6.7465 | 35.6488 | 56.97
6.0806 | 36.1354 | 51.03
5.6197 | 36.0988 | 47.19
6.5512 | 37.39 | 54.09
5.9305 | 37.4054 | 48.96
5.893 | 35.9717 | 49.56
5.739 | 37.2734 | 47.46
5.1819 | 34.7436 | 44.25
2.8464 | 34.4636 | 24.39
0.73614 | 14.5264 | 7.41
0.42629 | 25.697 | 3.99
0.49365 | 22.3619 | 4.74
0.63992 | 17.0457 | 6.36
0.43014 | 25.8768 | 4.02
0.68322 | 13.684 | 6.9
0.31851 | 14.1622 | 3.21
0.55235 | 8.7234 | 5.67
0.56197 | 25.2481 | 5.28
0.6428 | 27.2553 | 5.94
0.80831 | 21.1551 | 7.83
0.61586 | 28.2462 | 5.64
0.87856 | 19.3878 | 8.61
0.62741 | 27.9795 | 5.76
0.83237 | 20.5095 | 8.1
0.62837 | 27.6238 | 5.79
0.67937 | 25.1493 | 6.39
0.78041 | 21.7227 | 7.53
0.58795 | 29.71 | 5.31
0.86124 | 19.5892 | 8.43
0.59084 | 29.5713 | 5.34
0.82756 | 20.2051 | 8.07
0.6072 | 27.1746 | 5.61
0.56678 | 18.7117 | 5.58
0.68226 | 15.2126 | 6.84
0.59661 | 28.92 | 5.43
2.0112 | 24.8728 | 18.96
5.6505 | 34.4045 | 48.45
6.8495 | 33.6566 | 59.25
6.4829 | 34.0368 | 55.83
6.5002 | 33.5701 | 56.28
6.5406 | 34.2441 | 56.19
7.8118 | 35.4638 | 66.12
6.965 | 34.0523 | 59.97
6.3491 | 34.7594 | 54.21
6.5993 | 33.7804 | 57
7.1122 | 36.8327 | 59.16
6.4242 | 33.8972 | 55.41
6.7283 | 35.7291 | 56.76
6.9486 | 35.1558 | 59.04
5.9334 | 35.1747 | 50.4
6.352 | 35.5104 | 53.73
6.5637 | 37.1169 | 54.39
6.7696 | 35.9609 | 56.94
5.7833 | 35.9433 | 48.66
6.1749 | 35.5626 | 52.2
6.4386 | 36.7055 | 53.64
3.699 | 36.6553 | 30.84
1.1817 | 21.8014 | 11.4
0.65339 | 28.4893 | 5.97
0.90647 | 19.5311 | 8.88
1.1153 | 21.7188 | 10.77
1.1028 | 22.4699 | 10.59
1.2375 | 19.9146 | 12.09
0.69284 | 26.4584 | 6.45
0.92379 | 19.3407 | 9.06
0.64761 | 28.5085 | 5.91
0.78426 | 16.9012 | 7.8
0.46574 | 23.3852 | 4.44
0.47248 | 10.5552 | 4.83
0.57352 | 9.2726 | 5.88
0.40993 | 19.3281 | 4.02
0.7756 | 14.6568 | 7.8
0.46863 | 24.3564 | 4.44
0.77752 | 14.3972 | 7.83
0.47248 | 24.5308 | 4.47
0.7169 | 15.66 | 7.17
0.56967 | 21.1001 | 5.52
0.5841 | 16.645 | 5.82
0.66975 | 7.4314 | 6.9
0.45323 | 11.0235 | 4.62
0.71305 | 9.0811 | 7.32
0.50327 | 22.5946 | 4.83
0.81601 | 13.4957 | 8.25
1.3077 | 24.5277 | 12.36
3.1794 | 27.5889 | 29.28
3.6018 | 33.7919 | 31.11
4.1965 | 30.9232 | 37.41
4.3822 | 34.2344 | 37.65
3.4815 | 29.1792 | 31.59
4.4303 | 34.9431 | 37.74
4.8662 | 33.0395 | 42.39
3.6057 | 33.5374 | 31.23
4.0743 | 32.5303 | 35.7
3.4988 | 34.0703 | 30.12
3.5806 | 31.8193 | 31.62
4.0242 | 34.7731 | 34.35
4.6728 | 33.8668 | 40.32
4.5304 | 35.9791 | 38.1
4.3947 | 35.4545 | 37.2
4.1975 | 37.1457 | 34.77
3.7972 | 33.3397 | 32.97
3.4969 | 34.6084 | 29.91
3.6692 | 32.8273 | 32.04
3.4373 | 34.5978 | 29.4
2.6049 | 26.8774 | 24.15
0.61201 | 19.29 | 6
0.9873 | 15.9454 | 9.87
0.73133 | 24.7435 | 6.9
0.95266 | 17.9959 | 9.42
0.66205 | 26.6767 | 6.15
0.73999 | 19.8494 | 7.23
0.57352 | 18.7999 | 5.64
0.51289 | 21.8014 | 4.95
0.69284 | 15.7158 | 6.93
0.39357 | 14.444 | 3.96
0.6861 | 6.5266 | 7.08
0.3801 | 13.6142 | 3.84
0.76982 | 13.88 | 7.77
0.45997 | 23.6705 | 4.38
0.73422 | 14.5829 | 7.38
0.49461 | 22.6713 | 4.74
0.64184 | 16.7239 | 6.39
0.61201 | 17.5799 | 6.06
0.52059 | 20.4445 | 5.07
0.68707 | 10.6492 | 7.02
0.36855 | 11.75 | 3.75
0.68514 | 6.2869 | 7.08
0.43976 | 21.1726 | 4.26
0.75828 | 13.8775 | 7.65
0.44554 | 24.0755 | 4.23
0.70824 | 15.8492 | 7.08
1.2673 | 23.3528 | 12.09
2.6992 | 29.1141 | 24.51
2.8022 | 28.1489 | 25.68
3.3372 | 33.6763 | 28.86
3.0148 | 25.5836 | 28.26
2.7752 | 29.3383 | 25.14
3.2265 | 28.8355 | 29.37
2.8329 | 31.5846 | 25.08
4.5958 | 35.4373 | 38.91
2.8301 | 32.247 | 24.87
2.2238 | 22.4368 | 21.36
2.346 | 23.5688 | 22.35
1.6503 | 24.0541 | 15.66
0.73133 | 14.6399 | 7.35
0.43399 | 25.2011 | 4.08
0.63895 | 8.0568 | 6.57
0.33295 | 13.5538 | 3.36
0.56486 | 17.2318 | 5.61
0.58891 | 18.8791 | 5.79
0.42436 | 27.0875 | 3.93
0.69861 | 15.5875 | 6.99
0.41282 | 26.5651 | 3.84
0.70054 | 15.2965 | 7.02
0.41282 | 26.5651 | 3.84
0.59469 | 17.8189 | 5.88
0.52252 | 21.0375 | 5.07
0.4234 | 26.7397 | 3.93
0.70727 | 15.6242 | 7.08
0.42052 | 26.9166 | 3.9
0.7015 | 15.5241 | 7.02
0.41955 | 26.5651 | 3.9
0.62452 | 12.816 | 6.33
0.42052 | 10.6922 | 4.29
0.50038 | 9.6252 | 5.13
0.60816 | 16.543 | 6.06
0.42821 | 25.5297 | 4.02
0.73133 | 14.6399 | 7.35
0.42821 | 25.5297 | 4.02
0.73422 | 14.8009 | 7.38
0.42725 | 25.1805 | 4.02
0.6072 | 18.0042 | 6
0.47344 | 12.6804 | 4.8
0.39646 | 10.9013 | 4.05
0.59373 | 7.5394 | 6.12
0.43687 | 25.0398 | 4.11
0.71305 | 14.7672 | 7.17
0.42244 | 25.5139 | 3.96
0.73518 | 15.0184 | 7.38
0.42821 | 25.5297 | 4.02
0.64954 | 16.2602 | 6.48
0.54369 | 19.8791 | 5.31
0.43687 | 11.8301 | 4.44
0.58795 | 7.3344 | 6.06
0.34931 | 12.8882 | 3.54
0.74192 | 13.4957 | 7.5
0.43495 | 24.6955 | 4.11
0.74192 | 14.1986 | 7.47
0.4311 | 24.5074 | 4.08
0.68899 | 15.5498 | 6.9
0.45227 | 24.111 | 4.29
0.60527 | 17.4844 | 6
0.5408 | 19.9831 | 5.28
0.47055 | 23.8911 | 4.47
0.6582 | 16.2903 | 6.57
0.45997 | 23.6705 | 4.38
0.65242 | 10.7131 | 6.66
0.32429 | 13.9125 | 3.27
0.64569 | 10.3048 | 6.6
0.41667 | 26.7424 | 3.87
0.5562 | 20.0339 | 5.43
0.56582 | 19.359 | 5.55
0.41474 | 26.0296 | 3.87
0.70535 | 14.9465 | 7.08
0.44361 | 24.2277 | 4.2
0.70343 | 15.2345 | 7.05
0.41474 | 26.922 | 3.84
0.65724 | 16.8438 | 6.54
0.7679 | 28.7825 | 6.99
1.0268 | 27.646 | 9.45
1.0316 | 27.1387 | 9.54
0.91416 | 31.1809 | 8.13
1.1461 | 24.2409 | 10.86
0.92379 | 30.4111 | 8.28
1.1567 | 22.5979 | 11.1
0.78618 | 27.7879 | 7.23
1.0672 | 19.7581 | 10.44
0.8545 | 30.8974 | 7.62
1.1201 | 24.5173 | 10.59
0.87375 | 31.4834 | 7.74
0.88433 | 30.1622 | 7.95
0.92571 | 29.1241 | 8.4
0.78522 | 35.2682 | 6.66
1.046 | 25.1506 | 9.84
0.7756 | 34.992 | 6.6
1.0778 | 24.3677 | 10.2
0.79773 | 34.3803 | 6.84
1.708 | 27.2579 | 15.78
5.5706 | 36.2522 | 46.68
7.4923 | 39.5597 | 60.03
7.1892 | 37.7902 | 59.04
7.9754 | 38.7991 | 64.59
5.7506 | 34.9425 | 48.99
6.9544 | 35.0096 | 59.19
6.7783 | 36.6015 | 56.55
6.1211 | 34.7618 | 52.26
6.6099 | 38.0111 | 54.12
6.6686 | 35.0591 | 56.73
6.1865 | 38.0251 | 50.64
5.9199 | 34.0078 | 51
9.6449 | 22.9351 | 92.31
11.1085 | 20.4271 | 108.18
18.0908 | 16.3297 | 180.42
21.8052 | 16.1267 | 217.68
12.7858 | 20.4031 | 124.53
7.6338 | 39.2757 | 61.41
5.1655 | 34.7559 | 44.1
5.9911 | 35.7655 | 50.52
4.3726 | 34.6449 | 37.38
0.45131 | 24.5958 | 4.26
0.7169 | 15.66 | 7.17
0.4542 | 24.7751 | 4.29
0.67744 | 6.8525 | 6.99
0.33776 | 12.8477 | 3.42
0.57448 | 13.0593 | 5.82
0.51001 | 20.8978 | 4.95
0.53214 | 20.3016 | 5.19
0.75346 | 18.7822 | 7.41
0.61875 | 28.7171 | 5.64
0.89492 | 19.0196 | 8.79
0.61105 | 28.5024 | 5.58
0.9055 | 18.7815 | 8.91
0.61105 | 28.5024 | 5.58
0.98826 | 25.4417 | 9.27
1.1586 | 27.1399 | 10.71
1.0239 | 27.3598 | 9.45
1.2192 | 22.2547 | 11.73
1.0354 | 30.4979 | 9.27
1.2664 | 25.8058 | 11.85
0.98922 | 33.6901 | 8.55
1.2606 | 25.8019 | 11.79
1.0316 | 32.3113 | 9.06
1.1162 | 29.9471 | 10.05
1.1624 | 28.1562 | 10.65
0.99115 | 33.5975 | 8.58
2.1757 | 25.2052 | 20.46
5.9854 | 36.3504 | 50.1
7.0833 | 37.2155 | 58.62
7.4654 | 40.546 | 58.95
7.3104 | 37.7976 | 60.03
6.7398 | 38.5487 | 54.78
6.8803 | 38.5434 | 55.92
6.5772 | 37.564 | 54.18
7.0545 | 36.5135 | 58.92
6.6667 | 38.2297 | 54.42
7.9811 | 37.2388 | 66.03
7.5308 | 37.9154 | 61.74
7.1141 | 36.9675 | 59.07
5.945 | 35.3339 | 50.4
7.1892 | 36.8055 | 59.82
5.664 | 36.3151 | 47.43
6.7311 | 38.4871 | 54.75
7.7781 | 40.2276 | 61.71
6.046 | 37.4335 | 49.89
7.0381 | 36.2917 | 58.95
6.6513 | 37.1683 | 55.08
4.6035 | 33.0224 | 40.11
0.66493 | 27.6775 | 6.12
0.88241 | 19.0867 | 8.67
0.66012 | 26.7893 | 6.12
0.83526 | 21.0659 | 8.1
0.62741 | 19.3523 | 6.15
0.63125 | 17.0256 | 6.27
0.72652 | 15.1952 | 7.29
0.63414 | 27.9651 | 5.82
0.91705 | 18.72 | 9.03
0.61778 | 28.4822 | 5.64
0.91224 | 18.8364 | 8.97
0.62741 | 28.5684 | 5.73
0.92571 | 18.548 | 9.12
0.65242 | 26.5651 | 6.06
1.0344 | 21.6232 | 9.99
1.0575 | 26.4251 | 9.84
1.1461 | 24.2409 | 10.86
1.1759 | 25.7475 | 11.01
1.147 | 30.0489 | 10.32
1.2442 | 26.7434 | 11.55
1.0008 | 33.8276 | 8.64
1.2952 | 25.1943 | 12.18
1.0037 | 33.5073 | 8.7
1.2721 | 25.4018 | 11.94
0.98826 | 33.9222 | 8.52
1.2346 | 23.568 | 11.76
1.9149 | 27.3763 | 17.67
6.7302 | 34.6376 | 57.54
7.9706 | 37.7913 | 65.46
7.8089 | 37.7765 | 64.14
7.5645 | 37.2766 | 62.55
6.99 | 38.0389 | 57.21
7.1584 | 35.0488 | 60.9
7.2681 | 37.885 | 59.61
6.759 | 35.421 | 57.24
7.8647 | 39.8029 | 62.79
7.3662 | 38.2846 | 60.09
6.7283 | 39.0092 | 54.33
6.9072 | 36.2281 | 57.9
6.1153 | 37.2107 | 50.61
6.3568 | 34.3973 | 54.51
5.4032 | 36.374 | 45.21
6.1316 | 35.5534 | 51.84
5.6649 | 38.8559 | 45.84
5.7025 | 36.3536 | 47.73
6.6628 | 38.5086 | 54.18
6.0624 | 38.2124 | 49.5
4.0387 | 32.2702 | 35.49
0.92667 | 38.5483 | 7.53
1.0508 | 32.7731 | 9.18
0.96517 | 36.7328 | 8.04
1.0614 | 29.8415 | 9.57
0.66493 | 36.1736 | 5.58
0.83526 | 12.9798 | 8.46
0.59084 | 23.3088 | 5.64
0.75828 | 16.3649 | 7.56
0.51771 | 21.2671 | 5.01
0.54561 | 19.7761 | 5.34
0.63703 | 17.1218 | 6.33
0.45612 | 24.2939 | 4.32
0.74095 | 14.9027 | 7.44
0.45323 | 24.444 | 4.29
0.97575 | 19.346 | 9.57
0.9055 | 30.2433 | 8.13
1.1114 | 18.9528 | 10.92
0.81505 | 26.2926 | 7.59
1.1605 | 19.9222 | 11.34
0.86509 | 32.0459 | 7.62
1.0114 | 26.6382 | 9.39
0.91513 | 29.8793 | 8.25
0.93918 | 29.2427 | 8.52
0.99403 | 27.3091 | 9.18
0.85835 | 32.0871 | 7.56
1.1143 | 24.9721 | 10.5
1.5204 | 26.6137 | 14.13
4.49 | 30.2246 | 40.32
5.841 | 36.2356 | 48.96
6.2 | 33.7419 | 53.58
6.4713 | 36.328 | 54.18
5.7564 | 32.9648 | 50.19
5.2675 | 32.5579 | 46.14
6.3135 | 34.097 | 54.33
5.6592 | 35.2387 | 48.03
6.2914 | 36.097 | 52.83
5.765 | 35.3376 | 48.87
5.23 | 32.2602 | 45.96
5.5668 | 34.1351 | 47.88
6.0662 | 33.6069 | 52.5
6.198 | 36.4963 | 51.78
5.2377 | 31.3158 | 46.5
5.7467 | 35.7819 | 48.45
5.3387 | 30.1561 | 47.97
4.9865 | 30.7817 | 44.52
5.2309 | 28.6584 | 47.7
4.897 | 31.207 | 43.53
4.0454 | 28.2841 | 37.02
1.3097 | 28.1468 | 12
1.2221 | 22.2035 | 11.76
0.83045 | 25.7631 | 7.77
1.0046 | 16.8727 | 9.99
0.76405 | 25.9844 | 7.14
0.95458 | 24.0856 | 9.06
0.83045 | 27.9905 | 7.62
0.88818 | 26.2319 | 8.28
0.89588 | 25.5744 | 8.4
0.79677 | 28.7926 | 7.26
0.79965 | 20.2657 | 7.8
0.60335 | 27.6691 | 5.55
0.8545 | 18.9246 | 8.4
0.53214 | 27.8165 | 4.89
0.79965 | 12.0803 | 8.13
0.47248 | 21.8664 | 4.56
0.8189 | 15.7512 | 8.19
0.56582 | 29.31 | 5.13
0.81601 | 19.8446 | 7.98
0.5995 | 27.5528 | 5.52
0.71978 | 22.6552 | 6.9
0.68514 | 23.8644 | 6.51
0.67263 | 24.5863 | 6.36
0.75635 | 21.9638 | 7.29
0.56967 | 28.7726 | 5.19
0.87182 | 19.3348 | 8.55
1.5637 | 24.4352 | 14.79
4.897 | 30.0717 | 44.04
6.1307 | 35.1268 | 52.11
6.608 | 34.6967 | 56.46
7.066 | 36.0084 | 59.4
6.8081 | 34.8626 | 58.05
7.399 | 35.5195 | 62.58
6.939 | 35.945 | 58.38
6.7225 | 34.8912 | 57.3
6.4559 | 36.0142 | 54.27
6.5781 | 34.7572 | 56.16
6.0787 | 36.9896 | 50.46
6.1653 | 35.3942 | 52.23
8.5239 | 28.327 | 77.97
10.5013 | 23.8521 | 99.81
15.1982 | 19.0579 | 149.28
16.734 | 16.4247 | 166.8
16.5445 | 16.2846 | 165.03
19.5371 | 16.4722 | 194.7
6.9438 | 25.617 | 65.07
4.6391 | 33.7593 | 40.08
2.4605 | 32.9816 | 21.45
0.73999 | 14.6867 | 7.44
0.41955 | 26.5651 | 3.9
0.75154 | 14.6764 | 7.56
0.45323 | 24.444 | 4.29
0.54946 | 19.9574 | 5.37
0.56967 | 18.6186 | 5.61
0.41667 | 25.8555 | 3.9
0.70535 | 14.9465 | 7.08
0.51289 | 27.8637 | 4.71
0.80158 | 13.5359 | 8.1
0.50423 | 21.8624 | 4.86
0.73999 | 18.6469 | 7.29
0.67552 | 25.0317 | 6.36
0.63992 | 26.7961 | 5.94
1.0855 | 23.0185 | 10.38
1.0758 | 32.2825 | 9.45
1.3376 | 25.2932 | 12.57
1.0614 | 32.7821 | 9.27
1.3414 | 25.352 | 12.6
1.0017 | 34.1939 | 8.61
1.1153 | 29.2851 | 10.11
1.1047 | 29.782 | 9.96
1.0094 | 33.0994 | 8.79
1.2327 | 25.9651 | 11.52
0.96613 | 34.4027 | 8.28
1.2596 | 26.6825 | 11.7
1.7841 | 28.7214 | 16.26
5.7737 | 35.3112 | 48.96
5.8208 | 36.7335 | 48.48
6.021 | 36.9908 | 49.98
5.9854 | 36.1127 | 50.25
5.356 | 33.5016 | 46.41
5.7929 | 32.1537 | 50.97
5.0933 | 35.1224 | 43.29
5.994 | 33.3686 | 52.02
5.3253 | 35.4907 | 45.06
5.6996 | 35.5174 | 48.21
6.0065 | 36.1043 | 50.43
4.0656 | 35.812 | 34.26
0.7015 | 15.5241 | 7.02
0.41859 | 27.0956 | 3.87
0.64665 | 16.3318 | 6.45
0.47537 | 22.5127 | 4.56
0.44938 | 24.2613 | 4.26
0.6505 | 16.5044 | 6.48
0.44938 | 24.2613 | 4.26
0.6861 | 15.6144 | 6.87
0.40801 | 27.8341 | 3.75
0.52059 | 20.4445 | 5.07
0.5562 | 19.0935 | 5.46
0.40704 | 26.5651 | 3.78
0.68322 | 15.6795 | 6.84
0.40704 | 26.5651 | 3.78
0.66109 | 16.2202 | 6.6
0.44265 | 25.062 | 4.17
0.47344 | 22.1903 | 4.56
0.61586 | 16.9052 | 6.12
0.41186 | 26.2058 | 3.84
0.6938 | 15.1924 | 6.96
0.40704 | 26.5651 | 3.78
0.67263 | 15.9454 | 6.72
0.43687 | 25.887 | 4.08
0.58122 | 18.5249 | 5.73
0.6149 | 17.4985 | 6.09
0.42244 | 26.3898 | 3.93
0.63318 | 8.1301 | 6.51
0.32429 | 13.9125 | 3.27
0.64184 | 8.5308 | 6.6
0.41282 | 26.5651 | 3.84
0.54946 | 19.9574 | 5.37
0.5639 | 18.8058 | 5.55
0.40897 | 26.3843 | 3.81
0.70727 | 14.6602 | 7.11
0.41089 | 25.8444 | 3.84
0.7015 | 14.7796 | 7.05
0.40897 | 26.3843 | 3.81
0.61393 | 18.0939 | 6.06
0.50712 | 21.0141 | 4.92
0.45901 | 22.5368 | 4.41
0.68514 | 15.1492 | 6.87
0.40897 | 25.4807 | 3.84
0.63029 | 6.5719 | 6.51
0.32044 | 13.5359 | 3.24
0.67167 | 10.3929 | 6.87
0.44746 | 24.4133 | 4.23
0.61875 | 16.8274 | 6.15
0.49654 | 21.492 | 4.8
0.51482 | 20.6688 | 5.01
0.60335 | 17.8282 | 5.97
0.41186 | 26.2058 | 3.84
0.69765 | 15.3591 | 6.99
0.41282 | 27.4602 | 3.81
0.65627 | 16.3611 | 6.54
0.44169 | 24.7228 | 4.17
0.47729 | 22.3801 | 4.59
0.66878 | 15.7756 | 6.69
0.40512 | 27.1124 | 3.75
0.69669 | 15.1302 | 6.99
0.4157 | 27.2768 | 3.84
0.69958 | 15.0685 | 7.02
0.40416 | 26.7481 | 3.75
0.54273 | 19.5923 | 5.31
0.56005 | 19.2761 | 5.49
0.40704 | 26.5651 | 3.78
0.70054 | 15.2965 | 7.02
0.42052 | 26.9166 | 3.9
0.74384 | 14.8455 | 7.47
0.3801 | 23.2557 | 3.63
0.62259 | 11.7791 | 6.33
0.57063 | 18.8933 | 5.61
0.85739 | 25.9611 | 8.01
1.3174 | 25.7225 | 12.33
1.0768 | 32.0705 | 9.48
1.3587 | 24.8772 | 12.81
1.0672 | 31.8411 | 9.42
1.2741 | 25.6363 | 11.94
0.98441 | 34.249 | 8.46
1.2308 | 26.6252 | 11.43
1.0431 | 32.1063 | 9.18
1.0624 | 29.2814 | 9.63
1.0498 | 25.2263 | 9.87
0.87279 | 31.0613 | 7.77
1.9544 | 24.3319 | 18.51
5.5341 | 34.4362 | 47.43
6.5637 | 36.2701 | 54.99
7.3528 | 38.976 | 59.4
6.4299 | 35.0742 | 54.69
6.76 | 36.4735 | 56.49
7.552 | 37.7328 | 62.07
5.9825 | 35.4156 | 50.67
6.8331 | 36.8941 | 56.79
7.1642 | 39.2764 | 57.63
6.8226 | 37.1414 | 56.52
7.4336 | 41.0478 | 58.26
6.2644 | 36.3788 | 52.41
6.0662 | 35.7627 | 51.15
6.4983 | 38.5246 | 52.83
5.5658 | 35.9902 | 46.8
5.816 | 36.6651 | 48.48
5.6794 | 34.7725 | 48.48
6.2115 | 36.9338 | 51.6
6.2269 | 35.4512 | 52.71
5.3156 | 36.6085 | 44.34
3.75 | 34.3018 | 32.19
0.46286 | 32.0054 | 4.08
0.56871 | 19.2626 | 5.58
0.53888 | 20.3764 | 5.25
0.47537 | 23.6095 | 4.53
0.67648 | 16.1134 | 6.75
0.35123 | 17.6909 | 3.48
0.61971 | 7.2243 | 6.39
0.32525 | 14.8987 | 3.27
0.63607 | 16.8735 | 6.33
0.47152 | 23.4287 | 4.5
0.49172 | 22.801 | 4.71
0.71594 | 20.0423 | 6.99
0.59758 | 30.1568 | 5.37
0.87279 | 19.5136 | 8.55
0.82179 | 31.7921 | 7.26
1.352 | 25.416 | 12.69
1.0816 | 32.4595 | 9.48
1.2077 | 23.6843 | 11.49
1.0758 | 26.2899 | 10.02
0.94784 | 28.7497 | 8.64
1.1798 | 27.3799 | 10.89
1.0229 | 33.0171 | 8.91
1.2625 | 26.0378 | 11.79
0.97768 | 34.5347 | 8.37
1.2404 | 26.3862 | 11.55
0.98345 | 34.7164 | 8.4
1.7263 | 26.7365 | 16.02
5.5129 | 35.6877 | 46.53
6.6936 | 36.2472 | 56.1
6.5618 | 36.5018 | 54.81
6.8582 | 37.3715 | 56.64
6.2019 | 36.6725 | 51.69
5.5928 | 31.9427 | 49.32
5.6322 | 31.5228 | 49.89
6.249 | 34.6885 | 53.4
6.5377 | 34.5672 | 55.95
6.3174 | 36.7704 | 52.59
6.455 | 34.1733 | 55.5
6.5281 | 37.1283 | 54.09
6.2856 | 33.8214 | 54.27
6.0749 | 36.8862 | 50.49
5.4908 | 34.417 | 47.07
5.5052 | 35.3735 | 46.65
6.6012 | 39.0003 | 53.31
6.1451 | 35.3625 | 52.08
5.4725 | 35.7696 | 46.14
5.9681 | 33.2981 | 51.84
3.5527 | 33.5997 | 30.75
0.81601 | 20.9356 | 7.92
0.68322 | 25.2656 | 6.42
0.62837 | 27.6238 | 5.79
0.90358 | 19.0137 | 8.88
0.5995 | 29.4028 | 5.43
0.87182 | 19.9345 | 8.52
0.60624 | 29.3726 | 5.49
0.60624 | 17.7447 | 6
0.56197 | 11.2522 | 5.73
0.34834 | 17.835 | 3.45
0.72075 | 15.0941 | 7.23
0.42436 | 26.2168 | 3.96
0.96228 | 19.6307 | 9.42
0.86316 | 33.2649 | 7.5
0.96613 | 28.1732 | 8.85
0.89011 | 31.0594 | 7.92
0.86028 | 31.5571 | 7.62
0.98152 | 27.3189 | 9.06
0.76501 | 31.112 | 6.81
1.0883 | 19.204 | 10.68
0.80158 | 27.2109 | 7.41
1.0412 | 22.1554 | 10.02
0.8035 | 33.8614 | 6.93
1.0133 | 26.2001 | 9.45
0.86413 | 31.62 | 7.65
0.91032 | 29.6547 | 8.22
1.9313 | 26.2587 | 18
3.1842 | 32.3357 | 27.96
4.261 | 32.6349 | 37.29
4.1032 | 34.9425 | 34.95
3.9049 | 31.4577 | 34.62
4.9548 | 35.3475 | 42
7.3085 | 36.9559 | 60.69
5.894 | 36.5556 | 49.2
5.4205 | 33.707 | 46.86
6.1759 | 37.2502 | 51.09
6.2462 | 37.3942 | 51.57
6.6859 | 35.9892 | 56.22
6.0835 | 36.685 | 50.7
6.8341 | 37.9832 | 55.98
5.6803 | 36.5904 | 47.4
5.1222 | 35.6878 | 43.23
6.5445 | 35.3937 | 55.44
5.5081 | 35.7227 | 46.47
5.2444 | 32.6841 | 45.87
5.0779 | 33.7804 | 43.86
4.9047 | 34.981 | 41.76
3.4363 | 30.939 | 30.63
0.64569 | 27.7108 | 5.94
0.9286 | 19.0546 | 9.12
0.68129 | 25.5885 | 6.39
0.73807 | 23.7577 | 7.02
0.79388 | 21.9948 | 7.65
0.62644 | 28.9264 | 5.7
0.90454 | 19.1865 | 8.88
0.63318 | 27.7342 | 5.82
0.82852 | 13.5035 | 8.37
0.52925 | 20.1167 | 5.16
0.68418 | 18.2055 | 6.75
0.77656 | 22.2759 | 7.47
0.8545 | 30.4655 | 7.65
1.3703 | 24.7836 | 12.93
1.0999 | 31.4795 | 9.75
1.3751 | 24.9515 | 12.96
1.1037 | 31.1951 | 9.81
1.2327 | 26.865 | 11.43
1.1201 | 29.6716 | 10.11
1.098 | 30.1372 | 9.87
1.2115 | 27.2369 | 11.19
1.0575 | 32.1712 | 9.3
1.3058 | 25.5451 | 12.24
0.95747 | 31.4378 | 8.49
1.1384 | 20.1818 | 11.1
0.57063 | 18.8933 | 5.61
1.7927 | 24.9556 | 16.89
4.8778 | 33.9252 | 42.06
6.8158 | 38.1368 | 55.71
6.556 | 37.6117 | 53.97
6.275 | 38.4622 | 51.06
6.5098 | 35.6706 | 54.96
5.9988 | 36.0537 | 50.4
6.506 | 33.7465 | 56.22
6.1894 | 36.4263 | 51.75
6.5666 | 34.3049 | 56.37
6.2048 | 35.3021 | 52.62
6.3722 | 33.2437 | 55.38
6.0874 | 32.4691 | 53.37
5.8516 | 34.0193 | 50.4
6.25 | 33.1836 | 54.36
4.9615 | 33.9952 | 42.75
5.7525 | 33.5386 | 49.83
6.0999 | 36.3005 | 51.09
6.0402 | 34.6622 | 51.63
5.9681 | 36.9586 | 49.56
5.2887 | 33.0829 | 46.05
3.3276 | 30.7251 | 29.73
0.55427 | 21.0804 | 5.37
0.73326 | 10.204 | 7.5
0.45035 | 12.9671 | 4.56
0.74288 | 13.7122 | 7.5
0.46093 | 25.6022 | 4.32
0.74192 | 15.3333 | 7.44
0.48306 | 23.9625 | 4.59
0.74288 | 22.3801 | 7.14
0.78811 | 23.0883 | 7.53
0.69477 | 26.6715 | 6.45
0.88337 | 20.8628 | 8.58
0.64858 | 28.1625 | 5.94
0.9132 | 18.4349 | 9
0.53888 | 21.3458 | 5.22
1.0912 | 17.7158 | 10.8
1.0556 | 29.8615 | 9.51
1.404 | 24.9315 | 13.23
1.1172 | 31.8014 | 9.87
1.2991 | 26.679 | 12.06
1.1307 | 30.3617 | 10.14
1.1191 | 30.2032 | 10.05
1.2077 | 27.7904 | 11.1
1.0248 | 34.0929 | 8.82
1.2846 | 25.9892 | 12
0.97575 | 33.1731 | 8.49
1.1846 | 22.5017 | 11.37
1.8014 | 29.1527 | 16.35
5.51 | 33.0906 | 47.97
6.7898 | 38.0929 | 55.53
6.4309 | 36.9162 | 53.43
6.2692 | 37.1021 | 51.96
6.6955 | 37.5023 | 55.2
6.708 | 35.9476 | 56.43
5.7612 | 33.6184 | 49.86
6.531 | 32.9665 | 56.94
7.0102 | 36.9312 | 58.23
7.1873 | 35.8159 | 60.57
6.8553 | 35.9192 | 57.69
7.4663 | 36.9053 | 62.04
6.1008 | 34.4345 | 52.29
5.3281 | 35.0505 | 45.33
5.4513 | 33.749 | 47.1
6.0749 | 35.6991 | 51.27
5.3724 | 35.509 | 45.45
3.7202 | 35.0467 | 31.65
3.1457 | 33.8505 | 27.15
3.2737 | 29.1871 | 29.7
1.9351 | 30.7732 | 17.28
0.60816 | 9.0151 | 6.24
0.45997 | 11.9442 | 4.68
0.51193 | 11.0564 | 5.22
0.64473 | 8.239 | 6.63
0.37529 | 14.25 | 3.78
0.67071 | 5.9315 | 6.93
0.31755 | 0.52086 | 3.3
0.57448 | 0 | 5.97
0.40608 | 8.9938 | 4.17
0.47825 | 10.4285 | 4.89
0.59565 | 8.6406 | 6.12
0.39261 | 14.0362 | 3.96
0.68514 | 7.7543 | 7.05
0.47152 | 18.2129 | 4.65
1.0508 | 18.5843 | 10.35
1.0344 | 27.7809 | 9.51
1.1403 | 24.684 | 10.77
1.1711 | 23.8478 | 11.13
1.0652 | 26.9123 | 9.87
1.2182 | 22.4318 | 11.7
0.92379 | 30.4111 | 8.28
1.2038 | 22.567 | 11.55
0.92956 | 29.9876 | 8.37
1.1085 | 24.2958 | 10.5
1.0239 | 26.9986 | 9.48
0.96998 | 29.9987 | 8.73
2.1545 | 26.668 | 20.01
5.7881 | 35.8068 | 48.78
6.8947 | 37.1722 | 57.09
6.6811 | 38.7023 | 54.18
6.3337 | 35.6895 | 53.46
4.9817 | 32.5298 | 43.65
5.6053 | 33.2317 | 48.72
4.3197 | 29.4599 | 39.09
5.3185 | 33.1725 | 46.26
5.9238 | 32.3191 | 52.02
4.9827 | 33.7545 | 43.05
5.4138 | 34.0884 | 46.59
3.5383 | 32.1342 | 31.14
0.47537 | 25.1641 | 4.47
0.69477 | 16.1744 | 6.93
0.40704 | 27.4744 | 3.75
0.6861 | 15.3821 | 6.87
0.41667 | 26.7424 | 3.87
0.50423 | 21.8624 | 4.86
0.59758 | 17.9976 | 5.91
0.44169 | 25.56 | 4.14
0.69284 | 15.7158 | 6.93
0.40897 | 27.288 | 3.78
0.6582 | 16.2903 | 6.57
0.44072 | 25.2211 | 4.14
0.48114 | 22.567 | 4.62
0.61297 | 17.8373 | 6.06
0.41474 | 26.922 | 3.84
0.73614 | 14.5264 | 7.41
0.40897 | 27.288 | 3.78
0.66493 | 16.3895 | 6.63
0.4465 | 25.2405 | 4.2
0.50423 | 21.8624 | 4.86
0.60431 | 18.0888 | 5.97
0.31948 | 14.6645 | 3.21
0.62548 | 7.1578 | 6.45
0.34546 | 19.0412 | 3.39
0.66109 | 16.2202 | 6.6
0.45708 | 23.8157 | 4.35
0.50135 | 21.9852 | 4.83
0.62259 | 18.0989 | 6.15
0.41474 | 26.922 | 3.84
0.73326 | 14.3646 | 7.38
0.4157 | 26.3871 | 3.87
0.65242 | 16.1892 | 6.51
0.49654 | 21.492 | 4.8
0.50327 | 21.5571 | 4.86
0.61008 | 17.9203 | 6.03
0.41186 | 26.2058 | 3.84
0.64473 | 8.4927 | 6.63
0.31755 | 13.6576 | 3.21
0.60624 | 7.9372 | 6.24
0.43687 | 25.0398 | 4.11
0.52252 | 21.0375 | 5.07
0.59758 | 17.9976 | 5.91
0.42244 | 26.3898 | 3.93
0.70824 | 14.8863 | 7.11
0.40897 | 26.3843 | 3.81
0.6861 | 15.3821 | 6.87
0.41955 | 25.6836 | 3.93
0.51193 | 21.5014 | 4.95
0.63607 | 16.8735 | 6.33
0.40801 | 26.9277 | 3.78
0.6505 | 11.2601 | 6.63
0.34642 | 12.9946 | 3.51
0.59084 | 7.5762 | 6.09
0.43014 | 25.0169 | 4.05
0.45997 | 24.4737 | 4.35
0.61682 | 17.418 | 6.12
0.40031 | 27.4891 | 3.69
0.68033 | 15.5111 | 6.81
0.39261 | 28.0725 | 3.6
0.65531 | 16.1188 | 6.54
0.4234 | 25.8664 | 3.96
0.55427 | 19.4731 | 5.43
0.54754 | 19.3898 | 5.37
0.40512 | 27.1124 | 3.75
0.70054 | 15.2965 | 7.02
0.45901 | 24.1455 | 4.35
0.70343 | 15.2345 | 7.05
0.4157 | 27.2768 | 3.84
0.61682 | 15.4667 | 6.18
0.60046 | 21.1364 | 5.82
0.86798 | 24.7751 | 8.19
0.94688 | 25.0802 | 8.91
0.78714 | 34.3895 | 6.75
1.046 | 24.7972 | 9.87
0.79388 | 34.326 | 6.81
1.0758 | 24.5712 | 10.17
0.8853 | 31.6687 | 7.83
1.046 | 26.2114 | 9.75
1.0056 | 27.5211 | 9.27
0.89973 | 31.0898 | 8.01
1.0171 | 21.8316 | 9.81
0.7448 | 27.955 | 6.84
0.9719 | 20.6955 | 9.45
1.4935 | 28.6458 | 13.62
2.9792 | 29.6209 | 26.91
4.1109 | 35.1074 | 34.95
4.3457 | 33.6478 | 37.59
3.5864 | 30.7976 | 32.01
3.0687 | 33.1369 | 26.7
5.8256 | 32.8632 | 50.85
6.3356 | 36.4209 | 52.98
6.224 | 33.2478 | 54.09
6.7706 | 37.5686 | 55.77
6.7225 | 35.9152 | 56.58
5.8362 | 35.7815 | 49.2
6.735 | 36.3542 | 56.37
6.8755 | 35.3783 | 58.26
6.225 | 33.8448 | 53.73
5.5033 | 34.1819 | 47.31
7.0131 | 34.3312 | 60.18
6.7234 | 33.6355 | 58.17
6.0575 | 34.4171 | 51.93
5.6736 | 33.5445 | 49.14
5.1597 | 32.8277 | 45.06
3.5989 | 30.5145 | 32.22
0.63414 | 28.548 | 5.79
0.89396 | 19.4298 | 8.76
0.66878 | 27.2287 | 6.18
0.84777 | 21.1495 | 8.22
0.6428 | 27.8304 | 5.91
0.64954 | 22.4632 | 6.24
0.6149 | 17.7549 | 6.09
0.4234 | 26.7397 | 3.93
0.7015 | 15.7512 | 7.02
0.4234 | 27.613 | 3.9
0.69477 | 14.4405 | 6.99
0.32814 | 14.2811 | 3.3
0.5052 | 8.8706 | 5.19
0.4821 | 14.2026 | 4.86
0.4465 | 25.2405 | 4.2
0.67937 | 16.2797 | 6.78
0.41955 | 26.5651 | 3.9
0.70054 | 15.2965 | 7.02
0.42244 | 26.3898 | 3.93
0.68995 | 15.7808 | 6.9
0.46767 | 24.0343 | 4.44
0.5562 | 20.0339 | 5.43
0.56197 | 12.4649 | 5.7
0.32525 | 14.4067 | 3.27
0.63703 | 7.0284 | 6.57
0.39069 | 23.5323 | 3.72
1.2866 | 19.1262 | 12.63
2.9946 | 34.1956 | 25.74
3.8068 | 34.0275 | 32.79
4.3437 | 34.5772 | 37.17
2.9388 | 32.0352 | 25.89
5.3118 | 31.5565 | 47.04
5.6178 | 33.3226 | 48.78
5.8776 | 31.6057 | 52.02
5.2771 | 33.351 | 45.81
5.8199 | 31.1197 | 51.78
6.5753 | 33.5575 | 56.94
6.1124 | 31.2051 | 54.33
5.7438 | 32.6678 | 50.25
5.8102 | 30.5146 | 52.02
5.3791 | 32.5302 | 47.13
5.2925 | 32.4592 | 46.41
5.4484 | 32.0311 | 48
5.56 | 30.9995 | 49.53
5.307 | 32.3589 | 46.59
5.1097 | 32.3073 | 44.88
6.2462 | 32.7352 | 54.6
3.29 | 32.128 | 28.95
0.74962 | 14.7323 | 7.53
0.40801 | 27.8341 | 3.75
0.63992 | 17.0457 | 6.36
0.4542 | 24.7751 | 4.29
0.48114 | 23.334 | 4.59
0.62067 | 17.5924 | 6.15
0.41282 | 27.4602 | 3.81
0.70631 | 15.3988 | 7.08
0.44554 | 25.7347 | 4.17
0.68707 | 15.8462 | 6.87
0.43399 | 25.2011 | 4.08
0.46863 | 9.5784 | 4.8
0.5052 | 8.8706 | 5.19
0.36952 | 14.4703 | 3.72
0.69573 | 15.6514 | 6.96
0.42629 | 25.697 | 3.99
0.73518 | 15.0184 | 7.38
0.42725 | 26.0458 | 3.99
0.72075 | 15.0941 | 7.23
0.42629 | 25.697 | 3.99
0.5995 | 16.5142 | 5.97
0.46478 | 9.2869 | 4.77
0.40127 | 11.6336 | 4.08
0.59469 | 7.8153 | 6.12
0.4234 | 24.9933 | 3.99
0.72748 | 14.4774 | 7.32
1.3289 | 27.8455 | 12.21
2.5356 | 26.7984 | 23.52
2.4067 | 29.4551 | 21.78
2.6934 | 27.032 | 24.93
2.4942 | 26.832 | 23.13
2.4298 | 28.4529 | 22.2
4.974 | 32.1957 | 43.74
4.8922 | 32.9587 | 42.66
4.1965 | 30.3756 | 37.62
3.3612 | 32.2297 | 29.55
4.005 | 30.1137 | 36
5.3204 | 33.1555 | 46.29
5.8035 | 31.389 | 51.48
5.5581 | 33.0463 | 48.42
5.5206 | 33.2663 | 47.97
5.5071 | 32.4988 | 48.27
5.4234 | 33.6478 | 46.92
5.6774 | 32.3729 | 49.83
5.2204 | 33.7252 | 45.12
5.3089 | 32.7914 | 46.38
6.0075 | 32.6591 | 52.56
4.2273 | 33.5816 | 36.6
0.92764 | 17.1945 | 9.21
0.58603 | 27.5746 | 5.4
0.85739 | 18.2519 | 8.46
0.59758 | 26.6888 | 5.55
0.73999 | 21.2621 | 7.17
0.74962 | 20.7367 | 7.29
0.62741 | 25.622 | 5.88
0.89396 | 17.6742 | 8.85
0.62741 | 25.622 | 5.88
0.77463 | 14.4503 | 7.8
0.4388 | 22.0113 | 4.23
0.60431 | 15.2311 | 6.06
0.56871 | 16.5044 | 5.67
0.45804 | 21.0634 | 4.44
0.72652 | 11.2207 | 7.41
0.33584 | 8.4089 | 3.45
0.66301 | 4.2456 | 6.87
0.42052 | 13.083 | 4.26
0.63318 | 14.7968 | 6.36
0.54465 | 17.2815 | 5.4
0.49557 | 19.3845 | 4.86
0.70439 | 12.7835 | 7.14
0.44746 | 20.7723 | 4.35
0.75924 | 12.2925 | 7.71
0.45131 | 20.9849 | 4.38
0.75058 | 12.2179 | 7.62
0.91705 | 18.72 | 9.03
2.5125 | 28.4791 | 22.95
3.5335 | 31.4695 | 31.32
1.9554 | 23.9539 | 18.57
2.2392 | 17.9445 | 22.14
3.4122 | 29.6667 | 30.81
6.9332 | 32.4858 | 60.78
6.1037 | 33.6976 | 52.77
6.0412 | 31.5178 | 53.52
5.7689 | 33.9843 | 49.71
6.556 | 31.3662 | 58.17
6.4357 | 34.2888 | 55.26
7.0968 | 32.8627 | 61.95
6.4453 | 34.3235 | 55.32
6.5704 | 33.4946 | 56.94
5.2868 | 34.4537 | 45.3
5.7092 | 33.7624 | 49.32
6.6898 | 34.753 | 57.12
5.6774 | 33.4477 | 49.23
6.8639 | 35.0335 | 58.41
5.4725 | 31.6946 | 48.39
4.1118 | 33.3442 | 35.7
0.72941 | 25.5511 | 6.84
0.78811 | 22.152 | 7.59
0.57737 | 30.6689 | 5.16
0.86124 | 20.1964 | 8.4
0.60046 | 30.0184 | 5.4
0.79484 | 21.5308 | 7.68
0.66878 | 26.6757 | 6.21
0.61971 | 27.1619 | 5.73
0.64569 | 10.5567 | 6.6
0.31755 | 13.6576 | 3.21
0.66878 | 11.4555 | 6.81
0.42052 | 26.9166 | 3.9
0.65531 | 16.1188 | 6.54
0.49076 | 21.7389 | 4.74
0.44361 | 24.2277 | 4.2
0.6582 | 16.049 | 6.57
0.41282 | 26.5651 | 3.84
0.71305 | 15.4993 | 7.14
0.4157 | 26.3871 | 3.87
0.64569 | 16.8955 | 6.42
0.49365 | 21.6148 | 4.77
0.46093 | 22.0679 | 4.44
0.57352 | 7.5184 | 5.91
0.32236 | 12.9178 | 3.27
0.65724 | 8.8418 | 6.75
0.41667 | 25.8555 | 3.9
2.1084 | 24.7751 | 19.89
5.6313 | 34.5373 | 48.21
6.5185 | 33.676 | 56.37
6.0085 | 35.5153 | 50.82
6.4877 | 37.0789 | 53.79
5.6649 | 32.0054 | 49.92
7.5125 | 34.2091 | 64.56
6.1615 | 32.2529 | 54.15
5.7948 | 34.0146 | 49.92
6.9977 | 35.0211 | 59.55
6.3568 | 36.4119 | 53.16
7.042 | 36.5317 | 58.8
6.8736 | 38.4343 | 55.95
6.5512 | 33.7881 | 56.58
6.0027 | 33.3462 | 52.11
5.4157 | 33.9611 | 46.68
6.2462 | 34.454 | 53.52
5.3839 | 34.4484 | 46.14
3.5922 | 28.9338 | 32.67
2.8897 | 32.1025 | 25.44
2.7848 | 27.4681 | 25.68
1.2741 | 23.0793 | 12.18
0.67071 | 16.2503 | 6.69
0.4388 | 24.8804 | 4.14
0.45708 | 10.1755 | 4.68
0.57159 | 8.1301 | 5.88
0.36855 | 21.1342 | 3.57
0.73903 | 14.2535 | 7.44
0.4157 | 26.3871 | 3.87
0.71112 | 14.8265 | 7.14
0.40704 | 26.5651 | 3.78
0.65435 | 16.675 | 6.51
0.46286 | 24.3256 | 4.38
0.48691 | 22.3062 | 4.68
0.6938 | 18.4349 | 6.84
0.60527 | 29.1343 | 5.49
0.89011 | 19.3164 | 8.73
0.59565 | 29.2973 | 5.4
0.84873 | 20.0997 | 8.28
0.64088 | 27.951 | 5.88
0.71497 | 24.08 | 6.78
0.73999 | 19.3533 | 7.26
0.49557 | 21.1813 | 4.8
0.79677 | 12.9791 | 8.07
0.62933 | 23.509 | 6
0.88722 | 18.7886 | 8.73
0.61971 | 27.7585 | 5.7
0.86894 | 19.9994 | 8.49
1.4165 | 25.7294 | 13.26
3.2352 | 32.6124 | 28.32
3.4219 | 32.2821 | 30.06
3.0418 | 34.4441 | 26.07
3.8501 | 32.8798 | 33.6
3.7702 | 35.2113 | 32.01
3.3641 | 30.306 | 30.18
3.1293 | 33.2942 | 27.18
3.6576 | 32.7244 | 31.98
2.4365 | 31.8255 | 21.51
3.3054 | 33.926 | 28.5
3.2467 | 31.8812 | 28.65
1.4328 | 26.307 | 13.35
0.71882 | 14.6499 | 7.23
0.4234 | 26.7397 | 3.93
0.71401 | 14.9911 | 7.17
0.41282 | 26.5651 | 3.84
0.63992 | 17.0457 | 6.36
0.50808 | 22.0434 | 4.89
0.49942 | 21.3706 | 4.83
0.5995 | 17.6501 | 5.94
0.43495 | 24.6955 | 4.11
0.68033 | 15.5111 | 6.81
0.39165 | 27.6995 | 3.6
0.69958 | 15.0685 | 7.02
0.40031 | 27.4891 | 3.69
0.61875 | 17.0831 | 6.15
0.49076 | 21.7389 | 4.74
0.40897 | 16.3895 | 4.08
0.55908 | 7.7119 | 5.76
0.31563 | 14.2903 | 3.18
0.71016 | 15.5615 | 7.11
0.41859 | 26.2114 | 3.9
0.69765 | 15.3591 | 6.99
0.42725 | 25.1805 | 4.02
0.55139 | 19.5731 | 5.4
0.55427 | 19.4731 | 5.43
0.45131 | 24.5958 | 4.26
0.75154 | 14.6764 | 7.56
0.41282 | 26.5651 | 3.84
0.75443 | 13.5043 | 7.62
0.33487 | 12.9576 | 3.39
0.60239 | 7.1591 | 6.21
0.3878 | 12.4825 | 3.93
0.6072 | 18.0042 | 6
0.73807 | 23.7577 | 7.02
0.68418 | 24.9439 | 6.45
0.83237 | 20.5095 | 8.1
0.61201 | 28.1361 | 5.61
0.90743 | 18.5502 | 8.94
0.55235 | 23.0806 | 5.28
0.83237 | 13.0244 | 8.43
0.52252 | 21.0375 | 5.07
0.85547 | 15.2551 | 8.58
0.62259 | 27.6348 | 5.73
0.88433 | 18.8488 | 8.7
0.68899 | 24.5235 | 6.51
0.7092 | 23.7495 | 6.75
0.78811 | 21.4896 | 7.62
0.59854 | 28.5442 | 5.46
0.87856 | 18.7923 | 8.64
0.61586 | 27.646 | 5.67
0.79099 | 13.073 | 8.01
0.49172 | 22.0511 | 4.74
0.65242 | 18.0343 | 6.45
0.74095 | 23.1693 | 7.08
0.61105 | 27.8973 | 5.61
0.83814 | 19.9325 | 8.19
0.58122 | 29.1099 | 5.28
0.85931 | 19.2264 | 8.43
0.57159 | 29.6731 | 5.16
0.90743 | 18.5502 | 8.94
0.58122 | 29.1099 | 5.28
0.72171 | 23.59 | 6.87
0.72075 | 24.1022 | 6.84
0.59469 | 29.0546 | 5.4
0.86509 | 19.281 | 8.49
0.5918 | 29.8142 | 5.34
0.89299 | 19.2551 | 8.76
0.59758 | 29.5388 | 5.4
0.78233 | 22.1156 | 7.53
0.46767 | 16.8687 | 4.65
0.36567 | 11.8421 | 3.72
0.59373 | 7.2632 | 6.12
0.42533 | 23.6071 | 4.05
0.70824 | 14.8863 | 7.11

## gen_load
0.10393 | 15.0807 | 1
0.36194 | 31.9952 | 1
8.6392 | 50.8941 | 1
-0.25502 | 38.6999 | 1
10.9462 | 31.6958 | 1
18.4244 | 18.5339 | 1
4.8226 | 22.4803 | 1
7.202 | 54.2933 | 1
1.4082 | 53.5054 | 1
5.3352 | 36.8264 | 1
9.2015 | 38.8833 | 1
9.404 | 50.2276 | 1
4.3317 | 21.9757 | 1
11.9322 | 39.0725 | 1
5.184 | 13.6507 | 1
0.66605 | 54.2166 | 1
8.7342 | 28.0553 | 1
3.0584 | 22.3442 | 1
21.4774 | 25.3591 | 1
9.2393 | 22.301 | 1
12.9143 | 40.6993 | 1
15.3436 | 19.9671 | 1
10.4653 | 19.5568 | 1
15.0832 | 6.6394 | 1
2.419 | 24.5387 | 1
19.0068 | 9.1798 | 1
13.6936 | 52.3791 | 1
21.3151 | 3.2652 | 1
11.75 | 49.9305 | 1
21.6239 | 50.8061 | 1
6.1819 | 51.8245 | 1
5.4801 | 34.4374 | 1
23.2531 | 28.6723 | 1
18.07 | 15.481 | 1
10.1203 | 24.1576 | 1
17.6165 | 37.4673 | 1
12.7434 | 37.8608 | 1
4.4027 | 4.6299 | 1
15.3485 | 11.1878 | 1
7.5133 | 12.4847 | 1
10.0849 | 27.0714 | 1
10.6659 | 2.5297 | 1
6.6292 | 41.6521 | 1
0.7737 | 15.8577 | 1
16.6305 | 4.9384 | 1
13.5064 | 30.8656 | 1
21.4042 | 29.6143 | 1
18.2914 | 52.2005 | 1
15.33 | 44.6919 | 1
19.9502 | 29.6581 | 1
23.0813 | 32.3168 | 1
11.0692 | 49.782 | 1
4.8647 | 40.4139 | 1
1.2237 | 25.7606 | 1
10.4639 | 6.1416 | 1
11.2419 | 15.959 | 1
21.7555 | 32.9375 | 1
12.4496 | 44.4802 | 1
23.1691 | 24.2643 | 1
23.2069 | 15.9609 | 1
10.8232 | 37.2962 | 1
5.3308 | 54.8241 | 1
12.8324 | 3.0944 | 1
22.8567 | 39.5895 | 1
0.88869 | 27.6388 | 1
17.7435 | 46.8942 | 1
16.5061 | 7.9991 | 1
1.3703 | 5.0389 | 1
20.3757 | 49.0846 | 1
14.4071 | 21.1498 | 1
1.9378 | 19.1411 | 1
11.0514 | 41.5078 | 1
12.4522 | 7.6009 | 1
18.2499 | 35.2094 | 1
20.7934 | 5.0711 | 1
5.8721 | 24.5021 | 1
0.47655 | 18.388 | 1
18.2749 | 54.8545 | 1
12.0521 | 19.4928 | 1
12.9142 | 24.8898 | 1
18.8726 | 11.2716 | 1
18.7202 | 31.037 | 1
9.6962 | 2.9634 | 1
17.22 | 26.0832 | 1
3.6127 | 45.3011 | 1
11.518 | 29.8699 | 1
2.4303 | 34.5115 | 1
18.0494 | 41.0036 | 1
9.8155 | 37.4967 | 1
2.3902 | 26.1334 | 1
12.936 | 47.9672 | 1
21.9847 | 25.5157 | 1
17.1442 | 6.4439 | 1
22.8518 | 31.0267 | 1
5.0747 | 17.7518 | 1
20.3508 | 22.4477 | 1
19.0837 | 16.3521 | 1
1.4586 | 51.0889 | 1
9.7649 | 11.4228 | 1
3.4524 | 37.821 | 1
4.6177 | 10.8873 | 1
5.1181 | 21.6966 | 1
14.4218 | 25.7613 | 1
16.5419 | 43.0351 | 1
20.5586 | 12.0779 | 1
16.1569 | 44.246 | 1
15.7887 | 2.2282 | 1
3.9288 | 8.893 | 1
6.2682 | 42.186 | 1
22.9626 | 48.1208 | 1
3.0373 | 9.6809 | 1
16.8124 | 1.9331 | 1
23.0556 | 41.798 | 1
10.5932 | 11.4611 | 1
19.9833 | 17.1418 | 1
10.6316 | 13.9483 | 1
21.9379 | 19.0977 | 1
17.8985 | 54.4181 | 1
6.6778 | 1.1383 | 1
10.9141 | 33.5223 | 1
20.5714 | 28.9422 | 1
9.2289 | 28.2353 | 1
3.4389 | 30.5444 | 1
15.9366 | 2.7375 | 1
0.70145 | 13.683 | 1
11.7628 | 47.237 | 1
17.8592 | 17.9367 | 1
22.7628 | 54.0858 | 1
1.4092 | 2.3769 | 1
19.968 | 13.6683 | 1
3.6866 | 43.0869 | 1
6.3822 | 47.3057 | 1
3.3866 | 26.4133 | 1
14.093 | 13.4985 | 1
0.4401 | 16.7547 | 1
11.0847 | 5.3648 | 1
10.5161 | 39.7681 | 1
16.1376 | 20.7747 | 1
22.6612 | 42.4691 | 1
7.082 | 14.7624 | 1
9.4677 | 23.1136 | 1
2.1802 | 34.4934 | 1
20.6843 | 6.2847 | 1
10.0725 | 15.1226 | 1
3.1515 | 46.928 | 1
8.0268 | 46.3554 | 1
13.6012 | 36.4083 | 1
22.3903 | 21.1725 | 1
16.9948 | 29.5072 | 1
6.7699 | 35.3468 | 1
2.2513 | 36.5247 | 1
14.9093 | 3.9658 | 1
16.3247 | 9.0853 | 1
22.4608 | 26.9045 | 1
18.834 | 31.9963 | 1
22.267 | 21.6955 | 1
22.9171 | 17.8499 | 1
7.2274 | 6.7245 | 1
12.9543 | 16.7112 | 1
8.4639 | 9.8753 | 1
1.907 | 19.4407 | 1
9.8965 | 43.3167 | 1
16.8847 | 24.4773 | 1
0.54281 | 24.4876 | 1
19.9757 | 48.9293 | 1
9.3137 | 24.8928 | 1
6.4848 | 44.3448 | 1
10.3835 | 2.5116 | 1
20.163 | 40.4111 | 1
22.9966 | 3.6306 | 1
6.3381 | 43.2493 | 1
17.7218 | 45.4544 | 1
21.7131 | 24.9327 | 1
6.1366 | 2.3937 | 1
10.2273 | 36.0266 | 1
7.1741 | 18.9851 | 1
17.9815 | 54.1873 | 1
21.8758 | 27.4424 | 1
9.3338 | 6.349 | 1
12.9259 | 12.5408 | 1
16.4551 | 35.3474 | 1
9.6492 | 24.9522 | 1
19.5728 | 33.1339 | 1
15.1815 | 42.214 | 1
18.0178 | 24.1427 | 1
16.2652 | 51.5157 | 1
19.9121 | 26.5821 | 1
7.7233 | 21.6245 | 1
16.8539 | 54.2348 | 1
21.4101 | 19.2057 | 1
18.5614 | 5.6315 | 1
3.1928 | 41.2205 | 1
9.7842 | 26.3017 | 1
4.2257 | 33.58 | 1
5.3453 | 9.097 | 1
4.1905 | 53.3387 | 1
2.4655 | 50.6819 | 1
18.0587 | 55.0273 | 1
5.2266 | 2.3873 | 1
15.8856 | 31.6292 | 1
19.5455 | 29.829 | 1
11.1257 | 0.81863 | 1
13.6717 | 20.8878 | 1
12.7313 | 48.3329 | 1
11.1207 | 20.8213 | 1
4.4297 | 28.5926 | 1
7.0894 | 4.9878 | 1
18.839 | 54.1078 | 1
2.2753 | 10.8336 | 1
14.6919 | 25.1883 | 1
7.6889 | 0.67838 | 1
18.2198 | 35.5906 | 1
14.4106 | 17.2951 | 1
7.6989 | 41.8646 | 1
18.0255 | 6.7228 | 1
7.5953 | 2.5202 | 1
12.7325 | 9.5564 | 1
13.1671 | 48.6849 | 1
19.2519 | 13.8748 | 1
19.4077 | 14.5034 | 1
0.16289 | 36.9749 | 1
15.0727 | 33.7448 | 1
9.0906 | 4.9682 | 1
3.8762 | 23.4949 | 1
0.066188 | 54.4591 | 1
7.9463 | 42.1235 | 1
1.6055 | 23.2779 | 1
3.1646 | 31.8245 | 1
11.2723 | 23.8973 | 1
15.7731 | 49.0336 | 1
22.1147 | 45.075 | 1
18.656 | 4.4407 | 1
11.1814 | 21.2651 | 1
17.0084 | 39.6013 | 1
10.81 | 22.9059 | 1
0.61647 | 7.7916 | 1
15.1238 | 1.0458 | 1
4.9678 | 31.7034 | 1
9.0775 | 52.6021 | 1
20.3016 | 28.2966 | 1
7.3967 | 15.1658 | 1
10.8988 | 17.847 | 1
1.3372 | 0.53064 | 1
12.6693 | 19.8863 | 1
3.6902 | 24.7143 | 1
3.1074 | 46.7453 | 1
5.797 | 26.5125 | 1
19.6073 | 52.9421 | 1
5.2647 | 4.6456 | 1
21.5227 | 41.7506 | 1
23.1309 | 24.6578 | 1
15.7767 | 17.0201 | 1
8.4478 | 34.4277 | 1
17.4062 | 0.47401 | 1
22.6475 | 28.1916 | 1
16.6821 | 4.9028 | 1
4.9849 | 4.1197 | 1
2.7088 | 55.1463 | 1
13.6901 | 55.1762 | 1
13.9531 | 39.8222 | 1
1.8023 | 31.2568 | 1
0.115 | 44.3401 | 1
23.0574 | 51.6105 | 1
20.0796 | 8.9469 | 1
12.0535 | 7.5896 | 1
8.01 | 24.3265 | 1
14.6612 | 23.6404 | 1
19.9052 | 27.5558 | 1
19.053 | 3.7697 | 1
17.0243 | 24.3077 | 1
22.9231 | 10.9766 | 1
18.9469 | 49.7454 | 1
1.3668 | 11.5733 | 1
7.4807 | 50.5289 | 1
12.2601 | 50.0615 | 1
21.6743 | 46.7363 | 1
0.1887 | 52.0178 | 1
2.4611 | 7.2031 | 1
20.7728 | 45.5682 | 1
16.8339 | 24.5916 | 1
20.5789 | 29.7187 | 1
21.824 | 20.8068 | 1
19.4491 | 24.7453 | 1
19.9595 | 18.6168 | 1
1.7766 | 2.3497 | 1
12.9263 | 8.9497 | 1
11.4932 | 9.859 | 1
9.4813 | 23.827 | 1
22.0295 | 5.6579 | 1
20.3624 | 26.9019 | 1
12.3815 | 45.5258 | 1
11.7091 | 53.6499 | 1
3.163 | 5.1441 | 1
4.7289 | 49.8344 | 1
10.7669 | 28.7222 | 1
9.3182 | 35.6613 | 1
10.9166 | 20.0327 | 1
20.3687 | 19.6272 | 1
2.5892 | 2.381 | 1
6.9854 | 50.6054 | 1
13.2984 | 34.7711 | 1
20.3308 | 6.2914 | 1
9.0242 | 38.7326 | 1
8.2541 | 1.3072 | 1
18.0919 | 2.8252 | 1
9.0691 | 38.0406 | 1
14.2887 | 49.8796 | 1
9.2422 | 6.6715 | 1
12.4698 | 3.0814 | 1
13.4511 | 28.8202 | 1
6.9541 | 24.3421 | 1
6.9338 | 6.2668 | 1
10.8427 | 1.7962 | 1
15.6429 | 3.6288 | 1
11.9592 | 39.7932 | 1
17.3694 | 23.1059 | 1
22.9926 | 42.6494 | 1
17.4506 | 43.3825 | 1
2.2947 | 32.6836 | 1
4.556 | 40.7098 | 1
20.735 | 42.5616 | 1
21.6346 | 33.9075 | 1
3.4686 | 29.2234 | 1
12.9872 | 44.2218 | 1
6.4448 | 0.67035 | 1
22.8893 | 41.0135 | 1
4.6587 | 9.89 | 1
17.1682 | 39.0704 | 1
20.3725 | 39.795 | 1
4.9482 | 4.8598 | 1
19.4288 | 12.8616 | 1
9.229 | 38.8432 | 1
2.1547 | 11.6601 | 1
8.9764 | 2.937 | 1
11.7771 | 5.4522 | 1
10.4938 | 50.8506 | 1
6.828 | 25.2286 | 1
8.6154 | 27.3461 | 1
17.1075 | 47.6933 | 1
14.5349 | 6.4572 | 1
17.9437 | 34.2481 | 1
15.6774 | 30.7806 | 1
3.6111 | 47.9356 | 1
7.8082 | 47.7159 | 1
19.9311 | 22.0781 | 1
9.0554 | 29.0228 | 1
13.057 | 5.2139 | 1
6.36 | 52.909 | 1
5.2506 | 36.8971 | 1
8.0472 | 38.1518 | 1
1.7146 | 13.3345 | 1
0.36472 | 34.495 | 1
19.6668 | 27.2845 | 1
22.3699 | 9.1526 | 1
0.88728 | 47.2457 | 1
5.6994 | 12.9633 | 1
12.7365 | 51.8617 | 1
22.3863 | 48.2087 | 1
10.5792 | 20.433 | 1
2.4625 | 26.3532 | 1
17.4902 | 8.0686 | 1
6.7007 | 5.9557 | 1
1.3457 | 50.3491 | 1
22.8608 | 50.7725 | 1
15.1815 | 8.5353 | 1
6.1424 | 47.5767 | 1
17.6322 | 54.7571 | 1
13.0046 | 52.3489 | 1
2.2696 | 9.7475 | 1
13.7741 | 20.3582 | 1
7.0257 | 18.3791 | 1
21.2891 | 52.3502 | 1
22.6943 | 54.8807 | 1
0.18155 | 15.5308 | 1
17.1749 | 26.8778 | 1
17.3003 | 1.7891 | 1
14.7182 | 1.0947 | 1
11.0659 | 24.5687 | 1
22.4554 | 31.6728 | 1
8.0242 | 32.0945 | 1
6.6211 | 12.1642 | 1
3.5571 | 45.0173 | 1
23.2833 | 54.7071 | 1
5.9694 | 39.8143 | 1
6.8126 | 43.32 | 1
7.5877 | 29.8609 | 1
9.2066 | 48.3964 | 1
1.0153 | 8.8779 | 1
1.613 | 14.9287 | 1
0.30379 | 14.6149 | 1
3.9794 | 10.658 | 1
20.478 | 17.4174 | 1
17.0451 | 22.5659 | 1
8.1015 | 40.7763 | 1
8.3161 | 27.2974 | 1
21.1709 | 35.7134 | 1
0.15429 | 40.1197 | 1
18.1324 | 1.0937 | 1
22.7739 | 25.0281 | 1
10.4777 | 23.4544 | 1
1.9396 | 5.9902 | 1
4.7602 | 46.8912 | 1
12.1124 | 49.7034 | 1
17.2584 | 8.0556 | 1
2.4428 | 49.9253 | 1
10.0507 | 30.843 | 1
1.5566 | 28.3394 | 1
19.1358 | 53.8714 | 1
4.287 | 10.4191 | 1
6.1178 | 50.1941 | 1
10.6895 | 43.9289 | 1
15.6836 | 33.1491 | 1
11.9358 | 9.4709 | 1
5.8993 | 30.2833 | 1
12.0422 | 18.6469 | 1
4.585 | 13.8152 | 1
1.8102 | 52.5299 | 1
15.1703 | 26.7354 | 1
4.9548 | 12.5988 | 1
3.8183 | 4.4138 | 1
1.4503 | 18.2678 | 1
20.6522 | 39.5114 | 1
0.39793 | 17.9482 | 1
3.5542 | 10.4904 | 1
11.8769 | 43.1684 | 1
6.8267 | 50.5871 | 1
8.9389 | 6.7173 | 1
1.5241 | 12.5879 | 1
12.6701 | 17.7402 | 1
20.2408 | 48.7523 | 1
22.2877 | 11.4781 | 1
4.8749 | 26.3886 | 1
10.3365 | 24.9862 | 1
3.8829 | 43.9187 | 1
17.759 | 44.917 | 1
5.4756 | 7.366 | 1
12.7509 | 38.3655 | 1
3.3954 | 36.129 | 1
5.9781 | 4.5665 | 1
7.0471 | 22.4057 | 1
1.6974 | 6.4239 | 1
10.6702 | 33.7161 | 1
6.0537 | 31.1767 | 1
13.115 | 24.4091 | 1
11.893 | 46.1555 | 1
7.7408 | 2.3283 | 1
13.7343 | 4.3004 | 1
17.3324 | 9.9344 | 1
6.1072 | 31.6985 | 1
18.2464 | 39.1173 | 1
5.1411 | 29.3464 | 1
3.7847 | 6.595 | 1
8.9393 | 28.7269 | 1
17.2651 | 53.4824 | 1
16.451 | 48.3452 | 1
16.4568 | 15.5527 | 1
15.3528 | 48.9969 | 1
12.4301 | 10.8937 | 1
16.709 | 21.0364 | 1
1.0057 | 4.1635 | 1
10.1375 | 30.5867 | 1
11.2523 | 43.746 | 1
19.9397 | 34.4255 | 1
14.1459 | 44.3708 | 1
3.9998 | 33.1978 | 1
21.4117 | 7.5719 | 1
11.6009 | 33.5338 | 1
17.3312 | 32.0853 | 1
13.5207 | 23.1466 | 1
1.5305 | 13.4391 | 1
7.3299 | 21.2029 | 1
23.0927 | 31.2129 | 1
11.584 | 15.9431 | 1
19.5164 | 38.696 | 1
8.7634 | 38.784 | 1
15.6852 | 47.9284 | 1
12.5482 | 20.9323 | 1
21.2222 | 53.9758 | 1
14.046 | 9.1891 | 1
5.0817 | 37.4414 | 1
3.801 | 9.0826 | 1
0.44493 | 6.946 | 1
10.1517 | 20.5735 | 1
2.8013 | 33.2728 | 1
21.2079 | 26.7164 | 1
13.311 | 25.0705 | 1
7.4576 | 5.6039 | 1
3.8616 | 47.0213 | 1
1.6671 | 16.2234 | 1
7.1981 | 29.1883 | 1
22.9917 | 40.9497 | 1
19.6335 | 29.6405 | 1
19.406 | 33.9161 | 1
4.453 | 45.3765 | 1
10.8524 | 44.3251 | 1
22.6136 | 34.219 | 1
16.28 | 21.8954 | 1
4.5484 | 11.9452 | 1
11.9109 | 41.6506 | 1
2.7928 | 23.0427 | 1
20.6756 | 16.4398 | 1
15.1398 | 43.3423 | 1
11.0392 | 7.6557 | 1
3.8372 | 37.6115 | 1
2.5139 | 15.5049 | 1
0.26736 | 11.9238 | 1
5.598 | 31.4072 | 1
17.9079 | 37.3424 | 1
13.5319 | 50.6484 | 1
16.9815 | 54.7493 | 1
8.06 | 32.406 | 1
1.5488 | 11.3064 | 1
17.7335 | 21.4862 | 1
17.0804 | 27.456 | 1
1.5271 | 10.2041 | 1
7.4758 | 38.1208 | 1
10.5469 | 29.9694 | 1
7.1846 | 7.942 | 1
21.5436 | 36.7681 | 1
10.1562 | 50.9554 | 1
15.4486 | 42.8153 | 1
7.7586 | 44.2186 | 1
16.2952 | 27.389 | 1
2.8483 | 11.0906 | 1
8.2248 | 22.5397 | 1
21.2102 | 4.4457 | 1
19.364 | 36.1364 | 1
15.2296 | 42.1096 | 1
13.0344 | 25.7778 | 1
9.6796 | 25.1609 | 1
16.7132 | 4.8396 | 1
7.9477 | 54.1819 | 1
5.5843 | 38.8758 | 1
10.3992 | 50.116 | 1
20.9355 | 49.94 | 1
14.4502 | 11.7729 | 1
19.3821 | 5.968 | 1
7.1801 | 1.1195 | 1
7.527 | 20.6001 | 1
3.1178 | 2.9373 | 1
2.7303 | 23.0686 | 1
8.112 | 9.9514 | 1
20.9843 | 21.233 | 1
4.6786 | 3.8928 | 1
4.7436 | 45.0771 | 1
5.7017 | 13.4468 | 1
13.9724 | 40.7743 | 1
22.0428 | 9.5159 | 1
4.5667 | 38.7704 | 1
0.65614 | 4.1571 | 1
16.7883 | 39.2281 | 1
4.6575 | 8.1541 | 1
12.9479 | 34.4973 | 1
15.0959 | 18.2431 | 1
21.5933 | 54.8268 | 1
20.9784 | 51.765 | 1
20.5258 | 20.499 | 1
1.6368 | 38.6163 | 1
18.8983 | 18.1788 | 1
3.1838 | 18.2105 | 1
9.9285 | 48.1446 | 1
3.411 | 39.0805 | 1
12.0932 | 19.8979 | 1
22.1063 | 4.724 | 1
20.4865 | 38.6278 | 1
11.5579 | 30.0104 | 1
10.9095 | 1.749 | 1
10.3273 | 49.8967 | 1
0.65147 | 4.9714 | 1
5.411 | 19.4401 | 1
3.62 | 18.5569 | 1
6.8324 | 35.6083 | 1
9.746 | 1.5794 | 1
14.3939 | 9.3621 | 1
6.9307 | 5.9371 | 1
1.9154 | 16.5495 | 1
9.3231 | 21.4163 | 1
5.258 | 8.0555 | 1
20.4341 | 6.6609 | 1
10.5255 | 50.779 | 1
9.6836 | 16.9081 | 1
2.925 | 34.267 | 1
8.4401 | 39.467 | 1
16.2266 | 10.0452 | 1
1.159 | 23.7606 | 1
21.3582 | 11.5164 | 1
5.948 | 15.4825 | 1
16.3634 | 13.0931 | 1
14.613 | 48.6217 | 1
3.4226 | 14.3084 | 1
7.1179 | 40.5648 | 1
17.277 | 49.7035 | 1
7.1712 | 14.9989 | 1
1.9112 | 48.5202 | 1
19.5372 | 40.7966 | 1
0.18161 | 15.0475 | 1
14.539 | 47.8498 | 1
18.9162 | 44.8389 | 1
7.1765 | 4.2727 | 1
22.7911 | 44.0767 | 1
19.0301 | 48.1124 | 1
12.0762 | 6.9378 | 1
13.0044 | 9.0286 | 1
15.4661 | 20.2723 | 1
21.2018 | 27.974 | 1
0.6199 | 37.5533 | 1
18.4175 | 9.7052 | 1
11.6982 | 2.0113 | 1
20.9458 | 34.2786 | 1
20.8208 | 48.656 | 1
22.008 | 19.2731 | 1
3.1207 | 32.9359 | 1
1.5366 | 35.7791 | 1
7.2838 | 14.1109 | 1
6.3258 | 7.2279 | 1
7.6489 | 9.3118 | 1
18.0191 | 34.6177 | 1
17.6418 | 42.6289 | 1
22.8332 | 2.9134 | 1
17.307 | 31.3343 | 1
7.8788 | 37.2084 | 1
11.2361 | 52.8035 | 1
4.7307 | 29.6021 | 1
17.0505 | 3.8816 | 1
1.616 | 36.4732 | 1
18.851 | 6.4266 | 1
17.1761 | 45.3129 | 1
11.2866 | 48.8177 | 1
12.5198 | 44.9156 | 1
9.6864 | 29.8642 | 1
3.5304 | 10.8672 | 1
14.9356 | 28.3826 | 1
10.9527 | 26.7122 | 1
19.0555 | 23.1265 | 1
21.2747 | 26.7851 | 1
7.3058 | 46.517 | 1
4.017 | 3.5628 | 1
21.482 | 28.7256 | 1
19.9579 | 28.3112 | 1
21.8791 | 20.9218 | 1
16.7893 | 44.736 | 1
6.869 | 43.6429 | 1
11.0433 | 43.5311 | 1
20.5017 | 44.1368 | 1
10.9306 | 41.3228 | 1
19.6999 | 24.1129 | 1
7.429 | 51.5468 | 1
13.7576 | 12.9979 | 1
18.967 | 30.4481 | 1
11.2605 | 18.3098 | 1
8.959 | 5.6858 | 1
3.5506 | 34.8809 | 1
15.2231 | 12.1887 | 1
16.3615 | 50.0124 | 1
2.4005 | 37.4153 | 1
12.0345 | 46.6416 | 1
3.8948 | 28.9972 | 1
13.1736 | 37.519 | 1
15.4642 | 17.0489 | 1
0.68598 | 45.8135 | 1
18.6033 | 14.8063 | 1
22.5694 | 30.7801 | 1
10.8139 | 35.8476 | 1
3.0015 | 9.0947 | 1
5.1034 | 49.35 | 1
19.8708 | 36.1197 | 1
6.2158 | 7.4219 | 1
2.6782 | 13.9754 | 1
12.6099 | 8.5937 | 1
23.3011 | 36.5725 | 1
21.8436 | 31.5333 | 1
18.5094 | 45.093 | 1
10.7861 | 4.2759 | 1
2.4538 | 35.2939 | 1
21.0348 | 27.0073 | 1
11.6601 | 49.8494 | 1
19.899 | 22.6646 | 1
17.5244 | 27.3765 | 1
12.935 | 23.1774 | 1
12.452 | 37.6184 | 1
13.1192 | 29.7498 | 1
19.1951 | 45.1727 | 1
20.1598 | 29.7522 | 1
7.855 | 54.2523 | 1
18.4615 | 22.3795 | 1
6.3789 | 17.1056 | 1
15.2314 | 46.3049 | 1
18.7929 | 35.0451 | 1
5.6014 | 44.2182 | 1
17.1001 | 21.7057 | 1
9.1362 | 18.9238 | 1
20.4721 | 54.9949 | 1
9.0854 | 52.7071 | 1
10.2082 | 1.8159 | 1
3.5026 | 26.4189 | 1
22.4378 | 42.3082 | 1
12.6472 | 2.3289 | 1
9.4161 | 7.0381 | 1
20.7543 | 38.7643 | 1
17.015 | 28.233 | 1
14.6962 | 18.1803 | 1
13.2793 | 25.5982 | 1
15.0795 | 3.3582 | 1
7.4553 | 23.4999 | 1
15.1727 | 16.4062 | 1
14.7095 | 38.9436 | 1
23.2669 | 22.4022 | 1
4.479 | 3.9429 | 1
5.3047 | 28.4856 | 1
6.4563 | 34.4676 | 1
9.126 | 28.2115 | 1
9.8556 | 32.1182 | 1
1.9947 | 34.6185 | 1
4.9441 | 45.1678 | 1
9.9602 | 16.0089 | 1
3.4811 | 17.9507 | 1
22.3235 | 41.3904 | 1
11.0051 | 46.2367 | 1
5.8653 | 53.251 | 1
0.78669 | 40.6895 | 1
20.6521 | 39.9783 | 1
16.2035 | 51.3203 | 1
16.5521 | 24.4913 | 1
19.6391 | 33.717 | 1
9.5381 | 54.4859 | 1
4.6862 | 10.3081 | 1
11.5079 | 25.0442 | 1
6.6146 | 44.0578 | 1
20.5329 | 47.1386 | 1
18.9498 | 37.3407 | 1
12.0631 | 47.2351 | 1
12.9823 | 54.8958 | 1
15.0508 | 27.1057 | 1
21.9648 | 54.3591 | 1
3.8622 | 32.0652 | 1
0.51928 | 15.1033 | 1
8.746 | 43.843 | 1
17.1699 | 42.694 | 1
13.354 | 8.7021 | 1
12.0687 | 24.9333 | 1
16.7647 | 22.6904 | 1
11.2996 | 32.5081 | 1
1.0387 | 20.5585 | 1
3.0365 | 1.4009 | 1
23.2713 | 21.5193 | 1
10.7812 | 50.0757 | 1
2.8576 | 6.6407 | 1
16.208 | 39.6612 | 1
3.3954 | 11.373 | 1
21.1587 | 45.3883 | 1
8.0638 | 6.8177 | 1
21.9967 | 4.5808 | 1
13.8905 | 31.1607 | 1
13.3782 | 30.0388 | 1
1.9866 | 30.6377 | 1
1.8299 | 4.8032 | 1
16.4948 | 54.7249 | 1
17.2237 | 34.9659 | 1
6.8268 | 0.85991 | 1
14.8659 | 27.2083 | 1
15.5995 | 46.1291 | 1
20.5311 | 0.46908 | 1
19.733 | 14.5928 | 1
1.3191 | 21.6653 | 1
6.3974 | 32.1467 | 1
7.3592 | 39.0857 | 1
1.4 | 27.369 | 1
9.0996 | 25.06 | 1
5.545 | 16.6912 | 1
21.2506 | 8.6398 | 1
22.4101 | 0.76595 | 1
0.99763 | 30.1202 | 1
6.7 | 38.1762 | 1
20.8738 | 49.3325 | 1
1.7173 | 26.8974 | 1
3.3078 | 38.7506 | 1
8.7312 | 38.0151 | 1
19.7011 | 11.8351 | 1
15.6319 | 18.9809 | 1
13.2065 | 29.7076 | 1
6.385 | 30.3782 | 1
17.0277 | 44.3541 | 1
5.0455 | 48.7084 | 1
2.9543 | 11.9542 | 1
4.4821 | 9.853 | 1
11.7036 | 7.9293 | 1
22.6378 | 37.0655 | 1
3.1577 | 20.5663 | 1
17.0172 | 47.2536 | 1
0.2788 | 4.3968 | 1
23.2055 | 21.4243 | 1
15.9217 | 34.7189 | 1
6.8551 | 37.9647 | 1
21.5598 | 15.6671 | 1
16.4781 | 55.2684 | 1
9.0809 | 4.1797 | 1
16.7928 | 36.2377 | 1
9.62 | 28.9077 | 1
2.8179 | 40.7175 | 1
18.5769 | 52.1672 | 1
16.0785 | 32.8136 | 1
22.5937 | 49.6672 | 1
20.1741 | 27.8459 | 1
10.4907 | 55.2715 | 1
15.0922 | 10.5781 | 1
4.7699 | 3.1352 | 1
3.0719 | 4.5622 | 1
1.7009 | 2.4369 | 1
15.7523 | 9.0672 | 1
5.3268 | 30.3267 | 1
8.7893 | 30.5096 | 1
1.9014 | 23.057 | 1
0.058064 | 29.2301 | 1
14.1357 | 19.4673 | 1
20.1099 | 23.4515 | 1
16.0043 | 34.0107 | 1
14.6246 | 9.2994 | 1
8.6018 | 28.0509 | 1
16.8093 | 7.7131 | 1
6.8917 | 44.3099 | 1
3.7131 | 31.7546 | 1
6.7744 | 14.9101 | 1
0.67425 | 14.2189 | 1
18.6612 | 35.4719 | 1
8.0838 | 37.2714 | 1
22.3127 | 25.5644 | 1
6.8854 | 55.255 | 1
9.0127 | 33.5149 | 1
18.0598 | 40.2633 | 1
7.2819 | 9.6887 | 1
19.1919 | 41.6937 | 1
18.7188 | 0.7175 | 1
7.7975 | 39.0472 | 1
2.3952 | 27.4828 | 1
15.3578 | 27.4124 | 1
10.4527 | 51.3133 | 1
0.97575 | 10.4171 | 1
3.1278 | 17.1819 | 1
8.1412 | 40.9675 | 1
5.5112 | 3.8184 | 1
20.8353 | 34.5907 | 1
9.9072 | 33.7818 | 1
19.6544 | 29.4664 | 1
11.1894 | 14.5474 | 1
1.8468 | 50.1763 | 1
4.8303 | 19.9762 | 1
19.9542 | 28.2964 | 1
11.9966 | 30.7307 | 1
19.9666 | 39.1633 | 1
2.6475 | 18.859 | 1
15.3855 | 50.4419 | 1
14.0921 | 29.1812 | 1
1.4184 | 36.6369 | 1
0.54296 | 6.3605 | 1
17.5181 | 26.4365 | 1
22.1217 | 4.589 | 1
9.6094 | 42.4439 | 1
7.4162 | 9.8061 | 1
1.9865 | 31.2071 | 1
21.0961 | 52.5667 | 1
2.4381 | 51.4796 | 1
1.1368 | 48.3763 | 1
11.173 | 39.9105 | 1
8.2678 | 51.2017 | 1
11.3033 | 40.4716 | 1
9.8565 | 13.1367 | 1
0.031998 | 46.7045 | 1
6.5568 | 24.7852 | 1
18.3093 | 25.3234 | 1
11.731 | 37.0662 | 1
7.2246 | 13.2124 | 1
1.8055 | 54.6241 | 1
21.4209 | 33.2373 | 1
15.9434 | 22.8815 | 1
3.7454 | 10.6181 | 1
2.8887 | 43.1432 | 1
22.8924 | 49.9172 | 1
23.0833 | 1.3764 | 1
5.8383 | 45.7513 | 1
22.3455 | 17.6086 | 1
1.9662 | 38.3534 | 1
8.9232 | 18.972 | 1
6.3329 | 28.0424 | 1
11.4671 | 22.3703 | 1
21.9284 | 31.1572 | 1
1.4124 | 12.8879 | 1
3.6533 | 44.6023 | 1
12.3396 | 22.9446 | 1
22.4061 | 8.3267 | 1
1.7424 | 3.5703 | 1
8.293 | 39.5302 | 1
11.4142 | 54.2607 | 1
19.587 | 15.33 | 1
20.449 | 22.0999 | 1
7.421 | 2.3902 | 1
17.3358 | 17.6757 | 1
12.7651 | 17.6545 | 1
11.7986 | 5.1925 | 1
16.509 | 41.8387 | 1
18.0309 | 52.9465 | 1
15.5098 | 20.09 | 1
6.8527 | 45.9519 | 1
9.1161 | 24.0748 | 1
10.509 | 16.0752 | 1
21.983 | 8.2878 | 1
9.6239 | 35.7645 | 1
14.1927 | 19.4266 | 1
14.2478 | 39.3742 | 1
3.5712 | 25.8263 | 1
3.3361 | 54.4196 | 1
22.5991 | 3.9839 | 1
8.2312 | 10.4308 | 1
21.2976 | 16.1836 | 1
10.7108 | 15.1579 | 1
9.9915 | 8.2446 | 1
10.7332 | 54.0516 | 1
8.31 | 8.2658 | 1
4.3799 | 45.6186 | 1
9.8328 | 50.4985 | 1
20.8511 | 15.5647 | 1
14.2312 | 43.0444 | 1
11.234 | 54.8234 | 1
2.5575 | 13.28 | 1
10.5632 | 17.7812 | 1
16.6679 | 30.2079 | 1
10.5821 | 21.1368 | 1
22.0642 | 5.2233 | 1
13.6879 | 36.9653 | 1
19.2282 | 23.1699 | 1
15.3586 | 51.4521 | 1
13.266 | 1.9521 | 1
3.9754 | 30.6718 | 1
16.4785 | 36.9995 | 1
1.5958 | 19.0442 | 1
7.7817 | 19.3092 | 1
18.8484 | 44.0499 | 1
10.0466 | 22.5814 | 1
17.2418 | 33.2926 | 1
0.77922 | 44.619 | 1
23.0852 | 37.9417 | 1
7.0907 | 21.4191 | 1
5.6264 | 25.7391 | 1
12.9907 | 24.7158 | 1
13.7362 | 40.6548 | 1
9.931 | 17.936 | 1
17.8626 | 8.6269 | 1
4.9387 | 34.4313 | 1
7.1578 | 39.9094 | 1
20.2941 | 42.6186 | 1
14.1241 | 27.5076 | 1
17.8634 | 27.969 | 1
8.1715 | 51.651 | 1
1.1437 | 2.9593 | 1
21.8391 | 39.8594 | 1
9.2179 | 26.1423 | 1
11.1226 | 26.9187 | 1
7.4792 | 35.2686 | 1
15.2423 | 39.4469 | 1
19.1684 | 20.3025 | 1
13.4058 | 53.6947 | 1
19.829 | 28.7343 | 1
5.3916 | 38.3771 | 1
21.6894 | 52.4601 | 1
16.8517 | 44.2968 | 1
10.9614 | 15.9627 | 1
19.6608 | 17.3666 | 1
21.7908 | 41.6493 | 1
19.9603 | 1.9891 | 1
23.2464 | 49.1384 | 1
8.8254 | 46.3732 | 1
0.91193 | 52.013 | 1
13.3843 | 24.7203 | 1
21.0955 | 11.4244 | 1
3.5257 | 7.9204 | 1
13.6228 | 28.5888 | 1
6.1445 | 47.6408 | 1
3.2646 | 21.2176 | 1
11.7128 | 33.2254 | 1
10.8844 | 35.942 | 1
19.8886 | 19.7851 | 1
4.1912 | 29.5747 | 1
21.4298 | 42.719 | 1
17.2736 | 44.1197 | 1
2.5818 | 13.4569 | 1
13.9883 | 11.831 | 1
16.3971 | 34.0901 | 1
16.9049 | 22.3659 | 1
22.9978 | 4.6737 | 1
13.2425 | 50.81 | 1
16.689 | 5.5595 | 1
20.1662 | 7.9184 | 1
7.7001 | 48.5851 | 1
11.5816 | 50.5535 | 1
2.0411 | 47.8678 | 1
22.662 | 5.566 | 1
18.9298 | 7.4103 | 1
16.3093 | 48.9147 | 1
18.1364 | 42.6807 | 1
13.8556 | 39.5111 | 1
12.9341 | 33.8002 | 1
4.2762 | 34.8871 | 1
3.6676 | 53.9863 | 1
14.5802 | 12.657 | 1
11.1045 | 37.5168 | 1
9.1248 | 8.7 | 1
17.4993 | 50.0335 | 1
21.9339 | 9.0985 | 1
4.7369 | 38.2943 | 1
15.6733 | 6.3688 | 1
10.8113 | 50.8644 | 1
2.6199 | 4.4222 | 1
0.21752 | 29.644 | 1
10.4589 | 6.2281 | 1
10.9537 | 10.3983 | 1
3.1138 | 8.6112 | 1
19.6433 | 40.7098 | 1
3.1545 | 16.2051 | 1
22.3788 | 52.1062 | 1
1.278 | 5.2994 | 1
18.4355 | 23.3747 | 1
16.7364 | 13.5736 | 1
16.2453 | 1.4761 | 1
22.9649 | 36.4891 | 1
12.8601 | 17.5755 | 1
23.0584 | 33.0876 | 1
23.2457 | 39.48 | 1
6.3806 | 54.071 | 1
3.1761 | 45.2235 | 1
15.3254 | 32.6171 | 1
6.0424 | 6.2491 | 1
21.2587 | 31.6432 | 1
17.8439 | 25.3115 | 1
9.2594 | 53.311 | 1
15.3603 | 18.0681 | 1
17.2755 | 53.7177 | 1
3.1699 | 12.7787 | 1
17.2432 | 35.096 | 1
17.2162 | 16.3696 | 1
9.4288 | 44.4013 | 1
9.8556 | 12.4766 | 1
23.1045 | 13.0345 | 1
4.6517 | 22.9943 | 1
20.1345 | 35.7461 | 1
11.6614 | 46.3789 | 1
2.2925 | 51.5003 | 1
7.5707 | 17.5408 | 1
2.5201 | 19.1027 | 1
16.5435 | 22.3169 | 1
3.2999 | 28.7914 | 1
17.9927 | 53.8643 | 1
1.5081 | 12.2885 | 1
4.5644 | 44.0524 | 1
21.0377 | 35.6461 | 1
1.4446 | 2.3942 | 1
14.1977 | 18.9468 | 1
5.9706 | 31.4632 | 1
11.2845 | 14.6512 | 1
0.30814 | 50.7223 | 1
9.2028 | 30.3589 | 1
13.088 | 28.5386 | 1
5.3683 | 45.9556 | 1
0.87296 | 36.657 | 1
8.15 | 23.7656 | 1
6.4557 | 43.9318 | 1
1.2206 | 31.842 | 1
4.7757 | 52.8934 | 1
18.8309 | 30.1203 | 1
10.0662 | 32.7207 | 1
12.9657 | 38.5581 | 1
15.4967 | 45.5186 | 1
5.2212 | 55.2756 | 1
10.7332 | 10.6337 | 1
22.2669 | 14.0735 | 1
22.0958 | 18.7298 | 1
16.1198 | 35.9094 | 1
12.1477 | 26.5554 | 1
9.7611 | 17.1045 | 1
11.6117 | 29.4772 | 1
1.6055 | 5.5675 | 1
21.2915 | 13.4115 | 1
15.5725 | 27.0228 | 1
4.2329 | 46.5909 | 1
1.8184 | 29.405 | 1
9.7525 | 10.6334 | 1
16.9567 | 43.4983 | 1
1.7099 | 10.2506 | 1
13.3808 | 21.915 | 1
6.4679 | 26.7597 | 1
0.55576 | 16.9174 | 1
15.8281 | 39.138 | 1
7.4372 | 8.1264 | 1
21.7863 | 27.164 | 1
21.2129 | 51.728 | 1
22.4452 | 29.2875 | 1
3.4648 | 21.3691 | 1
17.2161 | 42.9878 | 1
4.7035 | 9.355 | 1
13.0034 | 5.8059 | 1
6.1949 | 24.8158 | 1
19.6919 | 47.2203 | 1
8.787 | 23.2817 | 1
18.2318 | 26.2601 | 1
7.6673 | 44.8537 | 1
5.1875 | 31.5537 | 1
5.492 | 28.6166 | 1
22.7807 | 17.0371 | 1
22.5963 | 13.5709 | 1
6.9343 | 18.7809 | 1
3.7899 | 9.2285 | 1
12.3464 | 17.0049 | 1
4.0043 | 3.6472 | 1
21.9646 | 13.7322 | 1
22.8752 | 31.0658 | 1
9.9435 | 39.6593 | 1
1.3415 | 11.7486 | 1
19.5827 | 37.0902 | 1
14.8401 | 36.8993 | 1
17.5922 | 34.7556 | 1
15.9132 | 37.5894 | 1
3.5575 | 38.5683 | 1
15.3665 | 23.2302 | 1
15.6577 | 48.1074 | 1
12.1734 | 27.4496 | 1
3.6808 | 12.5913 | 1
9.4074 | 30.3578 | 1
21.7745 | 6.5743 | 1
6.0031 | 10.1442 | 1
16.8854 | 3.108 | 1
7.5316 | 42.409 | 1
8.3203 | 48.02 | 1
20.4843 | 2.6486 | 1
5.165 | 43.9308 | 1
16.734 | 50.4092 | 1
14.7718 | 50.5939 | 1
0.47335 | 33.8569 | 1
22.3211 | 39.7782 | 1
3.2737 | 6.7845 | 1
18.3839 | 33.036 | 1
8.7074 | 32.41 | 1
13.0731 | 4.8369 | 1
11.8063 | 3.5256 | 1
18.5559 | 11.3858 | 1
11.9256 | 10.157 | 1
0.051488 | 25.3366 | 1
11.2645 | 36.7771 | 1
15.7345 | 10.5064 | 1
15.4615 | 36.8204 | 1
20.2007 | 33.9348 | 1
13.356 | 33.7161 | 1
10.7761 | 14.5758 | 1
3.0024 | 3.7909 | 1
20.2617 | 18.0381 | 1
11.6118 | 49.8596 | 1
9.5741 | 49.4739 | 1
19.252 | 24.3847 | 1
20.5877 | 40.0647 | 1
2.189 | 15.5649 | 1
6.5744 | 35.0612 | 1
18.3383 | 23.7309 | 1
1.847 | 44.8548 | 1
12.3816 | 29.0334 | 1
15.5487 | 49.3042 | 1
12.4807 | 35.4386 | 1
6.6173 | 35.7093 | 1
16.8662 | 25.3735 | 1
7.4716 | 10.2414 | 1
20.0234 | 30.9609 | 1
12.5211 | 49.5977 | 1
17.2788 | 50.1885 | 1
18.6182 | 30.4492 | 1
9.404 | 1.926 | 1
22.7964 | 4.2642 | 1
0.22891 | 8.1255 | 1
17.2404 | 11.0604 | 1
11.5273 | 8.8021 | 1
7.494 | 45.415 | 1
2.5774 | 30.4117 | 1
3.1018 | 41.2375 | 1
12.5366 | 53.4993 | 1
0.30674 | 42.2721 | 1
17.792 | 14.2862 | 1
4.2309 | 42.2363 | 1
14.9082 | 35.2358 | 1
22.5379 | 4.4131 | 1
0.57152 | 29.5795 | 1
21.3463 | 51.9703 | 1
21.7569 | 23.1336 | 1
10.9494 | 4.8514 | 1
13.9035 | 16.4737 | 1
17.401 | 32.8536 | 1
5.515 | 21.2044 | 1
13.1828 | 18.9022 | 1
1.9805 | 24.0833 | 1
10.7599 | 10.9601 | 1
9.6925 | 41.6176 | 1
17.2992 | 27.6864 | 1
15.3167 | 6.2855 | 1
16.7818 | 52.7023 | 1
0.10726 | 20.3481 | 1
8.6738 | 47.7411 | 1
5.7759 | 34.0014 | 1
2.8279 | 40.6126 | 1
0.14855 | 46.5526 | 1
7.1682 | 51.1465 | 1
12.4634 | 47.146 | 1
3.0002 | 49.907 | 1
7.7041 | 51.2469 | 1
14.0758 | 16.0169 | 1
5.5995 | 11.9135 | 1
14.6098 | 30.8067 | 1
19.4355 | 28.1054 | 1
20.916 | 19.4859 | 1
16.5316 | 41.6658 | 1
16.7991 | 40.9452 | 1
22.0748 | 30.9338 | 1
13.6245 | 22.8505 | 1
14.5425 | 30.0911 | 1
19.464 | 15.3396 | 1
18.9735 | 48.666 | 1
13.7138 | 30.2687 | 1
15.616 | 18.9109 | 1
13.9397 | 22.5407 | 1
13.857 | 13.9748 | 1
11.8043 | 19.7972 | 1
14.9116 | 53.3749 | 1
12.6944 | 23.306 | 1
0.41418 | 26.6152 | 1
17.9291 | 20.2292 | 1
22.5055 | 48.7421 | 1
19.9105 | 10.1902 | 1
1.887 | 43.9813 | 1
11.3356 | 38.0079 | 1
12.4911 | 18.3856 | 1
7.9347 | 26.2504 | 1
9.5355 | 21.0441 | 1
12.0324 | 30.5612 | 1
22.1246 | 35.1985 | 1
2.1426 | 18.1796 | 1
7.6634 | 52.0835 | 1
1.9006 | 36.5109 | 1
23.0794 | 5.6935 | 1
2.8441 | 13.362 | 1
21.0167 | 46.6994 | 1
23.2004 | 14.3755 | 1
21.1888 | 13.7139 | 1
13.1567 | 46.6309 | 1
20.3229 | 22.1835 | 1
13.3782 | 15.4739 | 1
9.2286 | 37.5587 | 1
20.4974 | 20.3 | 1
17.8259 | 49.89 | 1
20.3953 | 36.7256 | 1
1.7511 | 9.3049 | 1
4.5861 | 34.8363 | 1
3.8381 | 25.8888 | 1
19.6645 | 28.3641 | 1
3.7466 | 0.64607 | 1
19.7081 | 9.0183 | 1
3.4388 | 48.4929 | 1
5.5191 | 12.3488 | 1
7.4602 | 30.8346 | 1
17.2542 | 20.4201 | 1
3.673 | 40.096 | 1
10.777 | 35.9322 | 1
8.0958 | 12.2468 | 1
20.891 | 27.637 | 1
3.8231 | 14.7645 | 1
13.677 | 22.7421 | 1
17.9125 | 16.8107 | 1
0.35776 | 48.8472 | 1
19.4746 | 38.2809 | 1
22.9242 | 42.7109 | 1
8.509 | 9.9698 | 1
3.563 | 15.7453 | 1
3.0503 | 23.5277 | 1
2.7144 | 6.3266 | 1
0.94647 | 33.0292 | 1
21.252 | 48.2448 | 1
20.7134 | 18.0333 | 1
2.2521 | 17.8488 | 1
6.2267 | 12.7906 | 1
15.324 | 32.4009 | 1
5.4116 | 24.9321 | 1
16.6222 | 34.7919 | 1
22.6969 | 45.692 | 1
16.4169 | 31.3624 | 1
21.1607 | 1.6715 | 1
21.408 | 54.0688 | 1
3.6173 | 35.4181 | 1
4.0376 | 49.4895 | 1
9.5557 | 5.247 | 1
9.7062 | 6.1849 | 1
1.2246 | 44.5734 | 1
9.4734 | 34.1685 | 1
12.5785 | 53.6527 | 1
16.931 | 24.6358 | 1
20.2298 | 25.4623 | 1
19.2055 | 12.8738 | 1
4.9963 | 27.5003 | 1
9.0434 | 21.0937 | 1
9.3028 | 43.3835 | 1
11.9398 | 32.3844 | 1
8.2889 | 48.3729 | 1
0.70199 | 35.7154 | 1
8.5477 | 3.52 | 1
7.2176 | 11.8763 | 1
17.9039 | 45.7476 | 1
12.5264 | 33.3558 | 1
7.8809 | 28.9903 | 1
21.5198 | 15.923 | 1
3.2994 | 4.6891 | 1
11.3595 | 34.2582 | 1
14.13 | 50.0079 | 1
11.5527 | 36.7096 | 1
8.7035 | 1.6497 | 1
10.707 | 30.5469 | 1
4.5364 | 47.9932 | 1
15.9846 | 35.2954 | 1
17.2173 | 30.7465 | 1
4.9896 | 9.3228 | 1
8.4338 | 54.3735 | 1
19.788 | 25.6962 | 1
14.9759 | 16.3488 | 1
18.8159 | 2.5535 | 1
19.7899 | 42.638 | 1
8.4112 | 23.5983 | 1
1.8608 | 24.8153 | 1
14.8907 | 43.2091 | 1
8.5336 | 4.9302 | 1
23.1811 | 47.7536 | 1
17.0316 | 28.8552 | 1
3.9876 | 40.503 | 1
7.5429 | 51.7989 | 1
20.8111 | 42.6151 | 1
10.71 | 1.6894 | 1
5.9876 | 24.3862 | 1
4.1145 | 40.7334 | 1
9.6115 | 34.8031 | 1
17.3381 | 52.9523 | 1
0.14021 | 20.0382 | 1
22.2624 | 12.4756 | 1
18.5361 | 34.358 | 1
2.8664 | 31.856 | 1
4.9348 | 19.7902 | 1
15.1439 | 11.6366 | 1
11.1683 | 49.5467 | 1
7.3003 | 23.9024 | 1
15.2693 | 31.6297 | 1
15.6867 | 22.4429 | 1
16.8298 | 25.5726 | 1
11.8298 | 23.2662 | 1
4.4545 | 45.5755 | 1
1.8751 | 42.8617 | 1
3.5074 | 37.4062 | 1
11.8325 | 8.8482 | 1
6.1961 | 11.3165 | 1
6.7894 | 26.4909 | 1
16.4107 | 9.3613 | 1
7.9905 | 11.6365 | 1
19.1465 | 1.0327 | 1
8.8696 | 28.0992 | 1
6.0423 | 11.1859 | 1
22.8538 | 30.9445 | 1
8.0353 | 40.085 | 1
3.4313 | 7.4794 | 1
2.9726 | 50.9493 | 1
2.9768 | 41.3464 | 1
8.1729 | 32.1486 | 1
15.8158 | 39.154 | 1
0.12186 | 31.2597 | 1
13.7067 | 45.8587 | 1
9.518 | 7.5435 | 1
4.9075 | 53.7768 | 1
5.3932 | 37.4737 | 1
11.5276 | 46.2342 | 1
15.6163 | 47.6053 | 1
1.884 | 52.1977 | 1
2.2236 | 26.0902 | 1
6.7234 | 12.3513 | 1
2.2217 | 23.0411 | 1
5.1455 | 4.6975 | 1
6.918 | 16.0301 | 1
4.4604 | 55.1777 | 1
15.1471 | 14.6703 | 1
13.499 | 15.8407 | 1
17.101 | 5.8806 | 1
13.0511 | 12.9185 | 1
17.154 | 8.0972 | 1
16.3105 | 45.4949 | 1
13.2702 | 53.0496 | 1
14.9047 | 27.2553 | 1
7.6233 | 33.8211 | 1
1.3969 | 5.1275 | 1
18.243 | 40.2658 | 1
11.3195 | 53.6676 | 1
16.277 | 26.4566 | 1
17.8208 | 19.0583 | 1
15.5436 | 22.0937 | 1
15.2855 | 29.9961 | 1
18.8899 | 31.7371 | 1
16.9488 | 45.464 | 1
21.6298 | 13.1627 | 1
10.301 | 18.6103 | 1
6.3332 | 39.7969 | 1
0.92518 | 48.2548 | 1
1.5583 | 38.5776 | 1
11.8559 | 27.4427 | 1
9.5506 | 5.7072 | 1
11.6389 | 41.0448 | 1
3.9766 | 4.1241 | 1
17.5992 | 46.2291 | 1
4.1866 | 45.8772 | 1
5.3084 | 15.9956 | 1
11.0353 | 44.1125 | 1
18.2453 | 23.313 | 1
20.3857 | 49.9245 | 1
10.7614 | 51.7197 | 1
15.9204 | 26.4905 | 1
11.907 | 35.3881 | 1
8.6985 | 45.2489 | 1
16.5485 | 50.379 | 1
6.7941 | 1.0926 | 1
18.3657 | 43.3061 | 1
17.2978 | 29.0822 | 1
7.6265 | 48.2619 | 1
3.9692 | 34.8875 | 1
7.8431 | 32.99 | 1
23.1618 | 27.2618 | 1
3.9594 | 38.751 | 1
0.61826 | 26.9792 | 1
1.4467 | 43.5527 | 1
0.68298 | 10.2936 | 1
20.0074 | 15.2164 | 1
7.0198 | 51.1243 | 1
13.5141 | 18.2598 | 1
9.9938 | 15.9455 | 1
19.288 | 52.2527 | 1
19.2131 | 47.298 | 1
6.1179 | 4.3991 | 1
0.72023 | 21.1103 | 1
10.4572 | 50.4685 | 1
6.3141 | 2.9657 | 1
18.849 | 43.2798 | 1
4.7217 | 51.7449 | 1
7.4382 | 46.7013 | 1
14.627 | 19.5603 | 1
2.061 | 0.95908 | 1
19.6758 | 37.0906 | 1
4.4711 | 27.8197 | 1
10.1826 | 53.8955 | 1
11.4909 | 25.0588 | 1
4.6672 | 53.1227 | 1
21.9857 | 34.983 | 1
13.9468 | 21.314 | 1
16.1875 | 51.7409 | 1
7.9302 | 47.315 | 1
3.5094 | 4.1791 | 1
13.6015 | 20.3174 | 1
5.4364 | 21.4411 | 1
7.1229 | 37.7784 | 1
4.4014 | 54.7313 | 1
5.0062 | 3.921 | 1
14.997 | 30.5937 | 1
2.9868 | 19.0702 | 1
2.9942 | 45.4993 | 1
17.7633 | 2.5141 | 1
1.9033 | 12.8688 | 1
6.6967 | 28.4229 | 1
0.96716 | 12.0452 | 1
5.6831 | 21.2941 | 1
11.913 | 16.1532 | 1
1.7124 | 16.1182 | 1
21.0931 | 2.4965 | 1
5.4585 | 26.1081 | 1
3.6873 | 46.1221 | 1
19.231 | 33.7098 | 1
12.0404 | 18.695 | 1
3.5876 | 32.766 | 1
8.6477 | 35.5846 | 1
15.6079 | 28.3985 | 1
10.66 | 0.64726 | 1
10.1015 | 29.3059 | 1
12.7882 | 12.8174 | 1
10.1043 | 46.5246 | 1
10.5049 | 17.7993 | 1
1.018 | 43.1771 | 1
3.0179 | 2.2053 | 1
20.3605 | 7.3254 | 1
19.7267 | 49.6988 | 1
15.9703 | 11.0184 | 1
5.7143 | 44.7723 | 1
7.3717 | 20.3671 | 1
20.7537 | 16.7107 | 1
15.2732 | 41.4525 | 1
16.1994 | 49.0687 | 1
11.445 | 20.0965 | 1
5.1132 | 5.2672 | 1
4.0135 | 35.3926 | 1
23.0841 | 13.2676 | 1
9.8719 | 52.538 | 1
6.4452 | 49.7497 | 1
4.5541 | 8.6135 | 1
11.2038 | 30.4693 | 1
1.5052 | 28.5174 | 1
16.6231 | 39.9375 | 1
7.6665 | 39.1412 | 1
10.4227 | 8.2231 | 1
4.9034 | 29.4549 | 1
7.3968 | 26.8839 | 1
8.525 | 3.504 | 1
6.7638 | 37.6966 | 1
18.2109 | 3.3204 | 1
7.1225 | 5.4809 | 1
16.4668 | 53.7969 | 1
8.0686 | 43.2576 | 1
15.2092 | 1.7102 | 1
22.3066 | 44.787 | 1
22.2076 | 54.3892 | 1
2.9294 | 51.061 | 1
14.4878 | 26.4301 | 1
3.4151 | 23.5066 | 1
14.7198 | 47.7978 | 1
13.9965 | 2.1756 | 1
5.388 | 29.0221 | 1
17.8659 | 31.2746 | 1
12.0804 | 13.8767 | 1
16.319 | 52.548 | 1
20.7987 | 19.9104 | 1
0.86745 | 55.1633 | 1
0.46935 | 31.4707 | 1
18.8122 | 36.6825 | 1
6.2663 | 9.3699 | 1
22.9509 | 53.4659 | 1
21.4279 | 31.8984 | 1
10.0603 | 26.3618 | 1
14.772 | 12.5621 | 1
14.6322 | 4.595 | 1
20.5137 | 12.6897 | 1
2.4272 | 36.5535 | 1
1.9817 | 52.2525 | 1
16.8258 | 22.6764 | 1
14.7857 | 6.8493 | 1
18.5719 | 38.1349 | 1
2.5365 | 15.6441 | 1
13.6729 | 38.4953 | 1
14.7115 | 49.8276 | 1
17.2586 | 4.6734 | 1
9.9597 | 23.1662 | 1
10.2741 | 33.9949 | 1
21.1845 | 1.3421 | 1
15.7317 | 41.4992 | 1
15.9155 | 14.3266 | 1
6.9289 | 4.1249 | 1
15.6163 | 20.4727 | 1
2.7523 | 11.9775 | 1
1.9275 | 48.1078 | 1
14.6607 | 23.3784 | 1
22.9523 | 31.9417 | 1
10.4896 | 22.9176 | 1
13.9333 | 2.4027 | 1
0.27532 | 10.9998 | 1
6.2061 | 34.8342 | 1
2.3565 | 40.6514 | 1
10.1483 | 38.9093 | 1
17.9338 | 29.9474 | 1
17.9019 | 12.1975 | 1
17.6399 | 27.4087 | 1
8.4614 | 49.5343 | 1
8.5789 | 8.4126 | 1
22.2634 | 14.4652 | 1
3.09 | 39.9254 | 1
5.9039 | 37.117 | 1
10.6539 | 17.0979 | 1
1.5988 | 23.7882 | 1
22.6507 | 10.5737 | 1
7.9217 | 4.5869 | 1
5.0239 | 10.4006 | 1
22.8312 | 42.6471 | 1
20.3548 | 9.3506 | 1
11.5012 | 48.7524 | 1
20.4479 | 46.3195 | 1
13.3767 | 37.8943 | 1
4.6847 | 16.6453 | 1
15.5736 | 48.4505 | 1
9.2381 | 11.2317 | 1
4.1376 | 28.5504 | 1
0.34045 | 38.4774 | 1
13.0568 | 51.6868 | 1
6.097 | 27.3624 | 1
1.9684 | 21.2863 | 1
7.4524 | 46.3919 | 1
15.321 | 8.8028 | 1
19.5073 | 54.9999 | 1
14.032 | 28.297 | 1
11.5484 | 11.8212 | 1
1.7934 | 4.3893 | 1
17.3586 | 23.3939 | 1
23.2271 | 6.8753 | 1
17.4165 | 29.8561 | 1
9.2982 | 48.4464 | 1
20.2701 | 46.079 | 1
21.7501 | 16.0342 | 1
0.44 | 32.7925 | 1
21.5042 | 47.4967 | 1
14.125 | 15.0215 | 1
4.8602 | 5.3692 | 1
22.5383 | 37.7939 | 1
4.5934 | 3.639 | 1
21.5045 | 8.6156 | 1
17.7227 | 54.6427 | 1
8.624 | 48.8344 | 1
21.307 | 28.4734 | 1
10.1158 | 27.2983 | 1
9.0882 | 31.7605 | 1
7.491 | 45.2401 | 1
6.4463 | 1.9968 | 1
21.6319 | 52.1321 | 1
7.2393 | 22.558 | 1
4.7447 | 32.6772 | 1
14.0354 | 30.4675 | 1
22.2166 | 36.978 | 1
2.7833 | 30.3682 | 1
17.0667 | 34.8574 | 1
3.4127 | 41.9827 | 1
2.2639 | 5.3706 | 1
16.361 | 28.4917 | 1
17.7389 | 26.9717 | 1
20.7431 | 13.4211 | 1
4.5206 | 16.94 | 1
5.7318 | 36.2353 | 1
12.7546 | 34.1585 | 1
0.18321 | 25.0756 | 1
0.042098 | 38.0182 | 1
21.2554 | 43.0199 | 1
20.2574 | 33.1158 | 1
0.17599 | 37.3608 | 1
23.1816 | 42.936 | 1
22.7324 | 48.4826 | 1
15.9386 | 15.0699 | 1
18.5172 | 17.7384 | 1
7.4025 | 36.8191 | 1
2.7332 | 45.9569 | 1
20.0512 | 52.2399 | 1
18.8042 | 2.646 | 1
12.9394 | 0.69577 | 1
0.5231 | 18.0963 | 1
8.4493 | 51.8353 | 1
9.6247 | 14.8104 | 1
17.0588 | 30.0216 | 1
17.4935 | 38.8088 | 1
18.6397 | 27.6806 | 1
3.3976 | 45.4673 | 1
4.1482 | 19.8295 | 1
6.466 | 32.8528 | 1
5.3719 | 43.5938 | 1
6.634 | 22.1447 | 1
14.4386 | 20.88 | 1
0.92245 | 3.8321 | 1
19.7549 | 10.3519 | 1
13.0098 | 31.7554 | 1
22.7446 | 36.2117 | 1
8.9087 | 31.2667 | 1
16.6225 | 14.5938 | 1
1.7231 | 8.403 | 1
9.9375 | 53.5463 | 1
4.3392 | 35.8641 | 1
3.6218 | 37.1355 | 1
3.5679 | 14.3771 | 1
23.0155 | 22.5905 | 1
5.4716 | 46.0629 | 1
7.6038 | 22.2247 | 1
11.4371 | 37.9866 | 1
18.7098 | 49.8828 | 1
17.9858 | 49.6958 | 1
16.5507 | 28.225 | 1
15.2541 | 49.9505 | 1
22.5814 | 41.9589 | 1
22.677 | 35.435 | 1
22.7892 | 10.468 | 1
2.2455 | 17.9366 | 1
15.9288 | 46.0517 | 1
8.2065 | 38.734 | 1
4.6766 | 16.0933 | 1
12.9553 | 4.8746 | 1
0.71966 | 50.9185 | 1
18.4483 | 9.6402 | 1
20.4634 | 20.376 | 1
11.0393 | 1.1508 | 1
2.9823 | 33.9235 | 1
17.1637 | 1.3177 | 1
16.9472 | 12.2604 | 1
21.9427 | 47.9897 | 1
7.4518 | 44.5543 | 1
15.8508 | 2.5235 | 1
12.2905 | 27.9288 | 1
7.2132 | 35.9158 | 1
18.4808 | 39.9582 | 1
18.75 | 24.1299 | 1
1.3387 | 53.7646 | 1
0.42409 | 4.7983 | 1
12.234 | 5.432 | 1
22.1111 | 29.0188 | 1
0.14721 | 44.9262 | 1
17.0167 | 11.173 | 1
5.3782 | 42.0991 | 1
12.3383 | 33.8304 | 1
20.7331 | 24.0003 | 1
5.5309 | 33.731 | 1
3.3757 | 15.9558 | 1
10.8906 | 23.8516 | 1
7.8982 | 12.6691 | 1
6.6225 | 29.9949 | 1
22.7668 | 36.9112 | 1
3.4831 | 12.8223 | 1
22.8775 | 6.4405 | 1
2.1142 | 7.1827 | 1
21.4603 | 25.8306 | 1
20.815 | 47.2405 | 1
16.8991 | 46.4336 | 1
14.6034 | 30.2215 | 1
15.3077 | 54.0676 | 1
9.2237 | 48.8141 | 1
5.1638 | 47.0511 | 1
0.44431 | 1.4436 | 1
1.2353 | 13.1431 | 1
14.3721 | 24.5246 | 1
18.8504 | 7.9089 | 1
10.2928 | 44.6362 | 1
13.5833 | 2.6259 | 1
1.1256 | 7.4339 | 1
8.6416 | 40.2561 | 1
7.9814 | 15.3565 | 1
9.7039 | 54.5924 | 1
14.4996 | 15.2383 | 1
20.6048 | 45.796 | 1
18.7565 | 24.2899 | 1
4.2945 | 16.574 | 1
3.5978 | 0.73483 | 1
9.8069 | 19.3513 | 1
10.2002 | 38.1044 | 1
20.573 | 53.2983 | 1
1.2831 | 23.7342 | 1
20.7335 | 49.4579 | 1
18.3075 | 55.3301 | 1
12.0873 | 2.9282 | 1
9.0812 | 42.5469 | 1
2.1583 | 9.7772 | 1
21.1538 | 47.018 | 1
8.0604 | 40.4393 | 1
15.9811 | 43.601 | 1
20.5502 | 49.0639 | 1
4.0547 | 34.9646 | 1
12.9768 | 53.7497 | 1
6.1483 | 22.0318 | 1
21.5443 | 37.2434 | 1
4.3071 | 39.0734 | 1
15.5512 | 30.2773 | 1
4.6819 | 55.2223 | 1
19.3485 | 47.5605 | 1
12.9264 | 34.6868 | 1
3.6793 | 8.1739 | 1
18.8568 | 26.2777 | 1
22.8712 | 35.2807 | 1
17.6558 | 29.0964 | 1
17.2695 | 16.0792 | 1
9.1921 | 6.5554 | 1
15.8304 | 14.0404 | 1
7.4041 | 47.5586 | 1
15.0293 | 13.9062 | 1
19.0803 | 21.6051 | 1
16.9384 | 46.7189 | 1
21.4552 | 15.1126 | 1
9.3927 | 16.2695 | 1
0.64448 | 54.2401 | 1
2.2917 | 31.1185 | 1
17.8652 | 22.1391 | 1
4.2764 | 47.3936 | 1
19.665 | 5.1159 | 1
5.6436 | 54.6013 | 1
19.1357 | 36.2233 | 1
5.5989 | 21.3551 | 1
10.8019 | 20.6227 | 1
6.9141 | 44.5936 | 1
1.0848 | 10.6555 | 1
16.893 | 9.3136 | 1
8.8732 | 12.7578 | 1
2.2423 | 48.961 | 1
20.6187 | 47.8413 | 1
5.7811 | 18.9643 | 1
17.9526 | 2.0212 | 1
18.8305 | 49.9769 | 1
20.1924 | 17.734 | 1
19.6449 | 7.6694 | 1
4.7209 | 41.1862 | 1
1.0043 | 34.2455 | 1
6.8576 | 7.9131 | 1
11.0122 | 30.9916 | 1
4.5668 | 3.7399 | 1
16.6767 | 7.3592 | 1
12.977 | 1.2862 | 1
11.927 | 4.4599 | 1
12.3469 | 30.0567 | 1
1.5137 | 40.3373 | 1
0.20386 | 48.5113 | 1
20.4814 | 40.0469 | 1
0.92649 | 41.4346 | 1
4.581 | 13.3153 | 1
3.247 | 6.2686 | 1
1.3835 | 1.9595 | 1
2.2819 | 15.2966 | 1
21.2732 | 30.0488 | 1
19.8993 | 54.5259 | 1
14.6355 | 6.3774 | 1
13.4505 | 24.8971 | 1
17.6693 | 28.2523 | 1
1.0841 | 48.1349 | 1
2.0246 | 5.0756 | 1
21.3429 | 18.3955 | 1
17.9318 | 27.1615 | 1
1.4394 | 29.2339 | 1
14.7982 | 46.9421 | 1
9.6325 | 55.2582 | 1
15.2569 | 10.2178 | 1
9.1831 | 19.3381 | 1
0.47048 | 33.541 | 1
7.9381 | 1.3917 | 1
0.96686 | 11.0837 | 1
7.0367 | 45.4166 | 1
19.4966 | 42.6652 | 1
3.6456 | 18.928 | 1
0.59349 | 28.3217 | 1
6.6867 | 45.5773 | 1
1.7323 | 12.9811 | 1
12.1564 | 15.8067 | 1
2.0748 | 23.3746 | 1
20.0181 | 47.8735 | 1
16.7655 | 51.7484 | 1
3.2548 | 6.6149 | 1
11.4031 | 34.5386 | 1
7.3574 | 19.0724 | 1
13.5915 | 9.2196 | 1
17.0886 | 30.8526 | 1
2.2419 | 27.4191 | 1
3.0361 | 0.55083 | 1
11.7695 | 18.803 | 1
3.5825 | 25.3278 | 1
23.1114 | 26.0309 | 1
7.9498 | 25.6896 | 1
0.028107 | 40.4324 | 1
2.0427 | 46.0988 | 1
19.8904 | 7.9012 | 1
4.2672 | 52.6638 | 1
3.9543 | 37.4854 | 1
3.3916 | 47.5228 | 1
17.3904 | 44.1409 | 1
1.8331 | 10.3106 | 1
7.8615 | 2.8907 | 1
19.2112 | 28.2256 | 1
8.7375 | 34.9086 | 1
11.6652 | 48.0979 | 1
6.72 | 34.4496 | 1
6.6702 | 27.0294 | 1
13.8979 | 53.5754 | 1
8.7993 | 18.522 | 1
10.9129 | 36.8233 | 1
9.2965 | 13.9876 | 1
17.3519 | 23.9631 | 1
8.7371 | 22.6635 | 1
3.8698 | 46.0761 | 1
0.20651 | 9.2353 | 1
18.5504 | 27.0228 | 1
1.1259 | 36.207 | 1
11.8209 | 38.9089 | 1
12.387 | 11.7747 | 1
11.5983 | 21.5823 | 1
3.0385 | 42.4428 | 1
23.0309 | 54.7178 | 1
15.677 | 31.7473 | 1
5.5078 | 3.5593 | 1
19.8813 | 49.1342 | 1
0.83173 | 20.6615 | 1
12.7526 | 17.8873 | 1
18.1161 | 15.7671 | 1
19.9163 | 52.5035 | 1
17.8032 | 2.3112 | 1
5.7559 | 41.4047 | 1
22.0035 | 20.0992 | 1
0.67799 | 49.1881 | 1
22.2782 | 5.0209 | 1
20.4406 | 13.8733 | 1
5.1452 | 37.3065 | 1
19.5695 | 7.7633 | 1
14.0344 | 4.7984 | 1
0.062943 | 1.01 | 1
10.0665 | 35.3875 | 1
20.7822 | 45.7201 | 1
7.4135 | 47.0443 | 1
6.3529 | 38.584 | 1
19.386 | 9.5867 | 1
1.2989 | 19.8619 | 1
13.9223 | 11.767 | 1
16.1576 | 2.9014 | 1
2.179 | 22.5813 | 1
13.1723 | 5.9062 | 1
9.8001 | 52.514 | 1
2.2845 | 5.4049 | 1
0.84015 | 9.3878 | 1
2 | 17.129 | 1
13.5242 | 44.8316 | 1
2.4666 | 13.8124 | 1
7.4927 | 29.7558 | 1
4.7243 | 48.9644 | 1
22.2228 | 17.2023 | 1
1.6006 | 19.3751 | 1
15.4201 | 4.6584 | 1
17.4354 | 12.5926 | 1
10.2906 | 21.7973 | 1
9.3409 | 2.98 | 1
15.0479 | 39.0383 | 1
7.3306 | 10.9119 | 1
5.9362 | 11.921 | 1
11.7337 | 50.1301 | 1
11.1607 | 18.7406 | 1
4.3955 | 40.2181 | 1
10.4846 | 50.4826 | 1
0.7889 | 21.5849 | 1
12.418 | 34.7188 | 1
0.70059 | 10.3712 | 1
3.5321 | 17.4701 | 1
13.5056 | 1.6317 | 1
14.1651 | 47.9026 | 1
9.6407 | 7.657 | 1
22.6962 | 30.9229 | 1
6.8615 | 16.5839 | 1
20.3399 | 53.4316 | 1
7.9161 | 35.8401 | 1
13.3481 | 34.0521 | 1
20.0773 | 42.9178 | 1
10.9101 | 23.0274 | 1
0.3882 | 40.3447 | 1
12.6277 | 30.4178 | 1
8.0048 | 34.3899 | 1
11.3129 | 7.4423 | 1
17.9562 | 28.8631 | 1
7.5979 | 18.284 | 1
0.1344 | 14.7867 | 1
9.4353 | 8.3368 | 1
12.5624 | 31.8223 | 1
17.1553 | 7.7125 | 1
19.8517 | 21.9964 | 1
4.4736 | 24.5978 | 1
15.958 | 32.0362 | 1
11.9279 | 5.8865 | 1
7.0307 | 47.3305 | 1
8.9087 | 12.5657 | 1
13.7734 | 26.9421 | 1
9.1736 | 6.1035 | 1
20.9604 | 54.1124 | 1
8.5111 | 10.2687 | 1
18.4547 | 16.4925 | 1
0.063457 | 53.3099 | 1
0.68903 | 27.9893 | 1
14.9418 | 5.8724 | 1
10.328 | 23.0649 | 1
9.6993 | 53.3385 | 1
3.3444 | 33.766 | 1
16.6449 | 14.0571 | 1
18.7867 | 53.2477 | 1
22.5393 | 18.3056 | 1
0.42199 | 40.8656 | 1
0.97616 | 40.0825 | 1
14.8277 | 13.2514 | 1
15.9093 | 11.5091 | 1
21.148 | 5.7072 | 1
16.6371 | 36.1139 | 1
3.0698 | 11.7499 | 1
1.1676 | 10.0186 | 1
10.2821 | 31.8135 | 1
13.8542 | 42.28 | 1
13.1043 | 7.7302 | 1
7.2838 | 18.7948 | 1
7.3076 | 6.878 | 1
7.612 | 11.6319 | 1
4.1462 | 6.6406 | 1
10.047 | 37.9016 | 1
1.2823 | 17.7954 | 1
5.8142 | 24.5235 | 1
9.224 | 29.0394 | 1
19.2667 | 4.7488 | 1
17.6071 | 41.5401 | 1
13.8508 | 53.7265 | 1
0.95637 | 23.6704 | 1
7.3653 | 34.4122 | 1
17.9733 | 19.508 | 1
16.0799 | 50.1877 | 1
21.799 | 34.1972 | 1
17.2719 | 28.4505 | 1
9.3758 | 45.8257 | 1
10.4579 | 43.2181 | 1
8.147 | 20.8146 | 1
20.4244 | 51.1566 | 1
12.4529 | 23.1387 | 1
4.6049 | 10.7496 | 1
4.8085 | 28.8608 | 1
3.0434 | 30.686 | 1
7.4195 | 46.021 | 1
4.0479 | 40.8031 | 1
9.4881 | 21.2687 | 1
11.1665 | 38.0666 | 1
21.5485 | 26.2497 | 1
2.7462 | 2.887 | 1
1.3406 | 29.6078 | 1
2.9375 | 15.4543 | 1
15.2399 | 9.2743 | 1
6.8249 | 33.463 | 1
3.1768 | 19.1743 | 1
12.0523 | 48.1179 | 1
2.0171 | 2.5587 | 1
3.5324 | 22.0062 | 1
21.8457 | 53.4828 | 1
14.1343 | 29.7323 | 1
14.5224 | 24.5243 | 1
13.5485 | 38.6375 | 1
11.0497 | 16.3187 | 1
4.9121 | 43.0088 | 1
5.4241 | 35.2825 | 1
19.8591 | 54.0666 | 1
9.2526 | 25.8498 | 1
13.6963 | 22.6911 | 1
18.5312 | 14.3173 | 1
9.5197 | 3.7963 | 1
15.2529 | 8.4758 | 1
11.798 | 51.4319 | 1
15.194 | 4.563 | 1
10.8811 | 3.109 | 1
1.7838 | 11.6416 | 1
22.9802 | 15.483 | 1
5.6838 | 0.40907 | 1
6.7056 | 49.8075 | 1
4.027 | 12.3746 | 1
7.8073 | 39.5965 | 1
4.9858 | 54.5441 | 1
1.046 | 53.2819 | 1
22.1619 | 26.3729 | 1
20.1096 | 11.8578 | 1
13.9726 | 15.8291 | 1
16.6489 | 43.5948 | 1
19.0758 | 37.6206 | 1
21.9067 | 9.815 | 1
6.355 | 37.3447 | 1
1.3362 | 53.274 | 1
6.7951 | 2.1374 | 1
5.9796 | 53.3052 | 1
7.2168 | 14.7247 | 1
14.9537 | 38.6381 | 1
15.4926 | 41.0527 | 1
1.6271 | 39.307 | 1
18.5624 | 11.3996 | 1
11.3675 | 39.5492 | 1
4.1742 | 26.8036 | 1
3.9336 | 47.6991 | 1
9.9153 | 49.7167 | 1
8.9396 | 19.1534 | 1
10.8767 | 16.7373 | 1
4.2299 | 32.4996 | 1
18.9934 | 2.4178 | 1
0.12994 | 7.9162 | 1
6.9161 | 0.41943 | 1
19.9754 | 47.5505 | 1
1.0886 | 51.1869 | 1
20.1248 | 36.4401 | 1
15.4415 | 37.6043 | 1
10.8092 | 9.3644 | 1
6.5819 | 7.0612 | 1
11.7566 | 2.6986 | 1
20.3584 | 7.3556 | 1
22.9572 | 9.0558 | 1
7.8013 | 31.3674 | 1
20.5363 | 10.8229 | 1
2.8696 | 11.9776 | 1
21.7868 | 0.40561 | 1
1.8914 | 16.6123 | 1
18.6887 | 47.4019 | 1
22.2704 | 46.7844 | 1
5.455 | 12.9129 | 1
10.2786 | 8.4275 | 1
3.7459 | 38.2454 | 1
9.8225 | 15.5098 | 1
9.1467 | 22.3677 | 1
1.1339 | 50.1565 | 1
22.5806 | 32.8827 | 1
16.4943 | 51.3016 | 1
3.3945 | 5.6378 | 1
10.3608 | 13.2454 | 1
13.7813 | 1.2229 | 1
1.8885 | 21.8213 | 1
8.9222 | 7.748 | 1
17.6431 | 15.2416 | 1
15.2958 | 14.813 | 1
0.88086 | 19.501 | 1
17.9858 | 54.7449 | 1
15.1907 | 22.8323 | 1
17.0693 | 23.3994 | 1
8.7915 | 28.6832 | 1
3.8098 | 48.5779 | 1
6.1028 | 26.9725 | 1
11.3924 | 15.3772 | 1
22.8803 | 53.5863 | 1
6.8642 | 31.5361 | 1
18.5986 | 17.8076 | 1
12.64 | 50.7492 | 1
11.8008 | 23.1183 | 1
4.9813 | 47.7613 | 1
23.165 | 2.0769 | 1
21.6533 | 16.5459 | 1
8.5384 | 53.3715 | 1
4.1203 | 52.7916 | 1
13.5548 | 31.8136 | 1
7.9735 | 32.6458 | 1
18.1205 | 31.6324 | 1
10.8547 | 14.5085 | 1
16.9476 | 13.3464 | 1
19.7196 | 24.9727 | 1
2.855 | 30.2807 | 1
6.5496 | 5.0495 | 1
16.8757 | 30.2291 | 1
3.1784 | 33.1629 | 1
11.5863 | 1.4407 | 1
1.9972 | 4.7948 | 1
18.4064 | 30.2683 | 1
15.2763 | 42.8878 | 1
17.4202 | 53.5118 | 1
18.8877 | 5.3261 | 1
5.9619 | 49.6862 | 1
7.7787 | 2.1493 | 1
7.7569 | 52.3969 | 1
8.2666 | 13.0033 | 1
4.0413 | 7.561 | 1
14.1746 | 32.4385 | 1
10.4962 | 41.5492 | 1
21.0437 | 32.7439 | 1
2.4987 | 9.6696 | 1
12.2575 | 47.4551 | 1
8.67 | 27.663 | 1
18.6379 | 46.6891 | 1
4.2692 | 46.0435 | 1
15.1436 | 7.2977 | 1
15.469 | 32.4242 | 1
4.1824 | 32.5144 | 1
20.795 | 29.9578 | 1
1.1949 | 9.9392 | 1
22.3257 | 24.1522 | 1
14.1007 | 26.2735 | 1
16.9012 | 25.2503 | 1
18.0001 | 52.5053 | 1
13.9575 | 11.7072 | 1
17.1055 | 22.085 | 1
14.3795 | 23.6889 | 1
10.8116 | 3.372 | 1
2.2001 | 14.3148 | 1
4.2662 | 33.4884 | 1
14.7834 | 8.0515 | 1
3.3618 | 24.1152 | 1
19.9827 | 28.5821 | 1
17.6844 | 16.2317 | 1
11.7345 | 39.1119 | 1
3.9066 | 17.4324 | 1
18.3064 | 35.2148 | 1
17.6655 | 1.5842 | 1
23.182 | 5.1953 | 1
12.7731 | 38.1482 | 1
14.8618 | 0.43621 | 1
16.4244 | 37.3372 | 1
15.4154 | 44.9623 | 1
19.2075 | 1.7458 | 1
22.2947 | 44.9264 | 1
11.9288 | 36.0109 | 1
2.8389 | 48.7644 | 1
13.0705 | 6.8452 | 1
1.9864 | 20.1941 | 1
16.2939 | 43.5028 | 1
17.0543 | 2.3296 | 1
19.1285 | 50.527 | 1
7.5363 | 8.8969 | 1
8.2871 | 5.2469 | 1
3.1034 | 45.6755 | 1
11.1744 | 17.1488 | 1
19.6767 | 46.05 | 1
11.8401 | 37.2466 | 1
11.4439 | 2.3881 | 1
11.2545 | 9.2113 | 1
17.5414 | 17.8952 | 1
12.0143 | 29.175 | 1
12.0492 | 12.9041 | 1
10.7189 | 7.6756 | 1
12.1128 | 15.4719 | 1
19.036 | 9.2675 | 1
2.7001 | 9.1405 | 1
8.6666 | 29.149 | 1
15.0434 | 7.5955 | 1
12.8309 | 45.3489 | 1
16.8792 | 54.838 | 1
2.5332 | 46.4516 | 1
4.7638 | 36.9413 | 1
14.8891 | 38.2317 | 1
7.6345 | 37.1077 | 1
23.17 | 9.4495 | 1
1.4453 | 21.9444 | 1
15.5196 | 49.9015 | 1
14.1361 | 39.0537 | 1
3.8014 | 2.1147 | 1
3.1215 | 55.3225 | 1
11.7912 | 50.6979 | 1
1.7589 | 40.8084 | 1
3.4623 | 50.2127 | 1
16.2758 | 25.9126 | 1
3.8077 | 4.1641 | 1
1.0561 | 23.1471 | 1
4.6887 | 6.0438 | 1
18.707 | 12.5441 | 1
11.0241 | 38.2789 | 1
20.2389 | 13.3309 | 1
6.8817 | 20.4656 | 1
7.1538 | 12.416 | 1
5.1657 | 36.4105 | 1
21.1834 | 22.9091 | 1
10.0759 | 28.7493 | 1
14.8305 | 48.9473 | 1
1.5473 | 43.2329 | 1
8.888 | 5.1768 | 1
6.506 | 54.5937 | 1
11.9779 | 31.5478 | 1
8.2264 | 29.8824 | 1
21.5378 | 9.0546 | 1
4.3004 | 40.4205 | 1
13.4811 | 49.9143 | 1
1.2294 | 16.999 | 1
17.065 | 15.3338 | 1
10.8635 | 26.4769 | 1
13.89 | 41.2029 | 1
9.066 | 41.6545 | 1
1.1897 | 24.6625 | 1
0.76673 | 13.5755 | 1
15.6802 | 15.9534 | 1
22.6726 | 35.6432 | 1
18.7193 | 16.0275 | 1
9.8614 | 11.2716 | 1
20.9022 | 40.5211 | 1
20.6621 | 17.6135 | 1
15.8217 | 27.4154 | 1
15.5403 | 36.495 | 1
5.4997 | 45.328 | 1
20.3831 | 43.9779 | 1
6.3158 | 14.5926 | 1
9.6853 | 30.9675 | 1
0.059295 | 36.9948 | 1
14.5631 | 21.1126 | 1
0.97426 | 17.9229 | 1
6.948 | 49.1626 | 1
22.279 | 17.8769 | 1
19.1023 | 1.0982 | 1
5.9843 | 14.8665 | 1
11.5375 | 41.7515 | 1
12.0246 | 10.4799 | 1
20.5449 | 4.6625 | 1
20.8129 | 21.8941 | 1
2.4489 | 26.112 | 1
19.7851 | 13.5319 | 1
20.5631 | 53.6309 | 1
7.9263 | 38.4634 | 1
9.7027 | 0.6156 | 1
12.8603 | 52.8244 | 1
16.6567 | 36.562 | 1
10.4715 | 40.1256 | 1
17.5497 | 32.6609 | 1
22.8844 | 47.0093 | 1
15.4317 | 30.7246 | 1
5.8387 | 40.2187 | 1
4.7353 | 45.3976 | 1
1.8294 | 49.3675 | 1
1.8737 | 12.5622 | 1
11.1182 | 36.6089 | 1
18.2842 | 47.3973 | 1
7.4725 | 15.7218 | 1
16.78 | 40.364 | 1
16.6628 | 48.7384 | 1
4.9574 | 10.1543 | 1
13.6976 | 42.682 | 1
16.7828 | 39.8289 | 1
19.8471 | 39.7646 | 1
7.8924 | 50.2764 | 1
3.9629 | 36.9872 | 1
3.6131 | 35.61 | 1
16.3375 | 29.8657 | 1
10.9697 | 39.4007 | 1
5.2558 | 14.0894 | 1
2.9257 | 30.3798 | 1
16.2725 | 12.9721 | 1
7.0578 | 53.9697 | 1
0.46033 | 31.2294 | 1
18.6157 | 45.7607 | 1
0.59199 | 27.3477 | 1
22.4986 | 11.0419 | 1
10.2689 | 3.6111 | 1
9.2276 | 25.2265 | 1
2.6704 | 3.7775 | 1
16.2175 | 47.5342 | 1
3.4364 | 13.9417 | 1
19.662 | 35.3362 | 1
20.3706 | 17.2525 | 1
4.6603 | 12.2754 | 1
13.4695 | 50.5482 | 1
7.1519 | 29.45 | 1
4.0799 | 49.8145 | 1
21.5061 | 49.41 | 1
18.2718 | 51.9898 | 1
8.2399 | 35.5767 | 1
22.5786 | 16.0027 | 1
1.1988 | 47.3652 | 1
0.41283 | 54.9572 | 1
22.033 | 36.0023 | 1
14.3563 | 35.4611 | 1
6.7557 | 30.0305 | 1
16.4975 | 41.9471 | 1
15.888 | 41.3366 | 1
6.7916 | 17.9805 | 1
2.8588 | 36.2294 | 1
3.7351 | 4.6581 | 1
2.6235 | 1.967 | 1
10.94 | 22.2862 | 1
0.59554 | 10.7024 | 1
19.5356 | 27.9875 | 1
12.8145 | 50.6657 | 1
1.3582 | 35.7027 | 1
20.0464 | 25.2183 | 1
20.6629 | 20.649 | 1
14.0123 | 52.9422 | 1
11.0913 | 18.1202 | 1
23.2385 | 27.0909 | 1
6.2044 | 14.0073 | 1
16.0906 | 30.045 | 1
15.2408 | 33.1486 | 1
13.043 | 50.9636 | 1
1.668 | 3.7532 | 1
23.2852 | 4.8076 | 1
8.9238 | 25.0047 | 1
1.189 | 11.6777 | 1
16.7817 | 1.6753 | 1
0.66852 | 34.9478 | 1
4.6137 | 24.3694 | 1
2.9446 | 9.591 | 1
23.0919 | 2.8527 | 1
6.2192 | 53.539 | 1
5.5446 | 49.8987 | 1
8.3262 | 37.4766 | 1
6.3092 | 47.4509 | 1
4.828 | 0.53844 | 1
21.9885 | 17.8934 | 1
2.1681 | 25.2237 | 1
10.7221 | 37.7226 | 1
15.4816 | 29.1002 | 1
6.2096 | 7.3934 | 1
9.1421 | 28.0797 | 1
22.2216 | 43.8995 | 1
7.6684 | 18.2492 | 1
2.7806 | 52.0224 | 1
5.7325 | 9.651 | 1
18.065 | 42.1535 | 1
4.8271 | 8.4552 | 1
17.2819 | 47.2301 | 1
9.9874 | 55.2494 | 1
22.0197 | 7.5431 | 1
2.3409 | 2.0694 | 1
15.0193 | 36.7392 | 1
14.1484 | 29.5418 | 1
12.0092 | 42.8576 | 1
4.3018 | 27.3694 | 1
18.9364 | 39.2621 | 1
14.8698 | 31.9752 | 1
1.5227 | 52.8071 | 1
17.1235 | 12.1744 | 1
17.7976 | 1.0853 | 1
12.3065 | 12.6152 | 1
15.5711 | 4.9393 | 1
2.6931 | 36.1628 | 1
0.53796 | 37.893 | 1
15.8755 | 39.1142 | 1
7.8292 | 41.0481 | 1
12.1092 | 40.7109 | 1
6.5107 | 34.7363 | 1
14.0985 | 18.3405 | 1
10.705 | 0.4177 | 1
0.12069 | 54.3159 | 1
15.0175 | 2.3419 | 1
20.5636 | 49.202 | 1
7.7838 | 25.5318 | 1
23.118 | 22.2625 | 1
17.0334 | 9.724 | 1
17.4146 | 52.7257 | 1
20.2457 | 18.7791 | 1
17.2555 | 49.5325 | 1
19.9117 | 12.7534 | 1
20.4169 | 19.6194 | 1
10.8125 | 18.5103 | 1
22.4892 | 17.6466 | 1
13.1653 | 24.1063 | 1
11.667 | 38.2949 | 1
4.2651 | 43.9737 | 1
15.9701 | 28.3024 | 1
10.1866 | 9.399 | 1
0.40195 | 16.1938 | 1
20.3015 | 12.0351 | 1
23.2251 | 21.5852 | 1
16.2514 | 48.3914 | 1
17.5389 | 41.8332 | 1
12.669 | 21.201 | 1
19.2171 | 0.53893 | 1
6.1372 | 1.1267 | 1
14.8434 | 23.2003 | 1
14.5282 | 27.0671 | 1
10.4423 | 18.3695 | 1
2.3835 | 53.7424 | 1
16.6293 | 24.0221 | 1
6.0663 | 49.9303 | 1
21.506 | 38.6409 | 1
3.0765 | 53.2374 | 1
4.6538 | 3.9314 | 1
20.3208 | 36.5425 | 1
12.9312 | 7.4074 | 1
11.0919 | 47.2407 | 1
1.39 | 45.3398 | 1
5.4768 | 20.4702 | 1
1.8253 | 16.5519 | 1
22.7704 | 14.2136 | 1
13.6477 | 50.6473 | 1
18.3477 | 12.6092 | 1
5.7318 | 46.3548 | 1
15.9978 | 26.5656 | 1
22.4589 | 15.3316 | 1
2.4432 | 15.6537 | 1
22.3208 | 16.498 | 1
1.7804 | 6.7393 | 1
7.9203 | 12.9899 | 1
14.6885 | 16.4838 | 1
12.362 | 30.1333 | 1
16.3868 | 2.966 | 1
5.438 | 15.2071 | 1
22.0471 | 29.0707 | 1
10.3374 | 3.8833 | 1
19.9079 | 5.858 | 1
7.117 | 29.3729 | 1
10.4378 | 22.175 | 1
8.1538 | 21.0237 | 1
4.5722 | 38.2586 | 1
17.1463 | 13.0599 | 1
22.7412 | 8.6664 | 1
19.9752 | 46.1146 | 1
22.3696 | 51.5055 | 1
0.99758 | 51.8084 | 1
1.2595 | 23.4361 | 1
13.1699 | 29.509 | 1
20.4738 | 52.0634 | 1
8.162 | 39.602 | 1
1.029 | 17.5674 | 1
14.9832 | 50.4548 | 1
14.1782 | 42.7589 | 1
14.807 | 55.0637 | 1
13.8609 | 24.6506 | 1
4.512 | 5.0905 | 1
20.2326 | 37.5408 | 1
13.5634 | 9.5091 | 1
6.0794 | 26.4204 | 1
8.7187 | 15.9901 | 1
3.2125 | 53.5514 | 1
20.9447 | 14.3232 | 1
15.402 | 15.3278 | 1
20.3594 | 6.8241 | 1
21.9269 | 1.7612 | 1
19.3173 | 13.9166 | 1
6.0775 | 48.8851 | 1
4.9238 | 20.1495 | 1
10.7458 | 34.1878 | 1
3.5982 | 4.0939 | 1
8.1622 | 45.6582 | 1
7.2839 | 38.1243 | 1
17.9882 | 16.0244 | 1
3.358 | 32.4187 | 1
3.1929 | 9.1959 | 1
21.5139 | 53.8731 | 1
4.7276 | 54.3359 | 1
4.1746 | 9.6675 | 1
19.4418 | 10.2162 | 1
6.4825 | 7.5857 | 1
20.5186 | 35.3664 | 1
4.595 | 4.6918 | 1
18.9026 | 18.4572 | 1
4.9046 | 51.4472 | 1
12.156 | 31.4156 | 1
2.4602 | 42.5556 | 1
6.73 | 17.7794 | 1
17.5252 | 18.6286 | 1
17.4136 | 35.4301 | 1
19.352 | 33.3899 | 1
18.3571 | 28.402 | 1
11.5158 | 31.3938 | 1
20.2348 | 1.8553 | 1
8.7175 | 39.804 | 1
17.9592 | 52.1132 | 1
22.632 | 22.114 | 1
2.2757 | 13.2376 | 1
20.3952 | 5.5 | 1
17.9247 | 43.4364 | 1
7.6649 | 14.1244 | 1
6.7693 | 52.3735 | 1
1.0927 | 27.5983 | 1
12.1249 | 24.7579 | 1
6.4988 | 42.4752 | 1
6.0046 | 7.5182 | 1
15.3249 | 3.7622 | 1
1.2883 | 2.8451 | 1
18.3428 | 11.6753 | 1
10.5223 | 2.7825 | 1
13.9131 | 20.4238 | 1
17.8917 | 34.8882 | 1
13.8803 | 21.0671 | 1
15.3252 | 52.6297 | 1
7.5564 | 48.3827 | 1
4.2331 | 26.9881 | 1
20.679 | 49.029 | 1
2.7989 | 1.0592 | 1
12.622 | 45.288 | 1
9.8676 | 49.7592 | 1
2.0817 | 29.1876 | 1
4.2952 | 45.9573 | 1
8.5214 | 48.1438 | 1
6.3648 | 4.4715 | 1
19.1835 | 20.5646 | 1
0.99554 | 17.709 | 1
14.6238 | 45.3516 | 1
14.3016 | 4.3327 | 1
19.7848 | 36.4574 | 1
12.6014 | 51.5047 | 1
9.6389 | 47.0455 | 1
23.0338 | 39.7923 | 1
1.7818 | 51.1766 | 1
20.3525 | 23.0288 | 1
19.7196 | 17.4531 | 1
8.1432 | 31.2193 | 1
14.3569 | 18.4493 | 1
10.2473 | 3.5448 | 1
22.8803 | 22.5804 | 1
8.1647 | 0.79948 | 1
4.1752 | 11.6303 | 1
19.1131 | 39.4246 | 1
0.3002 | 11.6164 | 1
13.7967 | 52.1946 | 1
5.8353 | 51.7254 | 1
20.819 | 14.8159 | 1
16.3771 | 20.4583 | 1
17.019 | 28.6812 | 1
7.3601 | 19.5217 | 1
20.5573 | 44.2428 | 1
10.2536 | 3.7552 | 1
7.1445 | 30.1762 | 1
17.312 | 52.837 | 1
7.9508 | 42.6362 | 1
6.2147 | 33.3373 | 1
22.7611 | 14.019 | 1
5.2664 | 34.3034 | 1
8.3167 | 32.7237 | 1
4.9824 | 21.4372 | 1
15.2563 | 24.5091 | 1
11.0668 | 27.8066 | 1
12.9673 | 11.691 | 1
2.7133 | 10.2475 | 1
10.9516 | 17.7899 | 1
10.5954 | 53.3453 | 1
11.8054 | 8.4865 | 1
11.5586 | 16.4284 | 1
12.8914 | 44.0208 | 1
9.0468 | 30.4733 | 1
4.7093 | 34.3897 | 1
11.9531 | 18.7308 | 1
2.313 | 19.9144 | 1
21.7703 | 32.4812 | 1
9.4627 | 41.9336 | 1
10.5085 | 44.8704 | 1
3.0857 | 31.4709 | 1
5.6622 | 31.3987 | 1
7.5961 | 11.9785 | 1
10.5225 | 30.6622 | 1
21.2615 | 12.9965 | 1
6.2138 | 32.368 | 1
15.6351 | 30.9634 | 1
6.6909 | 41.6316 | 1
2.8403 | 4.2507 | 1
4.4385 | 15.917 | 1
14.6935 | 39.6746 | 1
21.3136 | 51.166 | 1
5.682 | 14.3344 | 1
9.346 | 13.5188 | 1
5.8258 | 21.1659 | 1
4.7442 | 52.0427 | 1
0.27687 | 30.322 | 1
23.1217 | 12.8869 | 1
20.8227 | 26.6275 | 1
8.1283 | 30.3324 | 1
9.0931 | 48.6554 | 1
12.2655 | 44.2091 | 1
19.9664 | 47.1454 | 1
17.8152 | 12.0286 | 1
18.27 | 49.2507 | 1
15.3811 | 32.8121 | 1
17.8972 | 40.1134 | 1
20.2346 | 26.233 | 1
14.2247 | 9.2993 | 1
10.3543 | 2.0435 | 1
15.5922 | 14.2011 | 1
22.4542 | 4.664 | 1
23.1026 | 15.4863 | 1
19.3157 | 29.3061 | 1
6.2902 | 19.3827 | 1
7.6237 | 23.3055 | 1
15.2606 | 37.0103 | 1
12.3988 | 30.9522 | 1
12.1557 | 33.7669 | 1
1.461 | 38.7168 | 1
20.5406 | 39.2013 | 1
1.1959 | 48.7356 | 1
7.3925 | 27.4044 | 1
12.726 | 39.3755 | 1
21.1226 | 22.5389 | 1
4.519 | 22.8623 | 1
15.6726 | 46.758 | 1
15.9747 | 32.103 | 1
6.7116 | 29.7871 | 1
5.7202 | 24.2011 | 1
1.0344 | 10.3941 | 1
10.0477 | 25.2914 | 1
3.871 | 34.2144 | 1
2.9283 | 49.021 | 1
11.4774 | 37.3375 | 1
11.2082 | 7.0982 | 1
23.0431 | 18.7002 | 1
8.501 | 2.1392 | 1
8.3452 | 0.90514 | 1
18.7208 | 3.4229 | 1
21.6909 | 44.1706 | 1
16.9074 | 22.9672 | 1
17.1359 | 24.161 | 1
21.0291 | 15.8161 | 1
17.1193 | 16.9018 | 1
9.7124 | 6.0758 | 1
4.0156 | 22.4832 | 1
8.1696 | 4.2487 | 1
16.6979 | 50.9594 | 1
15.9359 | 45.143 | 1
4.9156 | 47.7112 | 1
4.8477 | 7.555 | 1
7.3249 | 4.4472 | 1
20.1681 | 51.7416 | 1
23.1292 | 24.9734 | 1
2.6704 | 24.5261 | 1
12.3893 | 35.6256 | 1
2.3619 | 17.6027 | 1
6.9102 | 34.8089 | 1
21.6334 | 26.9042 | 1
3.2811 | 21.5235 | 1
17.8213 | 16.3939 | 1
18.1998 | 3.0382 | 1
4.257 | 39.4801 | 1
6.5887 | 24.2311 | 1
5.0337 | 1.3706 | 1
6.6856 | 35.2267 | 1
12.6285 | 54.3018 | 1
9.2672 | 7.5769 | 1
10.5583 | 40.5124 | 1
16.0737 | 8.9043 | 1
22.0919 | 8.5009 | 1
0.56091 | 11.9931 | 1
9.2273 | 51.5407 | 1
11.6888 | 42.5328 | 1
14.4222 | 35.5889 | 1
13.1215 | 6.0139 | 1
16.8286 | 20.0722 | 1
8.2474 | 1.2771 | 1
4.7722 | 6.4656 | 1
21.0777 | 50.9903 | 1
10.0581 | 39.7536 | 1
11.1195 | 40.8899 | 1
11.7168 | 20.9787 | 1
5.8647 | 22.3075 | 1
5.7568 | 1.1713 | 1
4.5827 | 14.9549 | 1
16.8236 | 5.9584 | 1
21.7544 | 22.6688 | 1
2.1682 | 5.5087 | 1
2.3829 | 17.8671 | 1
0.50633 | 40.1486 | 1
7.2544 | 21.1563 | 1
6.0359 | 31.2753 | 1
16.6507 | 34.5456 | 1
19.5846 | 22.486 | 1
6.3744 | 1.6209 | 1
12.4452 | 41.1657 | 1
3.5786 | 2.5036 | 1
9.3743 | 4.6433 | 1
4.9945 | 3.4856 | 1
14.6227 | 14.0127 | 1
13.4784 | 21.4028 | 1
1.7786 | 29.5436 | 1
13.6729 | 9.5111 | 1
3.8483 | 16.9103 | 1
1.6583 | 7.9382 | 1
7.9399 | 29.3334 | 1
18.9013 | 4.1827 | 1
12.2216 | 8.0265 | 1
17.651 | 12.6142 | 1
13.7435 | 30.6988 | 1
10.4311 | 30.1751 | 1
12.8055 | 42.2693 | 1
14.1286 | 9.9915 | 1
1.384 | 10.523 | 1
6.2282 | 51.9766 | 1
12.4262 | 16.3438 | 1
7.337 | 8.8213 | 1
1.047 | 17.3143 | 1
6.751 | 18.3899 | 1
18.9582 | 17.0668 | 1
22.7184 | 4.1007 | 1
16.5737 | 40.9025 | 1
6.3844 | 7.7584 | 1
12.0229 | 5.6278 | 1
11.1697 | 17.7355 | 1
4.3387 | 45.6657 | 1
6.2445 | 15.434 | 1
4.5463 | 15.3413 | 1
13.3002 | 25.8511 | 1
3.9774 | 1.2771 | 1
0.62461 | 47.6779 | 1
16.4836 | 41.6646 | 1
20.7728 | 18.3175 | 1
10.3869 | 5.7033 | 1
6.066 | 49.9384 | 1
8.2448 | 9.1619 | 1
18.804 | 45.0641 | 1
6.7192 | 7.7898 | 1
13.6644 | 29.314 | 1
10.7206 | 36.1643 | 1
3.3811 | 11.5918 | 1
17.4051 | 6.0153 | 1
10.3037 | 2.2778 | 1
5.2163 | 14.0388 | 1
11.6148 | 6.8682 | 1
9.1688 | 51.5369 | 1
17.8025 | 49.4085 | 1
2.1848 | 39.9512 | 1
9.161 | 22.2321 | 1
11.5146 | 32.8392 | 1
22.6777 | 33.0417 | 1
0.86603 | 19.6545 | 1
9.0578 | 23.0006 | 1
18.7663 | 22.2366 | 1
22.3109 | 23.3985 | 1
5.169 | 18.7811 | 1
12.7558 | 39.8505 | 1
4.1275 | 22.2749 | 1
10.1323 | 4.2303 | 1
16.4602 | 32.3581 | 1
7.3041 | 11.3826 | 1
10.5026 | 0.55204 | 1
8.9389 | 17.8763 | 1
17.601 | 47.49 | 1
7.8655 | 23.3528 | 1
17.4789 | 8.0022 | 1
15.8276 | 46.3124 | 1
9.3156 | 8.1108 | 1
8.1777 | 47.1261 | 1
3.7329 | 37.4344 | 1
11.3604 | 49.4209 | 1
22.5168 | 50.3602 | 1
13.1017 | 17.0758 | 1
15.4397 | 45.4759 | 1
10.4209 | 47.7488 | 1
0.35183 | 41.7948 | 1
2.0497 | 32.0267 | 1
10.3744 | 30.7228 | 1
12.6885 | 28.9298 | 1
5.7916 | 8.1337 | 1
2.2517 | 41.4179 | 1
12.8911 | 25.305 | 1
2.1572 | 28.1073 | 1
23.1562 | 31.9705 | 1
10.1034 | 11.3438 | 1
17.3837 | 3.7554 | 1
17.7517 | 14.8289 | 1
16.8386 | 8.6314 | 1
19.1766 | 32.9935 | 1
22.5931 | 29.6907 | 1
3.2726 | 13.7478 | 1
14.6959 | 19.4651 | 1
3.4397 | 49.0174 | 1
5.0642 | 50.5523 | 1
9.1744 | 10.3296 | 1
16.4146 | 34.8599 | 1
1.6909 | 34.6718 | 1
11.3792 | 47.1318 | 1
8.7768 | 22.5119 | 1
2.6769 | 12.3112 | 1
11.7081 | 24.1388 | 1
4.4578 | 29.4335 | 1
11.576 | 36.8948 | 1
18.4915 | 32.5853 | 1
18.6161 | 31.9671 | 1
10.1909 | 3.2155 | 1
14.4167 | 11.4004 | 1
9.5805 | 40.2238 | 1
12.7526 | 41.4801 | 1
1.5728 | 52.1957 | 1
14.1561 | 33.8675 | 1
4.2832 | 42.6188 | 1
6.0282 | 19.2812 | 1
15.3662 | 10.1005 | 1
13.7686 | 50.3522 | 1
5.837 | 14.1262 | 1
9.9403 | 13.9034 | 1
8.8574 | 28.4886 | 1
1.1913 | 40.1819 | 1
3.3696 | 15.8412 | 1
8.1295 | 28.8184 | 1
4.0045 | 16.4252 | 1
9.0524 | 15.1615 | 1
17.1268 | 26.7522 | 1
14.9957 | 33.0924 | 1
8.6585 | 22.8856 | 1
21.1226 | 44.4951 | 1
15.0049 | 18.5142 | 1
14.8195 | 46.6452 | 1
19.008 | 2.3485 | 1
11.325 | 30.5143 | 1
13.736 | 13.6707 | 1
11.7487 | 9.0925 | 1
7.0896 | 7.5517 | 1
9.9501 | 25.7335 | 1
10.6748 | 25.7963 | 1
15.3156 | 55.1512 | 1
10.3559 | 15.9545 | 1
19.047 | 16.482 | 1
17.9741 | 44.1631 | 1
4.435 | 7.292 | 1
19.362 | 17.9915 | 1
3.1052 | 35.8979 | 1
18.6405 | 7.3594 | 1
8.6383 | 51.4092 | 1
3.5459 | 46.3155 | 1
21.6848 | 13.5403 | 1
22.9582 | 43.7926 | 1
4.5637 | 22.356 | 1
21.6285 | 37.7774 | 1
20.8237 | 21.671 | 1
11.1378 | 25.4149 | 1
10.465 | 24.6535 | 1
21.1998 | 4.6902 | 1
6.8728 | 32.5203 | 1
12.5657 | 30.9683 | 1
21.6267 | 32.217 | 1
13.4286 | 30.2465 | 1
5.8303 | 16.7741 | 1
2.9012 | 54.6376 | 1
6.7752 | 15.6993 | 1
17.9043 | 13.8147 | 1
22.6109 | 20.0092 | 1
1.1821 | 28.6167 | 1
5.4855 | 41.0416 | 1
19.4176 | 23.3021 | 1
9.5081 | 40.8013 | 1
17.1014 | 24.1658 | 1
21.4976 | 13.3423 | 1
1.0577 | 10.9123 | 1
4.6698 | 3.6035 | 1
11.7861 | 2.1526 | 1
11.5283 | 35.3392 | 1
0.071076 | 29.7901 | 1
11.8955 | 16.2566 | 1
11.5257 | 7.0716 | 1
0.26231 | 7.3405 | 1
5.9624 | 34.0452 | 1
2.837 | 39.9924 | 1
1.2706 | 49.3753 | 1
17.2249 | 33.8604 | 1
12.4912 | 14.75 | 1
22.0384 | 54.7658 | 1
13.4329 | 41.8799 | 1
15.5272 | 46.1085 | 1
6.5254 | 37.7642 | 1
2.9424 | 10.1605 | 1
12.4503 | 15.8653 | 1
2.9707 | 45.708 | 1
5.2687 | 20.9253 | 1
6.3215 | 31.4371 | 1
15.9749 | 28.5274 | 1
6.6332 | 54.9451 | 1
18.3813 | 31.0827 | 1
13.3357 | 51.6665 | 1
0.29382 | 36.1273 | 1
7.6628 | 16.6235 | 1
12.705 | 42.0697 | 1
19.9719 | 28.6117 | 1
16.8066 | 8.2235 | 1
21.8676 | 14.0401 | 1
1.1035 | 5.9657 | 1
16.8777 | 5.6611 | 1
8.1747 | 28.2486 | 1
22.749 | 11.6903 | 1
1.165 | 23.6146 | 1
12.3818 | 23.0814 | 1
21.2953 | 49.4283 | 1
11.3038 | 19.6262 | 1
5.4479 | 47.2537 | 1
13.3188 | 31.3462 | 1
13.3884 | 38.924 | 1
7.9563 | 4.9629 | 1
12.5778 | 23.7119 | 1
19.969 | 42.9823 | 1
21.0668 | 30.8537 | 1
19.6979 | 13.4118 | 1
17.3487 | 44.5712 | 1
21.0075 | 16.5889 | 1
8.3653 | 23.5209 | 1
11.3134 | 54.4599 | 1
1.4974 | 37.053 | 1
5.7178 | 20.157 | 1
4.2501 | 24.42 | 1
18.085 | 48.4916 | 1
9.4469 | 10.6126 | 1
14.3354 | 24.3712 | 1
2.4646 | 39.2798 | 1
8.5498 | 44.6672 | 1
2.3412 | 32.4089 | 1
1.1163 | 38.4402 | 1
12.5184 | 8.9866 | 1
13.8734 | 6.224 | 1
17.4718 | 31.2533 | 1
3.8317 | 31.3844 | 1
11.4754 | 14.2804 | 1
14.1793 | 33.7728 | 1
19.9122 | 2.4957 | 1
16.8714 | 38.1492 | 1
15.5003 | 21.3295 | 1
23.0148 | 1.8678 | 1
19.1722 | 13.7961 | 1
20.7328 | 43.7481 | 1
0.14425 | 42.4912 | 1
0.34492 | 34.5899 | 1
16.0395 | 9.4222 | 1
2.8207 | 16.8945 | 1
0.20257 | 16.3942 | 1
2.986 | 51.218 | 1
17.2071 | 15.9982 | 1
1.0752 | 34.863 | 1
2.9837 | 44.6517 | 1
22.9739 | 27.3609 | 1
5.6906 | 49.6988 | 1
3.8806 | 20.2155 | 1
15.5994 | 28.5528 | 1
18.291 | 8.6237 | 1
18.992 | 44.8604 | 1
19.5087 | 1.4274 | 1
4.7558 | 45.1231 | 1
8.8125 | 15.262 | 1
18.604 | 43.714 | 1
10.9415 | 19.2816 | 1
13.0409 | 42.8262 | 1
15.0362 | 30.9236 | 1
9.8838 | 51.3725 | 1
19.0571 | 36.207 | 1
0.88975 | 22.6788 | 1
1.5367 | 21.0317 | 1
5.3493 | 43.2271 | 1
6.1371 | 35.307 | 1
23.1238 | 45.0433 | 1
12.0235 | 0.7848 | 1
1.6447 | 42.8368 | 1
13.2822 | 31.9483 | 1
13.2877 | 48.8373 | 1
12.1922 | 54.1297 | 1
9.3715 | 24.875 | 1
12.91 | 27.2785 | 1
8.9433 | 44.2243 | 1
7.2982 | 41.2584 | 1
4.9483 | 37.896 | 1
22.0368 | 32.0584 | 1
0.49297 | 9.4914 | 1
13.5808 | 32.0424 | 1
16.7221 | 38.9133 | 1
11.1571 | 52.964 | 1
8.9638 | 25.0893 | 1
18.6943 | 7.5786 | 1
18.8544 | 2.0507 | 1
6.9662 | 43.9935 | 1
17.6218 | 15.1661 | 1
1.8055 | 11.5905 | 1
3.2621 | 52.9844 | 1
0.057851 | 40.7525 | 1
13.361 | 50.069 | 1
21.1473 | 14.8846 | 1
9.6105 | 18.7714 | 1
15.7672 | 16.4936 | 1
21.8335 | 7.4988 | 1
13.0167 | 38.4642 | 1
20.2954 | 37.7208 | 1
6.3986 | 45.3577 | 1
4.9349 | 24.9018 | 1
12.4948 | 15.7493 | 1
21.603 | 36.6716 | 1
0.70617 | 35.3457 | 1
21.5326 | 49.7498 | 1
18.7018 | 43.3489 | 1
15.7196 | 44.5794 | 1
12.6089 | 37.7641 | 1
20.5071 | 19.7118 | 1
14.4577 | 3.1813 | 1
7.0747 | 49.6586 | 1
7.5028 | 33.726 | 1
10.8811 | 23.2154 | 1
19.0833 | 42.9113 | 1
1.4172 | 19.3397 | 1
13.1565 | 22.1265 | 1
14.4334 | 24.9208 | 1
17.2075 | 9.434 | 1
17.7866 | 50.8243 | 1
18.1347 | 13.4237 | 1
4.0577 | 22.1543 | 1
15.6692 | 24.0328 | 1
5.2756 | 16.7255 | 1
5.4391 | 8.4162 | 1
22.6785 | 30.6625 | 1
10.721 | 51.9794 | 1
20.7836 | 38.5632 | 1
17.0856 | 0.84683 | 1
8.7743 | 1.4241 | 1
15.2821 | 26.8819 | 1
11.7152 | 11.4611 | 1
10.0372 | 2.2863 | 1
10.1932 | 10.9032 | 1
20.8314 | 12.9625 | 1
16.4032 | 10.3184 | 1
4.666 | 21.6454 | 1
16.2543 | 14.7346 | 1
12.4592 | 50.0226 | 1
8.0523 | 17.1636 | 1
17.3541 | 46.1775 | 1
5.278 | 10.2164 | 1
11.1568 | 7.0546 | 1
7.8792 | 19.7266 | 1
8.5125 | 30.879 | 1
18.83 | 5.0671 | 1
18.165 | 21.956 | 1
7.919 | 6.2118 | 1
12.5517 | 7.2709 | 1
3.0175 | 47.8108 | 1
2.7407 | 8.1087 | 1
19.5389 | 18.0699 | 1
10.25 | 27.4987 | 1
7.4469 | 26.709 | 1
5.2391 | 42.8944 | 1
16.0992 | 53.6668 | 1
2.8853 | 29.1201 | 1
13.2983 | 17.3832 | 1
7.5977 | 43.6517 | 1
2.7837 | 55.3206 | 1
12.8967 | 15.7471 | 1
1.1599 | 25.2496 | 1
9.2898 | 13.1587 | 1
19.7823 | 27.2635 | 1
16.5075 | 29.2942 | 1
9.6973 | 13.7772 | 1
14.0003 | 50.3133 | 1
3.7477 | 34.1562 | 1
20.931 | 40.0251 | 1
4.6909 | 32.9879 | 1
8.4559 | 23.3622 | 1
19.7867 | 48.1387 | 1
22.3942 | 24.676 | 1
14.2547 | 32.1321 | 1
4.1485 | 47.2163 | 1
4.8071 | 40.2545 | 1
18.9414 | 9.1007 | 1
10.6327 | 52.1072 | 1
10.048 | 25.5271 | 1
5.8798 | 20.1639 | 1
7.5778 | 25.8785 | 1
9.8036 | 5.5956 | 1
12.0268 | 42.7906 | 1
2.2704 | 45.7956 | 1
8.7785 | 41.9704 | 1
22.6476 | 49.6599 | 1
11.0487 | 19.0737 | 1
10.2344 | 16.3585 | 1
16.6853 | 36.9758 | 1
22.0024 | 30.0487 | 1
19.0991 | 25.8312 | 1
13.6798 | 34.5052 | 1
14.2852 | 25.7681 | 1
9.4826 | 25.7974 | 1
11.7655 | 27.7182 | 1
21.694 | 52.0373 | 1
11.0903 | 13.4544 | 1
6.5475 | 29.7607 | 1
0.15207 | 30.2836 | 1
17.942 | 44.1333 | 1
8.8149 | 20.4323 | 1
16.4088 | 22.6935 | 1
3.1935 | 42.0089 | 1
9.5389 | 2.197 | 1
17.9424 | 55.2542 | 1
14.8022 | 54.3345 | 1
4.3615 | 43.857 | 1
1.9178 | 12.4482 | 1
21.9843 | 48.4006 | 1
16.1678 | 36.5317 | 1
6.1584 | 14.3864 | 1
0.19337 | 52.0728 | 1
9.1338 | 10.2551 | 1
3.1083 | 53.1147 | 1
19.4839 | 26.9474 | 1
23.0144 | 6.0983 | 1
20.2964 | 23.969 | 1
12.6235 | 3.5114 | 1
16.9308 | 5.2107 | 1
11.0288 | 7.9751 | 1
17.7654 | 37.8851 | 1
4.5712 | 16.2389 | 1
8.4653 | 23.84 | 1
13.5898 | 42.0469 | 1
19.0209 | 36.0377 | 1
7.076 | 47.8574 | 1
2.0271 | 14.1666 | 1
21.4972 | 31.7698 | 1
10.8151 | 15.9707 | 1
23.2688 | 9.0442 | 1
0.50677 | 12.2914 | 1
7.7415 | 50.9347 | 1
4.1637 | 19.0973 | 1
10.4906 | 49.9974 | 1
13.8106 | 43.0834 | 1
14.1028 | 4.5071 | 1
21.8815 | 47.2114 | 1
5.9492 | 18.7406 | 1
0.48212 | 44.3846 | 1
21.17 | 34.6523 | 1
6.9602 | 49.2107 | 1
1.9458 | 41.483 | 1
1.732 | 19.4057 | 1
22.9492 | 22.5115 | 1
16.1203 | 17.9701 | 1
9.6007 | 46.8125 | 1
18.8674 | 4.5703 | 1
11.2517 | 48.0044 | 1
12.3528 | 19.9089 | 1
16.4366 | 9.0172 | 1
13.4903 | 36.3271 | 1
11.522 | 23.6903 | 1
22.4696 | 41.005 | 1
1.5926 | 39.1226 | 1
21.839 | 7.6535 | 1
6.556 | 33.2832 | 1
6.0323 | 38.5187 | 1
18.7427 | 27.7339 | 1
16.9014 | 45.6598 | 1
17.232 | 2.9815 | 1
16.1817 | 40.8393 | 1
17.6356 | 38.1989 | 1
20.486 | 10.9391 | 1
3.142 | 8.165 | 1
5.6169 | 7.3507 | 1
20.4185 | 47.2132 | 1
22.1818 | 41.7817 | 1
7.2371 | 49.7693 | 1
19.9354 | 30.6988 | 1
21.0908 | 9.4514 | 1
5.8917 | 42.4884 | 1
6.6315 | 22.0934 | 1
4.0426 | 45.8602 | 1
22.925 | 37.9607 | 1
18.0525 | 31.6635 | 1
11.0157 | 2.0996 | 1
20.0947 | 44.7371 | 1
21.799 | 49.9697 | 1
13.8456 | 52.0397 | 1
12.0679 | 4.0756 | 1
17.9932 | 12.922 | 1
13.441 | 50.2514 | 1
8.7075 | 24.5223 | 1
3.7214 | 29.661 | 1
1.9424 | 14.0068 | 1
15.506 | 3.5335 | 1
8.6642 | 47.8629 | 1
15.3006 | 1.2563 | 1
8.5244 | 27.0953 | 1
8.8862 | 16.0008 | 1
10.2468 | 23.7409 | 1
9.4527 | 47.4484 | 1
3.822 | 53.7824 | 1
19.6801 | 16.8345 | 1
22.9243 | 10.8166 | 1
11.1332 | 35.0815 | 1
17.0989 | 27.9198 | 1
14.4132 | 39.0619 | 1
15.1875 | 3.2298 | 1
1.4644 | 1.819 | 1
13.2939 | 54.6824 | 1
15.4806 | 3.5376 | 1
16.3221 | 39.8111 | 1
20.1758 | 49.0095 | 1
9.173 | 53.1023 | 1
19.6217 | 48.9387 | 1
22.2244 | 25.8785 | 1
17.3202 | 29.0605 | 1
22.8879 | 47.0948 | 1
13.7621 | 40.4975 | 1
8.3925 | 25.8639 | 1
7.4166 | 9.7474 | 1
22.7046 | 12.4429 | 1
22.9808 | 25.6429 | 1
15.8519 | 2.0442 | 1
15.7213 | 38.8625 | 1
6.2397 | 52.0204 | 1
21.9145 | 10.1337 | 1
11.8235 | 48.2207 | 1
14.502 | 3.8009 | 1
6.6076 | 13.7297 | 1
1.4608 | 8.9884 | 1
12.1909 | 52.5533 | 1
22.3449 | 37.7181 | 1
11.549 | 19.9826 | 1
15.0498 | 48.5092 | 1
11.1429 | 43.3741 | 1
19.7194 | 12.1727 | 1
11.8788 | 9.2865 | 1
3.6353 | 48.9296 | 1
20.0783 | 41.4083 | 1
8.9835 | 53.7077 | 1
14.6356 | 15.9602 | 1
12.6857 | 40.706 | 1
14.2438 | 39.6666 | 1
18.8299 | 2.9538 | 1
11.4694 | 53.4625 | 1
18.9172 | 47.3035 | 1
8.3606 | 29.7474 | 1
11.7072 | 18.0913 | 1
18.346 | 28.5196 | 1
15.1182 | 39.1191 | 1
22.984 | 28.1831 | 1
3.4103 | 14.6578 | 1
4.1575 | 26.6596 | 1
15.4515 | 5.268 | 1
3.3804 | 25.884 | 1
17.3155 | 10.1864 | 1
4.5358 | 31.0511 | 1
19.7734 | 49.7723 | 1
15.4251 | 19.1874 | 1
1.1471 | 48.992 | 1
18.7669 | 9.1745 | 1
15.2897 | 51.9829 | 1
9.2021 | 15.4764 | 1
23.2653 | 50.5196 | 1
13.2019 | 55.29 | 1
4.3752 | 34.7745 | 1
20.0119 | 38.4327 | 1
9.5955 | 6.2491 | 1
11.2423 | 30.3413 | 1
20.4966 | 43.0501 | 1
15.6398 | 7.5068 | 1
18.5342 | 26.2119 | 1
16.2381 | 42.8663 | 1
22.3583 | 41.2259 | 1
13.8856 | 49.1856 | 1
2.4263 | 47.5467 | 1
16.0954 | 16.203 | 1
3.799 | 37.5501 | 1
22.4297 | 32.3211 | 1
14.2489 | 55.0116 | 1
4.8572 | 38.4798 | 1
16.0118 | 3.3536 | 1
1.4224 | 6.4112 | 1
6.8747 | 6.0774 | 1
21.5603 | 38.1389 | 1
5.4374 | 47.2587 | 1
15.1744 | 27.6755 | 1
10.5037 | 47.0665 | 1
14.4771 | 52.178 | 1
19.8191 | 17.1432 | 1
2.645 | 15.3035 | 1
19.53 | 31.7688 | 1
21.5906 | 49.0967 | 1
12.3774 | 51.8945 | 1
16.2685 | 36.664 | 1
13.5374 | 29.3311 | 1
12.4698 | 36.3122 | 1
20.3656 | 44.8866 | 1
20.6465 | 40.1523 | 1
7.6575 | 44.2052 | 1
14.3215 | 42.5645 | 1
15.567 | 37.4194 | 1
14.915 | 22.099 | 1
4.9952 | 2.3808 | 1
14.673 | 24.097 | 1
5.3691 | 23.1022 | 1
4.2715 | 54.1919 | 1
20.7236 | 43.7799 | 1
17.8603 | 41.5082 | 1
3.0296 | 2.9788 | 1
9.8711 | 1.1152 | 1
19.9835 | 5.0713 | 1
12.0943 | 7.4087 | 1
12.8042 | 28.3917 | 1
7.3583 | 40.7231 | 1
21.2277 | 36.502 | 1
0.92058 | 50.1506 | 1
18.4704 | 24.1382 | 1
12.0692 | 40.052 | 1
2.4313 | 24.4855 | 1
5.4004 | 27.6226 | 1
21.9028 | 35.4807 | 1
8.34 | 50.6799 | 1
4.1442 | 20.2777 | 1
21.6052 | 22.9927 | 1
21.8832 | 1.1728 | 1
3.8488 | 8.1894 | 1
6.6312 | 41.7988 | 1
1.645 | 48.1124 | 1
21.4959 | 38.9462 | 1
7.7589 | 46.5247 | 1
12.0464 | 23.4432 | 1
18.0878 | 14.923 | 1
3.0769 | 41.505 | 1
6.1821 | 13.068 | 1
4.9058 | 31.4219 | 1
20.2765 | 31.5688 | 1
14.1666 | 11.4033 | 1
21.2977 | 13.7536 | 1
5.6797 | 16.5964 | 1
13.3825 | 15.6283 | 1
10.6082 | 40.157 | 1
18.014 | 11.8525 | 1
22.8394 | 15.807 | 1
6.6964 | 35.6268 | 1
10.5135 | 54.765 | 1
18.9245 | 36.4777 | 1
21.4504 | 11.8539 | 1
8.5553 | 51.1285 | 1
13.044 | 15.4496 | 1
22.6057 | 41.8792 | 1
0.6497 | 24.2791 | 1
17.191 | 50.1184 | 1
5.1738 | 30.2211 | 1
22.4468 | 8.706 | 1
22.0983 | 8.1475 | 1
15.1614 | 22.8914 | 1
11.7645 | 44.7776 | 1
20.2346 | 21.4468 | 1
10.6269 | 28.8059 | 1
20.9917 | 45.5708 | 1
2.2616 | 28.5928 | 1
10.8263 | 48.6294 | 1
9.1504 | 48.3938 | 1
10.441 | 21.5786 | 1
5.9309 | 20.0016 | 1
8.3499 | 34.1876 | 1
19.489 | 44.0842 | 1
0.88565 | 25.4829 | 1
10.639 | 9.8429 | 1
7.4504 | 4.6115 | 1
15.2291 | 53.2122 | 1
10.0758 | 28.258 | 1
8.2563 | 13.3874 | 1
6.461 | 11.4001 | 1
11.6479 | 9.0117 | 1
21.3799 | 17.4217 | 1
8.148 | 13.7582 | 1
10.6938 | 38.1323 | 1
15.5223 | 11.9074 | 1
12.8819 | 25.995 | 1
13.8529 | 27.8368 | 1
16.0824 | 22.4489 | 1
5.0855 | 11.7055 | 1
17.4934 | 8.652 | 1
4.0484 | 26.5345 | 1
8.0342 | 43.271 | 1
12.3821 | 7.8905 | 1
6.5492 | 36.4855 | 1
20.924 | 31.736 | 1
7.3021 | 37.2762 | 1
12.946 | 8.586 | 1
23.1774 | 45.5608 | 1
21.8405 | 49.2168 | 1
5.4899 | 8.0889 | 1
4.1815 | 16.2413 | 1
0.74175 | 14.822 | 1
9.655 | 53.1287 | 1
21.4733 | 24.5776 | 1
5.931 | 4.4254 | 1
8.2331 | 12.6211 | 1
0.77603 | 29.2523 | 1
21.3375 | 6.9703 | 1
12.9178 | 43.773 | 1
6.4233 | 44.7484 | 1
0.44393 | 49.3694 | 1
18.126 | 45.7013 | 1
8.663 | 19.3217 | 1
18.646 | 29.6743 | 1
4.7408 | 23.5431 | 1
2.5011 | 35.7363 | 1
9.8515 | 45.5089 | 1
13.7331 | 37.7907 | 1
14.5473 | 4.2434 | 1
16.953 | 26.3993 | 1
18.6709 | 21.0779 | 1
17.3205 | 47.9423 | 1
5.4826 | 7.2908 | 1
13.4645 | 16.9026 | 1
4.4524 | 35.5827 | 1
19.0979 | 38.6256 | 1
9.8383 | 6.6131 | 1
11.0478 | 43.6437 | 1
15.4758 | 51.1945 | 1
20.5816 | 11.0319 | 1
17.0673 | 47.1948 | 1
14.9819 | 6.8373 | 1
14.5691 | 6.1601 | 1
8.0854 | 11.6673 | 1
11.1586 | 45.379 | 1
10.1815 | 47.5002 | 1
12.2427 | 16.9761 | 1
2.4071 | 11.8195 | 1
18.2179 | 52.3277 | 1
13.6833 | 36.2872 | 1
3.4202 | 34.4526 | 1
12.3804 | 44.485 | 1
21.0461 | 9.2536 | 1
14.3709 | 23.5061 | 1
9.704 | 47.045 | 1
8.2831 | 18.2838 | 1
21.3896 | 44.5406 | 1
11.0842 | 28.9637 | 1
23.0647 | 38.0526 | 1
7.5577 | 19.581 | 1
20.6755 | 25.7207 | 1
9.9682 | 41.689 | 1
16.325 | 34.8796 | 1
2.6366 | 40.3609 | 1
10.4436 | 41.7123 | 1
4.6024 | 28.4332 | 1
10.8352 | 33.2088 | 1
14.7275 | 48.7844 | 1
1.0831 | 10.2741 | 1
5.3502 | 8.1813 | 1
14.7939 | 32.9625 | 1
12.1858 | 3.7533 | 1
4.7356 | 35.9592 | 1
16.8914 | 8.1793 | 1
22.8664 | 17.7586 | 1
2.8194 | 2.7991 | 1
22.7776 | 18.2245 | 1
22.5861 | 3.2777 | 1
15.3308 | 29.9833 | 1
4.9561 | 48.5557 | 1
12.751 | 15.6449 | 1
2.9553 | 6.5395 | 1
1.9371 | 9.5829 | 1
3.2742 | 46.8685 | 1
20.0377 | 37.7841 | 1
1.2779 | 30.1722 | 1
22.5402 | 41.4018 | 1
19.8068 | 35.9528 | 1
14.8366 | 15.2393 | 1
11.2961 | 47.6438 | 1
1.6306 | 24.5676 | 1
4.6331 | 38.48 | 1
10.3766 | 15.9458 | 1
6.5563 | 37.1343 | 1
15.6498 | 15.3163 | 1
21.1104 | 40.9168 | 1
12.1024 | 38.9087 | 1
0.47173 | 25.234 | 1
17.447 | 50.2384 | 1
19.5465 | 51.9505 | 1
7.8214 | 0.67167 | 1
13.0449 | 7.3579 | 1
6.1197 | 28.654 | 1
9.6764 | 9.8588 | 1
10.3705 | 12.3074 | 1
6.2534 | 15.3554 | 1
3.6885 | 32.258 | 1
0.82041 | 36.6383 | 1
11.3289 | 19.677 | 1
22.1842 | 35.834 | 1
7.1616 | 3.7881 | 1
10.0835 | 9.4382 | 1
2.9121 | 51.7843 | 1
9.1657 | 5.135 | 1
12.0298 | 35.8826 | 1
5.7762 | 14.4719 | 1
0.1697 | 36.1966 | 1
14.3565 | 11.3654 | 1
17.9689 | 0.67448 | 1
7.1705 | 14.6651 | 1
20.7723 | 21.8023 | 1
17.86 | 50.7653 | 1
18.4013 | 14.9658 | 1
6.5326 | 2.9877 | 1
6.6942 | 11.1834 | 1
3.378 | 3.5464 | 1
18.1605 | 7.4525 | 1
18.3036 | 48.5835 | 1
13.5988 | 42.8563 | 1
18.7286 | 17.7823 | 1
16.814 | 3.0324 | 1
0.53714 | 13.508 | 1
2.472 | 12.4197 | 1
16.1416 | 11.0122 | 1
2.6694 | 4.6456 | 1
17.6836 | 19.0457 | 1
8.2442 | 44.3882 | 1
14.1435 | 45.7085 | 1
6.8979 | 6.9957 | 1
13.7615 | 26.5378 | 1
17.4952 | 31.9759 | 1
7.3352 | 53.4314 | 1
19.9911 | 14.4004 | 1
5.3263 | 20.9791 | 1
6.2141 | 35.4358 | 1
9.6141 | 12.9863 | 1
11.5345 | 42.3073 | 1
15.4551 | 33.6671 | 1
2.0463 | 35.4899 | 1
7.4867 | 24.4272 | 1
13.2943 | 13.5295 | 1
15.1888 | 4.5574 | 1
21.5499 | 26.2452 | 1
11.7912 | 23.8417 | 1
21.2303 | 46.0726 | 1
16.978 | 36.498 | 1
17.1251 | 54.3423 | 1
2.3117 | 23.2327 | 1
18.5187 | 42.2655 | 1
11.8432 | 48.5973 | 1
17.5721 | 6.6165 | 1
14.6831 | 8.4199 | 1
23.0309 | 25.5211 | 1
22.9556 | 21.3509 | 1
3.8129 | 53.2455 | 1
13.6629 | 19.1547 | 1
21.1562 | 19.9274 | 1
8.6166 | 43.0853 | 1
18.2292 | 26.8037 | 1
3.9148 | 43.2039 | 1
7.8773 | 3.1695 | 1
13.5348 | 6.2426 | 1
19.829 | 43.0451 | 1
2.7723 | 45.7057 | 1
10.9995 | 11.1293 | 1
9.4755 | 9.9247 | 1
18.186 | 32.0441 | 1
3.9325 | 21.9325 | 1
10.059 | 46.983 | 1
4.2909 | 54.0222 | 1
0.70422 | 2.6294 | 1
19.1982 | 10.0781 | 1
0.72747 | 23.4204 | 1
5.2643 | 46.5363 | 1
12.0836 | 34.3251 | 1
8.259 | 23.1615 | 1
14.6031 | 50.2139 | 1
5.7557 | 20.667 | 1
6.138 | 55.1269 | 1
20.3466 | 55.2976 | 1
13.665 | 18.0345 | 1
15.2751 | 9.7404 | 1
14.9984 | 10.4529 | 1
18.7553 | 46.4665 | 1
2.7432 | 42.8254 | 1
12.1148 | 8.9686 | 1
8.3817 | 15.3347 | 1
14.1117 | 10.5955 | 1
7.1853 | 37.1145 | 1
22.1992 | 49.7018 | 1
9.7497 | 25.4828 | 1
14.4914 | 16.8151 | 1
3.2435 | 27.2009 | 1
9.4028 | 23.3995 | 1
16.4614 | 18.5844 | 1
8.562 | 27.549 | 1
10.4355 | 37.638 | 1
13.5407 | 7.9375 | 1
7.3524 | 45.9962 | 1
17.0995 | 12.3056 | 1
19.0191 | 43.3771 | 1
5.7883 | 26.9732 | 1
6.687 | 33.2825 | 1
0.5658 | 53.8953 | 1
1.5273 | 32.0588 | 1
10.5772 | 32.8725 | 1
17.4421 | 26.4459 | 1
11.709 | 31.8012 | 1
19.7744 | 41.5543 | 1
2.6969 | 48.109 | 1
19.1051 | 13.4762 | 1
19.5355 | 54.0317 | 1
14.8924 | 24.5373 | 1
7.864 | 28.7045 | 1
20.4303 | 8.648 | 1
7.9389 | 4.6891 | 1
22.3832 | 37.3742 | 1
6.5277 | 17.1213 | 1
21.4137 | 25.593 | 1
2.4395 | 1.9006 | 1
19.0718 | 44.6426 | 1
23.2001 | 3.1871 | 1
5.0681 | 30.5145 | 1
0.35864 | 29.3231 | 1
21.1775 | 38.9489 | 1
18.4045 | 39.6245 | 1
1.5962 | 30.2211 | 1
1.7125 | 31.4384 | 1
21.996 | 40.4935 | 1
3.7132 | 18.5649 | 1
13.1206 | 4.9088 | 1
18.6926 | 21.5743 | 1
7.7162 | 45.0228 | 1
8.5368 | 55.0905 | 1
7.8669 | 38.9621 | 1
20.2116 | 4.5377 | 1
6.0696 | 36.3779 | 1
17.5572 | 24.1503 | 1
9.0002 | 27.7428 | 1
9.6918 | 54.9757 | 1
17.8271 | 9.8327 | 1
17.0308 | 35.6015 | 1
8.4697 | 31.7632 | 1
6.208 | 30.2938 | 1
9.2351 | 44.4938 | 1
14.3092 | 24.1693 | 1
11.0235 | 4.0918 | 1
9.3076 | 3.6955 | 1
19.7176 | 40.975 | 1
15.9771 | 35.309 | 1
11.9452 | 46.1089 | 1
12.821 | 12.6637 | 1
21.4338 | 14.6002 | 1
15.3583 | 51.093 | 1
3.7446 | 34.2558 | 1
15.3637 | 52.83 | 1
11.1499 | 42.8664 | 1
15.1114 | 35.7805 | 1
4.746 | 4.1429 | 1
16.6098 | 20.535 | 1
12.3709 | 12.9748 | 1
5.5989 | 5.8312 | 1
11.8593 | 2.2549 | 1
16.3957 | 40.3853 | 1
9.7614 | 0.8201 | 1
13.879 | 46.7011 | 1
5.3942 | 9.1693 | 1
1.0651 | 2.3758 | 1
18.1203 | 52.3064 | 1
21.3447 | 11.3902 | 1
1.8034 | 12.3419 | 1
19.6341 | 28.2427 | 1
12.3656 | 50.3962 | 1
20.3367 | 9.058 | 1
5.1734 | 10.6144 | 1
5.1725 | 4.5384 | 1
10.2324 | 50.5713 | 1
13.1845 | 33.8796 | 1
16.2191 | 2.1487 | 1
15.8548 | 28.7243 | 1
17.4366 | 41.9215 | 1
22.507 | 1.1808 | 1
22.3047 | 33.7744 | 1
3.8325 | 40.1212 | 1
18.5692 | 40.7754 | 1
0.655 | 2.7281 | 1
13.492 | 10.5089 | 1
20.4031 | 19.7446 | 1
14.4204 | 17.0931 | 1
13.5707 | 38.3997 | 1
5.4802 | 53.4447 | 1
17.2587 | 47.3575 | 1
11.1915 | 16.0062 | 1
17.7247 | 29.3544 | 1
22.2485 | 30.8945 | 1
13.2438 | 49.9817 | 1
5.5531 | 6.3116 | 1
0.51876 | 17.945 | 1
17.6985 | 48.2936 | 1
13.7028 | 49.6285 | 1
17.9987 | 15.1356 | 1
8.4748 | 42.8302 | 1
16.2628 | 11.5738 | 1
17.6727 | 39.5704 | 1
19.2333 | 39.8315 | 1
5.5424 | 38.0852 | 1
17.9432 | 32.9668 | 1
22.1445 | 41.3311 | 1
17.636 | 38.9415 | 1
17.4512 | 16.3647 | 1
15.2345 | 44.0226 | 1
16.5813 | 53.2217 | 1
14.1996 | 21.741 | 1
2.4581 | 6.8562 | 1
14.0824 | 15.3218 | 1
18.8017 | 54.5147 | 1
8.7924 | 16.686 | 1
16.9364 | 50.635 | 1
20.4363 | 33.0314 | 1
2.3213 | 28.3854 | 1
8.2056 | 27.8638 | 1
17.4506 | 33.6202 | 1
5.9797 | 8.3331 | 1
4.3602 | 11.9023 | 1
9.5526 | 22.1813 | 1
0.80297 | 27.5141 | 1
8.2373 | 48.8925 | 1
15.6107 | 26.0603 | 1
8.27 | 10.0441 | 1
4.3408 | 23.6768 | 1
19.3765 | 40.9975 | 1
22.2452 | 12.4973 | 1
8.8554 | 33.5473 | 1
20.4921 | 34.8159 | 1
3.2164 | 22.0042 | 1
22.3836 | 42.2309 | 1
19.5772 | 43.2211 | 1
18.424 | 9.9062 | 1
2.0777 | 0.46388 | 1
17.3649 | 9.7242 | 1
12.0281 | 47.9392 | 1
10.4629 | 44.175 | 1
22.7757 | 26.243 | 1
7.4583 | 51.8937 | 1
22.7343 | 52.1986 | 1
9.3571 | 32.8374 | 1
5.968 | 8.7774 | 1
4.6947 | 30.0847 | 1
5.9691 | 46.3945 | 1
14.5103 | 33.2705 | 1
14.4677 | 24.9031 | 1
10.9827 | 2.2848 | 1
23.1275 | 26.6158 | 1
15.4127 | 50.042 | 1
18.0523 | 23.1412 | 1
8.1706 | 5.3119 | 1
20.5068 | 36.6666 | 1
20.1489 | 54.9293 | 1
2.1708 | 46.6045 | 1
15.2627 | 2.1478 | 1
15.6978 | 8.2636 | 1
3.8146 | 54.9685 | 1
2.6864 | 17.4912 | 1
4.0952 | 37.3825 | 1
5.8077 | 12.5472 | 1
18.8224 | 13.6042 | 1
10.0773 | 37.7258 | 1
4.0441 | 39.0374 | 1
3.7014 | 4.9929 | 1
5.4955 | 37.0422 | 1
12.223 | 16.483 | 1
19.0198 | 21.3239 | 1
7.336 | 8.5808 | 1
22.8822 | 8.7464 | 1
1.4605 | 25.1224 | 1
12.743 | 14.2713 | 1
7.0174 | 51.0172 | 1
12.0681 | 46.576 | 1
14.2915 | 33.0278 | 1
18 | 47.032 | 1
9.3695 | 13.9326 | 1
2.6931 | 4.4578 | 1
0.31215 | 16.4833 | 1
7.1745 | 12.9092 | 1
22.2182 | 50.6115 | 1
21.2046 | 13.61 | 1
12.0215 | 51.0851 | 1
17.3718 | 31.5173 | 1
14.4796 | 33.6825 | 1
11.8312 | 10.7002 | 1
6.6218 | 33.2917 | 1
5.9842 | 3.7477 | 1
21.8416 | 28.8869 | 1
8.9565 | 33.2871 | 1
15.1401 | 48.7614 | 1
18.1746 | 53.4621 | 1
14.1093 | 53.7938 | 1
15.2455 | 17.0917 | 1
18.966 | 35.8212 | 1
3.4286 | 3.1977 | 1
9.3484 | 39.9013 | 1
8.9402 | 40.4356 | 1
20.0841 | 12.8886 | 1
21.1721 | 45.768 | 1
20.3821 | 33.5405 | 1
4.9749 | 2.4982 | 1
15.6591 | 17.9745 | 1
14.3059 | 38.1351 | 1
4.1057 | 6.9319 | 1
12.5317 | 26.9046 | 1
20.2214 | 10.1033 | 1
11.4688 | 22.7942 | 1
9.8053 | 32.5067 | 1
22.4429 | 25.344 | 1
1.7829 | 6.5648 | 1
17.2071 | 53.8611 | 1
21.3327 | 30.3891 | 1
11.7117 | 12.5418 | 1
21.0654 | 36.1963 | 1
20.5821 | 25.1429 | 1
3.1802 | 7.7229 | 1
13.3915 | 20.8708 | 1
3.9025 | 38.2709 | 1
16.5551 | 5.2699 | 1
21.9588 | 35.632 | 1
20.8209 | 22.6121 | 1
8.5085 | 35.6234 | 1
16.1269 | 14.0707 | 1
9.9675 | 0.97121 | 1
3.696 | 16.8349 | 1
18.2217 | 46.4423 | 1
6.1296 | 42.764 | 1
20.6165 | 41.8205 | 1
14.0755 | 16.8808 | 1
19.4693 | 1.8358 | 1
8.8312 | 24.1625 | 1
16.6642 | 2.7511 | 1
3.5861 | 3.8736 | 1
10.4488 | 46.3889 | 1
18.9015 | 7.3861 | 1
17.6596 | 5.2807 | 1
15.2214 | 46.6735 | 1
14.2057 | 18.9631 | 1
0.69184 | 27.6742 | 1
3.1378 | 21.4374 | 1
11.6302 | 4.3427 | 1
20.8145 | 18.4017 | 1
4.8369 | 51.8367 | 1
12.2648 | 49.967 | 1
8.5368 | 8.4706 | 1
19.911 | 31.4666 | 1
2.3462 | 13.1733 | 1
5.3274 | 31.4511 | 1
20.6263 | 2.9822 | 1
4.3294 | 43.9805 | 1
18.3249 | 34.729 | 1
19.9407 | 4.8502 | 1
10.7197 | 28.7884 | 1
3.203 | 21.4163 | 1
18.768 | 48.7524 | 1
22.503 | 42.1124 | 1
8.9963 | 33.7034 | 1
1.1737 | 17.639 | 1
20.236 | 47.2365 | 1
10.3131 | 27.5862 | 1
9.5061 | 38.48 | 1
2.6396 | 52.6381 | 1
15.0505 | 53.7075 | 1
18.8333 | 47.056 | 1
4.8606 | 31.2765 | 1
4.7562 | 1.1292 | 1
0.47302 | 11.1663 | 1
23.2358 | 27.4518 | 1
1.6075 | 54.4634 | 1
18.5744 | 51.0547 | 1
8.1269 | 33.0846 | 1
0.038063 | 36.766 | 1
13.7357 | 33.4303 | 1
6.4939 | 51.3114 | 1
8.9386 | 41.8779 | 1
23.1508 | 34.2528 | 1
19.2652 | 28.3591 | 1
18.0678 | 37.2498 | 1
17.6801 | 7.6055 | 1
1.3694 | 5.7061 | 1
8.3172 | 25.152 | 1
9.3396 | 8.0179 | 1
8.1828 | 43.5712 | 1
3.8576 | 54.9167 | 1
4.792 | 3.7142 | 1
12.825 | 12.9223 | 1
17.7471 | 7.1318 | 1
14.8234 | 4.1751 | 1
8.8095 | 39.1735 | 1
10.2245 | 22.4803 | 1
10.1935 | 36.3588 | 1
17.141 | 46.8981 | 1
15.3918 | 0.71182 | 1
9.9722 | 29.2609 | 1
3.439 | 35.6432 | 1
19.3962 | 29.2614 | 1
5.8091 | 18.8668 | 1
3.6215 | 29.3446 | 1
18.762 | 50.4167 | 1
11.6587 | 8.4255 | 1
3.7058 | 14.3072 | 1
0.46055 | 21.8577 | 1
21.2829 | 3.4564 | 1
12.7502 | 22.1212 | 1
20.1063 | 21.827 | 1
21.8833 | 46.2088 | 1
21.125 | 25.5584 | 1
4.9577 | 50.5348 | 1
22.8002 | 14.6248 | 1
6.9538 | 54.3408 | 1
16.7442 | 10.4305 | 1
6.7299 | 4.4406 | 1
1.3371 | 2.9799 | 1
17.6692 | 21.9371 | 1
21.9446 | 3.823 | 1
2.4478 | 35.7051 | 1
0.81667 | 38.88 | 1
6.4223 | 5.4439 | 1
22.8864 | 29.0465 | 1
3.3309 | 39.105 | 1
0.60486 | 49.7236 | 1
11.2233 | 44.6489 | 1
12.9047 | 26.5617 | 1
12.8045 | 47.4847 | 1
8.1158 | 27.09 | 1
6.1959 | 26.4361 | 1
15.3389 | 35.9666 | 1
17.0769 | 54.8866 | 1
2.2077 | 52.1177 | 1
1.6857 | 31.8713 | 1
4.3566 | 27.8926 | 1
11.3544 | 8.3982 | 1
5.8343 | 43.0498 | 1
11.2511 | 27.2111 | 1
20.1073 | 26.7274 | 1
6.0789 | 44.7532 | 1
20.7239 | 19.391 | 1
7.401 | 41.4299 | 1
1.0167 | 45.742 | 1
16.3709 | 18.943 | 1
18.48 | 48.6412 | 1
23.0032 | 23.6135 | 1
3.3253 | 41.9535 | 1
19.2655 | 42.1106 | 1
15.8694 | 15.1833 | 1
4.503 | 7.2175 | 1
0.91229 | 35.3761 | 1
10.198 | 43.9927 | 1
5.5234 | 24.5456 | 1
1.9022 | 51.2897 | 1
22.6233 | 47.6321 | 1
16.0365 | 12.6146 | 1
8.5294 | 39.3723 | 1
6.4243 | 6.51 | 1
16.6688 | 37.5889 | 1
21.8401 | 17.2619 | 1
22.3779 | 9.6502 | 1
14.3917 | 40.7524 | 1
11.8088 | 48.1979 | 1
0.4083 | 29.2057 | 1
0.044638 | 48.158 | 1
14.374 | 4.9824 | 1
15.4845 | 10.3862 | 1
5.6624 | 12.3312 | 1
21.0093 | 15.1224 | 1
4.9245 | 54.6529 | 1
20.8881 | 42.846 | 1
1.4986 | 49.1381 | 1
20.6551 | 4.3378 | 1
8.7411 | 27.7638 | 1
9.3008 | 50.6086 | 1
8.3611 | 24.7434 | 1
15.1575 | 15.3921 | 1
12.029 | 25.5596 | 1
15.8639 | 9.2031 | 1
21.3955 | 34.22 | 1
12.8742 | 45.8728 | 1
8.6198 | 42.2621 | 1
6.2002 | 34.7277 | 1
12.2453 | 47.0369 | 1
18.1243 | 7.5333 | 1
18.5219 | 29.2203 | 1
2.4693 | 1.2393 | 1
12.1779 | 17.673 | 1
8.5398 | 25.7018 | 1
13.229 | 33.3839 | 1
4.1967 | 30.22 | 1
13.5438 | 13.2695 | 1
11.1203 | 4.3114 | 1
0.42517 | 20.5179 | 1
3.3871 | 47.4568 | 1
14.9875 | 8.2589 | 1
21.152 | 17.6498 | 1
7.0594 | 4.2674 | 1
16.9327 | 44.2542 | 1
8.5003 | 31.4246 | 1
20.0683 | 20.4363 | 1
1.0199 | 10.9657 | 1
9.5258 | 13.3096 | 1
8.0209 | 26.127 | 1
8.6815 | 22.8104 | 1
22.9899 | 23.2714 | 1
12.8474 | 28.6087 | 1
12.7037 | 27.3595 | 1
22.7989 | 22.1364 | 1
16.2031 | 25.7706 | 1
17.0627 | 38.1464 | 1
14.9444 | 4.9238 | 1
19.0898 | 46.5599 | 1
11.1676 | 8.2539 | 1
11.8662 | 14.6347 | 1
0.76732 | 54.1486 | 1
15.7104 | 31.0564 | 1
5.9782 | 33.8782 | 1
2.1176 | 53.3917 | 1
15.9845 | 32.2629 | 1
4.5982 | 31.7797 | 1
0.27106 | 29.854 | 1
18.4454 | 47.9627 | 1
2.2738 | 49.1226 | 1
10.7031 | 10.9771 | 1
11.1348 | 51.3099 | 1
2.4853 | 14.6606 | 1
6.6654 | 18.398 | 1
21.0011 | 10.6813 | 1
9.4498 | 15.3401 | 1
0.95766 | 34.8206 | 1
19.42 | 2.1138 | 1
5.838 | 54.4124 | 1
7.4409 | 44.9198 | 1
16.8104 | 16.2679 | 1
10.504 | 50.1 | 1
15.9885 | 40.8803 | 1
12.177 | 49.114 | 1
23.2798 | 50.9985 | 1
3.7415 | 49.7126 | 1
0.57642 | 51.6124 | 1
22.5755 | 36.3709 | 1
17.9331 | 36.3465 | 1
13.4491 | 18.4085 | 1
20.2775 | 8.5718 | 1
10.4289 | 40.6458 | 1
12.4196 | 35.9722 | 1
14.3854 | 19.196 | 1
17.7115 | 30.3834 | 1
12.2774 | 2.8098 | 1
0.41887 | 32.5476 | 1
9.255 | 49.8868 | 1
13.8154 | 33.843 | 1
22.2487 | 54.1801 | 1
9.2329 | 39.302 | 1
0.86535 | 33.8803 | 1
18.253 | 28.8967 | 1
21.0886 | 14.3693 | 1
3.4185 | 11.7899 | 1
0.80078 | 23.8467 | 1
15.4803 | 0.89106 | 1
12.4844 | 45.5328 | 1
5.6059 | 20.8553 | 1
2.5406 | 55.0567 | 1
3.307 | 14.5639 | 1
10.4383 | 18.9474 | 1
8.3065 | 33.6938 | 1
10.3349 | 24.9742 | 1
8.2003 | 53.9001 | 1
21.4418 | 26.8519 | 1
2.181 | 47.6724 | 1
21.7301 | 37.8418 | 1
10.1628 | 14.9386 | 1
12.3565 | 32.7901 | 1
17.8174 | 23.7404 | 1
4.5878 | 39.4734 | 1
2.1775 | 16.0885 | 1
13.2366 | 35.7332 | 1
8.1991 | 5.8868 | 1
4.1012 | 28.8613 | 1
1.1459 | 11.4099 | 1
16.0397 | 30.4407 | 1
1.2418 | 7.0822 | 1
11.1201 | 6.3742 | 1
10.9963 | 17.7522 | 1
10.9231 | 34.6756 | 1
19.0794 | 46.4362 | 1
17.4369 | 9.2475 | 1
5.1478 | 9.9336 | 1
15.7836 | 1.2607 | 1
14.0073 | 2.5248 | 1
10.6444 | 7.1272 | 1
11.7153 | 13.6281 | 1
5.9437 | 3.4951 | 1
11.9596 | 29.9516 | 1
22.0259 | 46.279 | 1
21.7647 | 2.171 | 1
9.1622 | 54.7005 | 1
20.221 | 2.3046 | 1
18.538 | 2.4355 | 1
9.8609 | 36.4408 | 1
20.7308 | 8.472 | 1
20.0778 | 21.7103 | 1
6.8918 | 18.2256 | 1
11.2372 | 14.3916 | 1
17.5467 | 34.6733 | 1
14.0127 | 5.4819 | 1
14.5384 | 30.0073 | 1
0.97768 | 32.4097 | 1
3.457 | 33.2714 | 1
4.2228 | 46.1308 | 1
3.3438 | 29.9076 | 1
1.0263 | 36.2385 | 1
2.4301 | 49.7338 | 1
15.642 | 20.4403 | 1
16.6185 | 35.4996 | 1
9.1611 | 18.4391 | 1
21.5123 | 32.5343 | 1
7.8928 | 21.313 | 1
8.5064 | 39.0659 | 1
2.3702 | 23.9397 | 1
18.6061 | 3.6738 | 1
22.951 | 11.9418 | 1
12.87 | 39.897 | 1
20.6162 | 54.0366 | 1
11.4335 | 43.1161 | 1
0.84004 | 27.0627 | 1
18.1516 | 12.2489 | 1
14.8191 | 13.9682 | 1
2.4255 | 26.9165 | 1
1.8834 | 43.7735 | 1
9.0498 | 23.7298 | 1
1.1164 | 42.4306 | 1
8.2467 | 37.2031 | 1
14.0738 | 2.5791 | 1
2.0333 | 30.5676 | 1
15.5857 | 34.4137 | 1
20.8585 | 9.7805 | 1
20.9884 | 13.2203 | 1
6.34 | 8.2394 | 1
10.5653 | 19.2308 | 1
23.1024 | 14.1479 | 1
17.2685 | 17.1872 | 1
17.0273 | 19.5768 | 1
15.6269 | 16.2216 | 1
7.549 | 49.6185 | 1
18.3446 | 52.1525 | 1
4.6284 | 35.9011 | 1
17.1331 | 9.6668 | 1
19.2163 | 18.2639 | 1
5.481 | 46.1326 | 1
18.2519 | 49.44 | 1
10.046 | 54.8354 | 1
8.3847 | 29.1759 | 1
1.0949 | 19.5064 | 1
19.8538 | 1.0357 | 1
19.0906 | 37.6833 | 1
16.2783 | 30.707 | 1
8.2457 | 39.8191 | 1
20.3912 | 20.0451 | 1
0.47604 | 35.2324 | 1
8.68 | 4.8381 | 1
7.746 | 31.7775 | 1
18.4115 | 47.0388 | 1
2.8342 | 42.3696 | 1
13.841 | 1.5381 | 1
22.8869 | 54.8242 | 1
22.7746 | 26.322 | 1
10.162 | 30.0436 | 1
5.2216 | 37.4521 | 1
9.9902 | 25.8212 | 1
5.9053 | 11.326 | 1
3.3478 | 4.9215 | 1
8.4787 | 38.5008 | 1
4.7449 | 30.9176 | 1
9.4794 | 20.0265 | 1
0.076539 | 12.3186 | 1
4.7567 | 10.3645 | 1
8.6984 | 26.4754 | 1
5.1568 | 12.5752 | 1
4.5768 | 22.6379 | 1
4.4652 | 34.2629 | 1
16.1973 | 29.8525 | 1
21.3226 | 40.6497 | 1
2.0559 | 23.9417 | 1
8.2299 | 52.3083 | 1
22.8202 | 20.3214 | 1
17.2985 | 52.7427 | 1
22.9168 | 4.7986 | 1
0.43464 | 34.9036 | 1
11.8221 | 41.2663 | 1
6.6773 | 17.5359 | 1
14.3905 | 4.5085 | 1
12.0826 | 29.1257 | 1
19.9761 | 54.0417 | 1
12.7751 | 29.513 | 1
6.4942 | 2.5556 | 1
6.064 | 20.3395 | 1
21.9261 | 8.4333 | 1
16.0379 | 29.2684 | 1
3.365 | 50.2329 | 1
6.761 | 35.2739 | 1
6.12 | 19.2254 | 1
15.5396 | 45.1387 | 1
7.9374 | 54.9108 | 1
8.971 | 53.0976 | 1
9.8985 | 19.2917 | 1
3.7604 | 18.6622 | 1
18.6859 | 39.951 | 1
1.2343 | 31.6393 | 1
18.5846 | 47.6988 | 1
1.837 | 14.4569 | 1
1.3952 | 1.6589 | 1
13.5613 | 18.5605 | 1
2.3528 | 30.0491 | 1
21.3643 | 10.3394 | 1
16.7894 | 43.0732 | 1
12.6152 | 48.4637 | 1
18.4598 | 26.6097 | 1
5.7475 | 43.3663 | 1
17.3085 | 32.6941 | 1
1.4744 | 35.5772 | 1
0.55641 | 25.3135 | 1
4.6219 | 41.5374 | 1
22.1724 | 5.5925 | 1
15.2927 | 44.2183 | 1
9.9209 | 13.9349 | 1
11.8304 | 14.3218 | 1
12.2333 | 39.2615 | 1
11.2713 | 26.4118 | 1
4.4561 | 5.085 | 1
20.5892 | 9.4471 | 1
10.6449 | 15.862 | 1
19.9957 | 25.349 | 1
8.4094 | 6.4971 | 1
20.1819 | 16.832 | 1
4.3764 | 32.1767 | 1
1.5679 | 54.6225 | 1
9.9092 | 49.778 | 1
8.7704 | 24.6774 | 1
10.8738 | 35.9753 | 1
20.2397 | 25.6419 | 1
12.2607 | 47.4869 | 1
3.8271 | 16.6515 | 1
16.8094 | 7.3917 | 1
12.7877 | 38.1357 | 1
3.299 | 9.4872 | 1
20.1972 | 53.305 | 1
11.0563 | 1.6681 | 1
10.4023 | 39.7822 | 1
12.0096 | 39.3006 | 1
22.8956 | 1.4256 | 1
6.5473 | 41.183 | 1
8.6986 | 32.9593 | 1
6.6011 | 43.0536 | 1
6.8294 | 3.0927 | 1
13.0862 | 27.1395 | 1
15.9046 | 25.1157 | 1
1.4527 | 14.798 | 1
18.1769 | 16.5759 | 1
3.239 | 33.8882 | 1
19.1037 | 2.7011 | 1
16.9046 | 25.9512 | 1
3.1058 | 35.4977 | 1
15.3844 | 6.8536 | 1
13.4462 | 40.8585 | 1
7.7043 | 30.5125 | 1
0.14721 | 2.3885 | 1
17.285 | 29.5422 | 1
12.5927 | 22.0075 | 1
1.8691 | 31.0549 | 1
19.2463 | 19.4372 | 1
18.7002 | 30.7194 | 1
12.0854 | 46.2227 | 1
21.3342 | 1.136 | 1
20.8052 | 8.6268 | 1
9.1765 | 27.6517 | 1
12.2099 | 8.5929 | 1
20.3685 | 32.4105 | 1
19.7869 | 9.4913 | 1
12.5566 | 0.40092 | 1
15.4625 | 41.8124 | 1
5.6649 | 14.362 | 1
1.4804 | 20.976 | 1
0.79705 | 2.9867 | 1
6.6668 | 29.2235 | 1
11.7332 | 49.4461 | 1
21.9575 | 25.23 | 1
1.1675 | 32.4168 | 1
17.634 | 28.3023 | 1
19.0925 | 29.5762 | 1
8.3902 | 20.244 | 1
22.9402 | 9.5832 | 1
7.2361 | 30.3054 | 1
5.7824 | 20.6522 | 1
7.9945 | 30.5177 | 1
18.15 | 22.3975 | 1
23.256 | 3.7997 | 1
1.7114 | 54.5792 | 1
18.0737 | 4.0919 | 1
8.4262 | 29.7029 | 1
7.5792 | 30.7618 | 1
10.4947 | 51.7961 | 1
8.8476 | 35.235 | 1
4.6703 | 14.0074 | 1
19.1122 | 52.2612 | 1
19.8855 | 45.9757 | 1
5.5149 | 20.5288 | 1
12.0593 | 24.1949 | 1
3.3237 | 29.2606 | 1
17.0078 | 42.9099 | 1
8.1877 | 3.1177 | 1
20.3757 | 54.0782 | 1
18.0288 | 10.9668 | 1
9.4921 | 30.18 | 1
16.4356 | 42.9923 | 1
0.86413 | 33.8034 | 1
0.47428 | 21.249 | 1
13.3146 | 53.4521 | 1
17.9352 | 46.3528 | 1
7.9179 | 47.647 | 1
15.7203 | 20.5847 | 1
22.5515 | 2.9148 | 1
3.4737 | 12.3578 | 1
15.5299 | 52.1592 | 1
23.0645 | 25.9627 | 1
21.868 | 6.3246 | 1
18.0923 | 43.612 | 1
16.801 | 43.9064 | 1
21.3875 | 19.7146 | 1
11.7979 | 28.8618 | 1
4.6464 | 43.9667 | 1
2.1874 | 15.3994 | 1
22.3399 | 49.8309 | 1
13.324 | 22.7252 | 1
17.2214 | 33.9212 | 1
13.5136 | 36.0246 | 1
17.4956 | 19.9282 | 1
7.863 | 17.8371 | 1
6.4351 | 2.2032 | 1
17.8844 | 7.9796 | 1
8.235 | 45.928 | 1
0.54895 | 37.1882 | 1
1.9363 | 51.2227 | 1
18.167 | 51.0601 | 1
6.206 | 19.454 | 1
19.5733 | 50.5687 | 1
6.0883 | 27.178 | 1
4.0242 | 26.2409 | 1
3.3212 | 46.9966 | 1
13.6404 | 49.5132 | 1
1.0679 | 45.2569 | 1
6.1744 | 16.66 | 1
12.7495 | 3.6221 | 1
9.5921 | 22.0457 | 1
15.8369 | 25.8296 | 1
4.3099 | 21.8837 | 1
14.6054 | 19.892 | 1
21.618 | 52.5782 | 1
10.6309 | 42.66 | 1
6.3574 | 3.9596 | 1
5.6232 | 51.3035 | 1
14.0356 | 50.0262 | 1
15.7614 | 53.4099 | 1
7.0871 | 4.2816 | 1
11.7039 | 33.8624 | 1
6.2667 | 39.2529 | 1
12.437 | 54.9163 | 1
8.2136 | 40.5712 | 1
18.0576 | 53.6564 | 1
1.1739 | 35.396 | 1
9.1548 | 31.2817 | 1
10.6876 | 26.1573 | 1
21.5467 | 12.2507 | 1
8.9951 | 11.9364 | 1
21.882 | 21.5648 | 1
13.6615 | 2.2753 | 1
8.8466 | 12.1307 | 1
6.2562 | 0.40871 | 1
11.5633 | 35.8638 | 1
18.7329 | 30.7982 | 1
11.1264 | 42.4117 | 1
2.3689 | 21.0431 | 1
7.0538 | 40.788 | 1
15.096 | 38.2913 | 1
10.5993 | 27.9841 | 1
19.6481 | 55.2638 | 1
4.5861 | 13.3567 | 1
10.6959 | 14.2001 | 1
4.7858 | 33.28 | 1
16.8054 | 36.7374 | 1
13.0469 | 43.8276 | 1
13.376 | 17.3641 | 1
6.2498 | 51.504 | 1
15.2289 | 33.0579 | 1
15.5085 | 54.0183 | 1
17.3846 | 24.5244 | 1
19.9174 | 25.5413 | 1
8.1937 | 32.728 | 1
10.9054 | 25.1073 | 1
21.1217 | 51.2368 | 1
1.1927 | 46.7962 | 1
1.544 | 32.392 | 1
17.4898 | 2.3816 | 1
19.7793 | 28.9733 | 1
21.9511 | 14.8062 | 1
8.6448 | 26.3551 | 1
4.2322 | 19.7823 | 1
19.6748 | 20.1772 | 1
15.612 | 47.4659 | 1
8.6582 | 47.4642 | 1
12.9844 | 3.8583 | 1
21.5685 | 30.585 | 1
11.7231 | 24.8787 | 1
12.4293 | 2.5954 | 1
2.9206 | 22.4721 | 1
16.814 | 44.6633 | 1
22.1658 | 44.3514 | 1
4.6331 | 51.9104 | 1
17.4201 | 0.49575 | 1
17.0858 | 28.1204 | 1
14.5058 | 21.2464 | 1
9.9061 | 14.7331 | 1
8.6648 | 29.7986 | 1
16.9263 | 22.8391 | 1
13.5054 | 8.5024 | 1
10.5713 | 3.4685 | 1
23.2627 | 34.8284 | 1
9.207 | 52.3124 | 1
11.011 | 42.9433 | 1
15.2054 | 14.3583 | 1
6.6413 | 42.6964 | 1
17.2539 | 28.3132 | 1
1.64 | 41.7425 | 1
17.1134 | 40.0971 | 1
1.2488 | 31.7022 | 1
9.1481 | 29.841 | 1
11.668 | 41.3628 | 1
22.7101 | 53.9268 | 1
0.04936 | 55.1331 | 1
2.0824 | 17.0516 | 1
23.1558 | 23.7459 | 1
0.2211 | 37.8787 | 1
13.3918 | 4.6851 | 1
23.0387 | 24.7223 | 1
21.0157 | 52.4451 | 1
17.563 | 42.9379 | 1
12.1498 | 3.966 | 1
19.2614 | 37.9256 | 1
4.4078 | 34.8999 | 1
2.8201 | 7.9644 | 1
9.8231 | 18.9179 | 1
19.8899 | 4.0631 | 1
1.0608 | 19.7806 | 1
20.5816 | 29.7163 | 1
10.7492 | 43.1472 | 1
18.3534 | 1.4382 | 1
21.7958 | 25.3979 | 1
13.8496 | 39.1278 | 1
12.5403 | 6.6482 | 1
16.3728 | 0.97411 | 1
17.1881 | 40.2681 | 1
4.0428 | 9.2249 | 1
6.2409 | 38.1255 | 1
16.8973 | 11.5554 | 1
12.4395 | 16.1276 | 1
19.2005 | 28.9715 | 1
18.0157 | 38.7024 | 1
21.735 | 37.0926 | 1
15.9948 | 38.3596 | 1
19.0045 | 48.3335 | 1
7.3163 | 42.8321 | 1
17.4171 | 48.613 | 1
15.9314 | 2.2432 | 1
3.9419 | 6.319 | 1
6.3218 | 6.0577 | 1
12.1557 | 39.2221 | 1
21.8859 | 31.6799 | 1
3.1416 | 44.7328 | 1
14.4333 | 28.7936 | 1
9.3605 | 41.1302 | 1
4.7298 | 35.7439 | 1
3.5869 | 9.1421 | 1
11.8262 | 42.3995 | 1
3.937 | 48.9044 | 1
20.5256 | 48.4975 | 1
11.6941 | 34.8287 | 1
12.8211 | 48.4178 | 1
13.9674 | 26.5034 | 1
2.6378 | 33.2339 | 1
21.888 | 30.3064 | 1
21.192 | 34.6687 | 1
15.6286 | 28.4266 | 1
18.0091 | 44.3851 | 1
23.247 | 17.6677 | 1
2.8039 | 4.2905 | 1
15.9828 | 27.9063 | 1
8.2419 | 48.2386 | 1
21.4932 | 11.0842 | 1
22.9325 | 7.9592 | 1
21.9947 | 30.1864 | 1
17.2174 | 44.9071 | 1
4.061 | 27.4163 | 1
4.4876 | 17.1836 | 1
14.1006 | 24.682 | 1
3.644 | 36.8763 | 1
18.8016 | 2.9584 | 1
21.1547 | 30.0628 | 1
16.912 | 26.2903 | 1
5.3114 | 17.1481 | 1
10.4141 | 40.5123 | 1
2.6342 | 30.1281 | 1
21.2668 | 26.615 | 1
6.4726 | 15.034 | 1
22.6213 | 10.889 | 1
2.3823 | 19.5556 | 1
22.652 | 27.4299 | 1
13.3114 | 48.1014 | 1
2.6831 | 23.7748 | 1
10.9644 | 40.1342 | 1
12.4163 | 32.6089 | 1
4.2021 | 24.7905 | 1
1.8098 | 18.1018 | 1
22.0441 | 20.5171 | 1
2.285 | 43.506 | 1
2.3424 | 46.0315 | 1
11.4543 | 39.9742 | 1
1.4434 | 23.3786 | 1
5.2185 | 13.0222 | 1
14.6545 | 44.9539 | 1
19.582 | 5.5528 | 1
22.2285 | 34.3412 | 1
3.8747 | 12.8672 | 1
9.0268 | 24.7995 | 1
6.5683 | 47.0977 | 1
0.1738 | 4.161 | 1
18.5371 | 10.9854 | 1
19.5265 | 5.8664 | 1
14.5069 | 36.3702 | 1
18.232 | 8.1173 | 1
12.5366 | 22.5587 | 1
19.2193 | 53.9196 | 1
1.5876 | 28.717 | 1
23.179 | 36.4775 | 1
9.0732 | 36.0183 | 1
22.9688 | 38.6893 | 1
22.4506 | 43.2076 | 1
0.18102 | 50.1351 | 1
7.6858 | 42.2937 | 1
10.1307 | 9.1754 | 1
14.5868 | 46.3747 | 1
3.865 | 27.2021 | 1
6.4307 | 51.02 | 1
13.8631 | 12.4212 | 1
13.6511 | 25.1521 | 1
1.2642 | 5.0789 | 1
22.9633 | 14.6156 | 1
9.2456 | 30.06 | 1
5.2391 | 21.2931 | 1
9.8831 | 29.3896 | 1
23.1807 | 9.8208 | 1
2.1013 | 29.8241 | 1
13.6323 | 2.6691 | 1
19.3462 | 12.4767 | 1
8.3708 | 49.9094 | 1
17.0519 | 38.535 | 1
17.3087 | 47.5366 | 1
6.0966 | 37.1582 | 1
8.9839 | 38.0405 | 1
1.6574 | 53.1027 | 1
14.3772 | 24.2449 | 1
14.0594 | 13.5424 | 1
5.4168 | 47.7868 | 1
5.6463 | 36.7248 | 1
13.2349 | 49.1335 | 1
20.4947 | 42.0159 | 1
12.4257 | 17.0688 | 1
10.7636 | 42.8157 | 1
12.9844 | 55.0666 | 1
3.6839 | 14.4645 | 1
3.633 | 36.3957 | 1
17.9845 | 48.7232 | 1
7.0891 | 54.2088 | 1
18.5232 | 41.4947 | 1
0.080659 | 22.458 | 1
18.5932 | 12.1506 | 1
14.8896 | 45.0513 | 1
10.4836 | 42.323 | 1
0.52876 | 22.786 | 1
7.952 | 4.6361 | 1
17.2233 | 14.7895 | 1
11.415 | 19.4483 | 1
20.1436 | 14.9124 | 1
12.3423 | 48.7792 | 1
1.738 | 36.6349 | 1
5.5074 | 6.4638 | 1
23.2459 | 22.2326 | 1
22.9013 | 55.1422 | 1
9.0774 | 0.60772 | 1
16.5186 | 11.4178 | 1
7.64 | 9.3929 | 1
9.0214 | 29.7172 | 1
6.475 | 45.306 | 1
23.1762 | 49.1606 | 1
15.8166 | 41.3755 | 1
5.2953 | 26.7468 | 1
7.2909 | 31.3653 | 1
14.5235 | 14.4999 | 1
1.0397 | 17.5711 | 1
19.7027 | 31.5509 | 1
4.0458 | 46.0578 | 1
11.4169 | 2.6251 | 1
10.7621 | 28.4908 | 1
10.6732 | 30.7582 | 1
2.3806 | 34.5365 | 1
17.0835 | 46.9687 | 1
17.6572 | 51.6791 | 1
1.3287 | 9.5185 | 1
22.7512 | 19.693 | 1
7.1773 | 2.6491 | 1
2.4667 | 26.7205 | 1
5.3668 | 25.7586 | 1
16.1245 | 32.612 | 1
21.5882 | 17.4287 | 1
4.4897 | 12.8235 | 1
3.5602 | 20.1026 | 1
6.6404 | 33.7077 | 1
9.2319 | 38.0847 | 1
4.6712 | 13.9181 | 1
11.7454 | 21.9361 | 1
5.2503 | 37.1883 | 1
20.3843 | 1.8637 | 1
6.1253 | 45.6514 | 1
6.4806 | 27.6559 | 1
18.8541 | 8.4071 | 1
15.6961 | 35.1993 | 1
12.0738 | 38.0664 | 1
14.4384 | 44.0156 | 1
23.196 | 37.129 | 1
16.9889 | 38.8449 | 1
10.6413 | 32.7683 | 1
15.9086 | 48.1038 | 1
19.4599 | 22.5339 | 1
19.4117 | 6.5651 | 1
12.9844 | 29.9956 | 1
11.7383 | 46.5327 | 1
21.8417 | 46.2103 | 1
22.825 | 48.6036 | 1
0.3705 | 16.0755 | 1
13.436 | 34.447 | 1
12.3458 | 53.7545 | 1
20.971 | 46.5778 | 1
18.0764 | 4.7263 | 1
19.8685 | 45.0058 | 1
17.1711 | 16.2407 | 1
18.5803 | 50.9274 | 1
0.44582 | 1.6056 | 1
13.9969 | 2.8113 | 1
17.1384 | 31.4873 | 1
14.6453 | 38.8608 | 1
6.8172 | 18.6337 | 1
3.4237 | 50.8345 | 1
10.2099 | 10.1597 | 1
9.1172 | 16.0383 | 1
6.9794 | 44.162 | 1
11.48 | 43.444 | 1
21.9781 | 49.7661 | 1
4.6059 | 3.7514 | 1
17.8083 | 23.5097 | 1
9.2406 | 23.9786 | 1
8.9286 | 22.5661 | 1
7.3445 | 41.7564 | 1
21.4988 | 11.4854 | 1
7.0146 | 36.4401 | 1
1.119 | 6.3107 | 1
4.1301 | 37.9903 | 1
6.443 | 50.4133 | 1
16.3596 | 20.247 | 1
1.2129 | 23.4631 | 1
1.5101 | 11.3333 | 1
1.88 | 30.9194 | 1
22.1721 | 3.0307 | 1
23.0968 | 9.4126 | 1
3.7557 | 4.83 | 1
10.3371 | 24.0925 | 1
10.3802 | 13.5246 | 1
18.7189 | 10.4577 | 1
20.1224 | 30.4764 | 1
5.2972 | 1.9382 | 1
5.8166 | 31.8738 | 1
22.7216 | 17.4764 | 1
11.4373 | 25.5236 | 1
10.7222 | 11.3683 | 1
5.4126 | 38.1843 | 1
20.6022 | 3.1562 | 1
17.3014 | 12.8685 | 1
5.7971 | 52.234 | 1
18.4969 | 12.3672 | 1
17.9152 | 25.761 | 1
16.6595 | 5.3835 | 1
17.3666 | 21.9682 | 1
20.6641 | 2.4536 | 1
7.7458 | 25.2475 | 1
11.646 | 19.3422 | 1
15.4937 | 23.5942 | 1
13.0128 | 33.4583 | 1
9.9306 | 17.7828 | 1
10.2097 | 46.5704 | 1
0.51716 | 1.9035 | 1
7.1978 | 38.4651 | 1
18.9424 | 23.7706 | 1
4.9441 | 15.8147 | 1
0.6328 | 32.6573 | 1
14.5393 | 53.3258 | 1
15.014 | 14.2328 | 1
9.713 | 19.9072 | 1
2.0123 | 47.5056 | 1
0.57731 | 25.6921 | 1
17.4196 | 34.9536 | 1
19.0652 | 23.1561 | 1
3.0139 | 4.9393 | 1
3.5375 | 34.8754 | 1
4.093 | 1.8588 | 1
11.8514 | 8.3788 | 1
11.7571 | 45.7035 | 1
11.6753 | 6.272 | 1
0.80951 | 37.1919 | 1
9.9897 | 43.1476 | 1
8.225 | 37.4134 | 1
2.035 | 21.5718 | 1
0.57332 | 31.1349 | 1
17.008 | 25.0127 | 1
5.4638 | 30.017 | 1
10.5372 | 45.6726 | 1
2.2134 | 18.865 | 1
5.6292 | 41.0219 | 1
8.5121 | 5.3081 | 1
12.6518 | 30.2591 | 1
5.3285 | 17.1962 | 1
12.4218 | 9.5419 | 1
7.3444 | 53.587 | 1
7.6455 | 16.8047 | 1
7.0191 | 11.0173 | 1
10.7586 | 38.3647 | 1
17.1003 | 47.2336 | 1
16.9078 | 23.8232 | 1
6.6875 | 37.2918 | 1
21.0322 | 27.7831 | 1
11.6866 | 0.74032 | 1
4.051 | 10.9483 | 1
10.3082 | 47.4254 | 1
20.8973 | 7.395 | 1
18.523 | 38.7368 | 1
4.5548 | 11.917 | 1
16.0787 | 3.8895 | 1
20.5225 | 54.7644 | 1
4.2481 | 49.2784 | 1
7.9116 | 35.4977 | 1
19.2061 | 2.1389 | 1
13.3605 | 9.5861 | 1
11.0916 | 8.4588 | 1
0.18532 | 33.2983 | 1
0.96068 | 4.1001 | 1
2.195 | 46.8964 | 1
20.4209 | 46.4174 | 1
21.5604 | 20.0279 | 1
18.4063 | 46.9864 | 1
14.1764 | 11.7644 | 1
6.2209 | 43.0661 | 1
4.6231 | 53.4077 | 1
4.4633 | 21.0221 | 1
1.8422 | 8.8971 | 1
16.4478 | 49.8235 | 1
23.1958 | 42.0272 | 1
22.5662 | 10.8991 | 1
0.6435 | 2.7333 | 1
19.3011 | 45.0464 | 1
4.8558 | 17.5711 | 1
15.4273 | 12.439 | 1
10.5902 | 22.0826 | 1
16.1497 | 11.5262 | 1
8.001 | 15.1579 | 1
3.1636 | 24.0549 | 1
22.4126 | 39.2345 | 1
2.6165 | 30.0611 | 1
11.3062 | 22.5443 | 1
22.3523 | 44.576 | 1
4.943 | 31.6006 | 1
22.2823 | 13.2896 | 1
17.2709 | 37.1797 | 1
1.674 | 5.1424 | 1
21.5722 | 24.9664 | 1
7.8978 | 40.2263 | 1
22.9147 | 39.6242 | 1
14.7844 | 49.2046 | 1
15.1455 | 21.5022 | 1
12.2409 | 18.3982 | 1
19.035 | 4.6104 | 1
4.4313 | 17.6891 | 1
22.3596 | 44.9038 | 1
2.0434 | 21.7717 | 1
0.09994 | 3.4896 | 1
18.7025 | 25.1234 | 1
5.3531 | 4.4751 | 1
9.2156 | 17.305 | 1
13.8396 | 29.8334 | 1
5.8561 | 51.2473 | 1
18.9861 | 50.5309 | 1
13.1634 | 24.1987 | 1
10.1971 | 52.1509 | 1
12.9073 | 44.2056 | 1
17.5755 | 25.0755 | 1
8.8052 | 30.0407 | 1
9.2207 | 48.863 | 1
8.8879 | 49.8478 | 1
19.5167 | 37.9679 | 1
16.1702 | 41.5448 | 1
21.1557 | 48.5718 | 1
11.7686 | 52.5552 | 1
12.8311 | 36.0876 | 1
18.9922 | 24.8334 | 1
4.1695 | 12.251 | 1
20.8399 | 19.7441 | 1
16.7396 | 55.3207 | 1
3.966 | 45.7955 | 1
4.1125 | 20.2598 | 1
15.9297 | 16.0125 | 1
10.9752 | 15.3591 | 1
1.5793 | 46.8845 | 1
7.6767 | 35.3391 | 1
18.889 | 45.2007 | 1
7.3691 | 47.9418 | 1
21.4304 | 11.7975 | 1
3.8749 | 12.8697 | 1
19.7441 | 51.5768 | 1
1.2496 | 39.0094 | 1
10.0567 | 22.2727 | 1
3.8423 | 11.0848 | 1
15.8121 | 16.9344 | 1
14.8947 | 7.0538 | 1
16.9302 | 11.9798 | 1
4.9084 | 6.2568 | 1
21.7009 | 6.0717 | 1
0.90677 | 13.5646 | 1
9.5776 | 41.6111 | 1
20.8347 | 24.2441 | 1
11.0409 | 16.0696 | 1
16.2575 | 35.4772 | 1
19.3767 | 17.3184 | 1
18.4538 | 36.2621 | 1
12.7366 | 9.0962 | 1
5.6016 | 47.7805 | 1
1.1885 | 10.6213 | 1
16.8177 | 11.1669 | 1
21.5797 | 38.8747 | 1
14.0361 | 17.2116 | 1
8.4079 | 52.902 | 1
11.8194 | 11.4225 | 1
15.0272 | 51.627 | 1
23.043 | 2.1737 | 1
9.987 | 4.1195 | 1
16.4949 | 23.2318 | 1
11.8325 | 29.6304 | 1
14.1929 | 32.0984 | 1
17.8304 | 43.8461 | 1
7.8851 | 45.451 | 1
17.5091 | 15.0815 | 1
4.787 | 16.8725 | 1
21.212 | 3.9064 | 1
17.7606 | 54.4231 | 1
6.8623 | 55.1328 | 1
16.3717 | 8.5168 | 1
6.2128 | 30.658 | 1
2.2125 | 42.556 | 1
0.94246 | 44.5701 | 1
22.9909 | 9.0842 | 1
18.667 | 21.0875 | 1
1.9532 | 22.0521 | 1
16.717 | 8.0484 | 1
12.9865 | 17.082 | 1
10.6169 | 8.4628 | 1
14.7147 | 8.8744 | 1
15.7794 | 6.1692 | 1
9.7193 | 13.6017 | 1
15.8333 | 37.2414 | 1
7.7564 | 43.4223 | 1
9.1408 | 37.5163 | 1
1.5323 | 23.1992 | 1
15.2137 | 52.2834 | 1
5.1575 | 10.3962 | 1
23.2189 | 28.8579 | 1
22.5244 | 12.0742 | 1
6.8873 | 16.9112 | 1
5.175 | 32.1691 | 1
23.024 | 40.2811 | 1
9.4357 | 18.9681 | 1
1.1434 | 1.5331 | 1
7.8357 | 0.75156 | 1
12.9186 | 8.523 | 1
0.9232 | 8.4316 | 1
10.4556 | 36.0519 | 1
22.5366 | 2.2277 | 1
5.3786 | 19.2697 | 1
6.863 | 36.6488 | 1
5.4395 | 33.1144 | 1
22.8708 | 2.4132 | 1
8.9462 | 12.24 | 1
15.186 | 31.3026 | 1
0.57962 | 20.1804 | 1
8.7585 | 16.9799 | 1
5.5404 | 44.4038 | 1
5.4359 | 12.5101 | 1
9.3849 | 48.7 | 1
5.5786 | 53.5199 | 1
12.4552 | 2.5782 | 1
2.3936 | 50.9812 | 1
5.0487 | 29.4026 | 1
20.3638 | 50.5605 | 1
21.489 | 11.6734 | 1
5.5027 | 44.8001 | 1
13.844 | 41.9343 | 1
19.5562 | 19.5677 | 1
4.7434 | 37.6388 | 1
3.5868 | 23.3914 | 1
12.9983 | 20.7126 | 1
17.3833 | 1.6419 | 1
14.8503 | 4.9882 | 1
5.9429 | 43.4608 | 1
9.7125 | 1.5254 | 1
17.3771 | 0.73505 | 1
5.4278 | 19.7639 | 1
5.7393 | 36.6171 | 1
22.54 | 40.4778 | 1
18.0936 | 53.8872 | 1
19.6686 | 24.7204 | 1
6.1513 | 1.5013 | 1
13.9294 | 40.5862 | 1
4.0381 | 50.7902 | 1
14.113 | 47.4636 | 1
11.294 | 16.6308 | 1
10.4675 | 42.223 | 1
1.2007 | 41.1804 | 1
22.1102 | 40.7522 | 1
22.0182 | 34.4492 | 1
15.8609 | 44.267 | 1
4.0101 | 3.8328 | 1
17.2921 | 31.2243 | 1
8.0649 | 54.1136 | 1
18.3138 | 54.1752 | 1
14.0314 | 40.5927 | 1
14.6184 | 40.6697 | 1
18.1148 | 4.4361 | 1
6.9868 | 50.3341 | 1
9.1802 | 45.1941 | 1
11.781 | 52.2588 | 1
4.2904 | 23.0721 | 1
10.1728 | 42.0615 | 1
7.8062 | 50.8424 | 1
8.2392 | 11.2183 | 1
0.43583 | 48.8806 | 1
12.6923 | 1.6686 | 1
1.5125 | 10.0373 | 1
12.4033 | 28.5119 | 1
21.5791 | 54.8655 | 1
0.16008 | 9.2252 | 1
14.7385 | 54.5861 | 1
18.1793 | 7.6973 | 1
0.20675 | 11.3313 | 1
21.8392 | 50.3418 | 1
23.0869 | 35.7145 | 1
15.4219 | 49.3381 | 1
7.4998 | 42.5718 | 1
8.3347 | 15.4929 | 1
11.6563 | 27.7854 | 1
13.3421 | 0.51496 | 1
10.9849 | 43.5548 | 1
20.4485 | 22.0203 | 1
18.4423 | 16.1494 | 1
14.0033 | 26.0281 | 1
0.31932 | 50.6524 | 1
19.0998 | 51.6531 | 1
15.8767 | 45.2591 | 1
13.1867 | 11.4913 | 1
10.59 | 38.0108 | 1
14.4511 | 46.9127 | 1
0.058636 | 21.003 | 1
6.5265 | 13.1851 | 1
0.94939 | 12.8805 | 1
20.7136 | 7.3524 | 1
5.3354 | 8.3903 | 1
12.8433 | 4.2641 | 1
0.60946 | 34.1447 | 1
21.2534 | 41.2636 | 1
18.2292 | 10.0974 | 1
13.7499 | 1.4542 | 1
18.6909 | 18.2036 | 1
20.1836 | 0.43904 | 1
4.6025 | 8.317 | 1
0.60416 | 2.9296 | 1
7.027 | 20.1126 | 1
7.6854 | 12.9713 | 1
8.5126 | 17.1021 | 1
21.8754 | 27.3554 | 1
4.9954 | 53.2832 | 1
15.3548 | 53.767 | 1
2.9679 | 20.6689 | 1
14.6401 | 53.6689 | 1
0.26934 | 28.5184 | 1
14.1765 | 0.53757 | 1
2.8455 | 8.7433 | 1
10.1973 | 4.3907 | 1
5.6804 | 25.9455 | 1
14.4336 | 10.1467 | 1
10.9155 | 1.5714 | 1
9.6763 | 24.4123 | 1
2.1694 | 10.4163 | 1
20.3456 | 15.1728 | 1
7.6909 | 23.5634 | 1
10.1648 | 46.2219 | 1
7.2549 | 48.1757 | 1
5.5439 | 48.4557 | 1
13.9864 | 10.6702 | 1
21.4608 | 49.8973 | 1
9.6465 | 24.4934 | 1
21.3651 | 8.3094 | 1
18.622 | 20.499 | 1
3.1388 | 25.355 | 1
14.7443 | 7.7813 | 1
1.9375 | 29.7874 | 1
2.4205 | 12.1054 | 1
12.1432 | 34.5801 | 1
11.7868 | 1.5234 | 1
8.5151 | 1.8542 | 1
3.4912 | 53.0979 | 1
2.0738 | 50.4789 | 1
6.6079 | 54.0261 | 1
3.7361 | 17.9457 | 1
4.8114 | 17.4823 | 1
5.9519 | 34.0399 | 1
6.5835 | 33.0992 | 1
20.7322 | 9.1909 | 1
14.6168 | 7.2359 | 1
10.458 | 42.46 | 1
11.6978 | 9.0662 | 1
17.4461 | 46.699 | 1
21.1985 | 6.7606 | 1
8.4224 | 54.4085 | 1
17.24 | 41.7039 | 1
0.39609 | 37.8233 | 1
18.8088 | 7.213 | 1
19.4215 | 12.8522 | 1
8.8048 | 36.5925 | 1
15.5601 | 4.9193 | 1
0.79703 | 27.9744 | 1
10.4892 | 45.5459 | 1
18.4355 | 25.2581 | 1
2.4203 | 32.5354 | 1
1.2137 | 55.0093 | 1
5.4333 | 23.2735 | 1
8.1029 | 15.035 | 1
20.6741 | 19.3318 | 1
8.0536 | 18.6154 | 1
20.436 | 22.8962 | 1
3.4181 | 35.9728 | 1
6.6563 | 5.4224 | 1
9.4396 | 50.2122 | 1
3.5915 | 12.8459 | 1
14.863 | 45.3197 | 1
22.1667 | 42.7692 | 1
19.2013 | 25.0817 | 1
5.5717 | 36.6322 | 1
8.8086 | 17.9606 | 1
9.8759 | 32.8381 | 1
19.8005 | 49.1364 | 1
5.2402 | 4.2599 | 1
13.7525 | 15.961 | 1
17.4461 | 55.2963 | 1
2.7118 | 11.2481 | 1
19.9462 | 50.5065 | 1
7.2487 | 54.5098 | 1
6.6236 | 35.5843 | 1
17.6903 | 33.0499 | 1
16.9592 | 47.6594 | 1
2.8573 | 1.2271 | 1
12.4485 | 4.9433 | 1
8.806 | 1.7087 | 1
11.3325 | 46.5836 | 1
17.2092 | 52.4317 | 1
1.8344 | 28.3809 | 1
21.2678 | 40.9222 | 1
0.62889 | 51.4342 | 1
18.3396 | 12.5804 | 1
4.4801 | 5.9414 | 1
8.8994 | 10.3424 | 1
20.8563 | 9.9342 | 1
17.5695 | 11.7951 | 1
3.6974 | 50.7839 | 1
11.2066 | 25.8251 | 1
15.321 | 13.9708 | 1
2.1733 | 24.1348 | 1
0.84018 | 26.5839 | 1
18.4383 | 6.3233 | 1
20.0542 | 9.9143 | 1
17.676 | 35.2362 | 1
18.5247 | 15.3027 | 1
23.2697 | 7.5011 | 1
4.9739 | 37.2817 | 1
18.2814 | 20.8726 | 1
6.9931 | 28.054 | 1
19.036 | 52.234 | 1
8.2965 | 32.9142 | 1
8.8962 | 12.033 | 1
8.4618 | 42.4743 | 1
5.0589 | 2.2841 | 1
11.5499 | 4.3483 | 1
13.5342 | 28.7604 | 1
13.4164 | 13.8626 | 1
10.4035 | 45.0929 | 1
11.4774 | 50.0388 | 1
22.3199 | 35.6731 | 1
12.9242 | 1.2582 | 1
21.4973 | 25.5627 | 1
16.3813 | 29.6493 | 1
19.1807 | 43.5195 | 1
0.7161 | 18.2446 | 1
6.2289 | 53.2432 | 1
10.6891 | 51.3855 | 1
5.1057 | 7.3111 | 1
22.765 | 39.3749 | 1
13.5972 | 31.805 | 1
2.1411 | 48.3832 | 1
13.1621 | 34.8402 | 1
2.3966 | 53.5581 | 1
16.1493 | 45.1542 | 1
18.3661 | 12.8758 | 1
14.5303 | 46.1099 | 1
9.1525 | 21.384 | 1
10.9602 | 22.6737 | 1
17.8692 | 24.0057 | 1
1.3107 | 17.2991 | 1
10.6202 | 25.8075 | 1
1.4171 | 26.7114 | 1
7.2494 | 2.7194 | 1
18.169 | 50.664 | 1
7.1292 | 42.5866 | 1
15.4784 | 16.7515 | 1
6.613 | 24.0989 | 1
4.8579 | 19.8886 | 1
17.0818 | 48.1305 | 1
12.1232 | 38.7139 | 1
15.4657 | 31.7754 | 1
4.0041 | 9.0963 | 1
13.1102 | 53.7588 | 1
1.2136 | 54.9301 | 1
5.7345 | 30.6152 | 1
1.251 | 47.1748 | 1
14.6863 | 30.394 | 1
7.9419 | 3.7403 | 1
8.1058 | 28.9168 | 1
17.6614 | 40.7259 | 1
4.4191 | 38.5393 | 1
3.7786 | 2.3139 | 1
13.8783 | 2.0624 | 1
8.0116 | 49.2146 | 1
8.0038 | 29.954 | 1
8.6178 | 3.2931 | 1
16.3905 | 49.5949 | 1
12.3747 | 49.902 | 1
3.5318 | 43.5578 | 1
10.93 | 8.8104 | 1
14.7283 | 34.3897 | 1
22.426 | 42.5606 | 1
19.3226 | 53.9793 | 1
22.8334 | 42.2616 | 1
10.9205 | 14.9743 | 1
21.6529 | 39.2661 | 1
12.5598 | 37.4231 | 1
16.9078 | 11.031 | 1
7.4584 | 43.6194 | 1
6.3379 | 7.0375 | 1
11.6988 | 19.6985 | 1
12.3797 | 4.8933 | 1
8.466 | 54.0929 | 1
1.5185 | 16.7224 | 1
7.5242 | 1.0701 | 1
7.618 | 34.764 | 1
4.2348 | 36.7109 | 1
1.344 | 10.093 | 1
10.525 | 16.0572 | 1
11.9845 | 54.3188 | 1
11.5664 | 18.9293 | 1
16.5231 | 50.6952 | 1
11.1413 | 40.2755 | 1
6.61 | 5.9067 | 1
6.164 | 17.255 | 1
19.071 | 8.6429 | 1
13.9313 | 49.6317 | 1
11.5696 | 19.972 | 1
19.7962 | 53.5638 | 1
2.6736 | 1.788 | 1
13.5738 | 49.173 | 1
13.8352 | 33.502 | 1
20.5397 | 38.6917 | 1
0.26061 | 9.7033 | 1
20.9127 | 13.6271 | 1
15.6 | 18.3836 | 1
4.581 | 9.1182 | 1
14.5332 | 33.2829 | 1
13.1144 | 40.8162 | 1
21.1876 | 25.7068 | 1
0.24466 | 7.2177 | 1
14.3665 | 25.4437 | 1
13.269 | 19.6289 | 1
22.5836 | 9.5764 | 1
16.1927 | 9.4884 | 1
20.4928 | 32.2856 | 1
20.7062 | 15.5515 | 1
9.1916 | 31.3287 | 1
2.1408 | 43.8214 | 1
5.9501 | 4.1048 | 1
10.4396 | 10.7891 | 1
3.4482 | 9.5813 | 1
8.6369 | 14.1372 | 1
14.1987 | 28.8481 | 1
11.2153 | 4.0261 | 1
14.8822 | 10.7272 | 1
14.4175 | 21.1268 | 1
3.9209 | 29.3467 | 1
4.9655 | 32.6447 | 1
2.9187 | 5.9612 | 1
22.0505 | 39.2774 | 1
8.7605 | 13.8476 | 1
15.5684 | 9.1893 | 1
22.0278 | 11.3238 | 1
1.8548 | 43.3103 | 1
8.4272 | 30.0262 | 1
13.2649 | 16.5699 | 1
5.7025 | 49.6504 | 1
9.8485 | 43.7775 | 1
20.8388 | 43.4831 | 1
18.1245 | 33.0846 | 1
12.0342 | 33.8891 | 1
9.8102 | 35.7451 | 1
9.5213 | 34.1428 | 1
19.3001 | 1.5806 | 1
6.137 | 6.3804 | 1
1.6124 | 11.0911 | 1
13.1046 | 38.565 | 1
7.1537 | 2.9535 | 1
18.8091 | 47.6633 | 1
13.3478 | 22.1516 | 1
5.8655 | 6.0429 | 1
12.7964 | 50.1018 | 1
16.3745 | 1.4653 | 1
21.1366 | 37.9514 | 1
6.7241 | 55.2655 | 1
3.3817 | 2.453 | 1
3.5327 | 15.4865 | 1
12.7044 | 36.2225 | 1
22.498 | 1.9311 | 1
14.6796 | 53.6758 | 1
13.8654 | 11.7571 | 1
22.4929 | 36.7632 | 1
13.357 | 40.7504 | 1
19.905 | 49.6046 | 1
4.848 | 2.4919 | 1
9.7591 | 33.738 | 1
9.5272 | 16.9306 | 1
16.026 | 22.2025 | 1
16.0393 | 55.0557 | 1
22.4818 | 23.7408 | 1
5.0467 | 16.2572 | 1
9.0744 | 46.4186 | 1
10.9905 | 11.6066 | 1
0.82169 | 42.5841 | 1
9.8554 | 44.6758 | 1
13.3634 | 40.2305 | 1
21.1188 | 54.4598 | 1
5.471 | 55.2324 | 1
20.3038 | 4.8192 | 1
19.9149 | 42.9049 | 1
15.8719 | 49.9646 | 1
8.9302 | 3.3925 | 1
18.1166 | 28.0336 | 1
17.1015 | 34.1797 | 1
16.4894 | 44.9432 | 1
0.7973 | 12.3738 | 1
9.5238 | 12.7457 | 1
13.6728 | 20.0276 | 1
20.8888 | 19.9066 | 1
19.5583 | 27.0804 | 1
21.3049 | 15.7913 | 1
0.48529 | 48.0925 | 1
10.7804 | 7.0567 | 1
20.9537 | 34.46 | 1
4.099 | 32.4809 | 1
22.2697 | 23.7551 | 1
14.3645 | 21.0478 | 1
17.0939 | 35.6618 | 1
18.9015 | 38.3363 | 1
5.6365 | 21.8747 | 1
0.52931 | 19.4164 | 1
6.9588 | 24.4291 | 1
22.702 | 33.9659 | 1
4.5416 | 22.3449 | 1
2.4939 | 13.1552 | 1
14.0298 | 12.1351 | 1
7.3114 | 46.7151 | 1
4.2516 | 23.3188 | 1
12.1531 | 26.0759 | 1
8.7201 | 22.7191 | 1
0.70283 | 9.5941 | 1
10.6222 | 15.8461 | 1
22.3206 | 11.012 | 1
5.5696 | 11.7183 | 1
3.8295 | 2.7252 | 1
21.1973 | 16.8901 | 1
5.4492 | 37.7006 | 1
12.7366 | 31.9436 | 1
11.5379 | 54.8502 | 1
1.9057 | 8.2516 | 1
21.6793 | 38.9114 | 1
16.8516 | 24.1464 | 1
9.2163 | 1.9467 | 1
21.4826 | 24.3459 | 1
5.2579 | 5.7658 | 1
2.0133 | 51.9617 | 1
3.4238 | 3.4112 | 1
9.1992 | 12.4277 | 1
19.1135 | 29.4745 | 1
0.8202 | 21.4576 | 1
13.7364 | 16.2424 | 1
20.8308 | 29.6889 | 1
11.0574 | 25.1594 | 1
15.3705 | 52.3674 | 1
4.4133 | 13.4765 | 1
10.6143 | 4.0736 | 1
1.9186 | 13.2287 | 1
3.0676 | 5.7228 | 1
10.7018 | 25.9338 | 1
10.3536 | 21.3723 | 1
8.1166 | 50.4863 | 1
1.7373 | 48.0108 | 1
1.4065 | 9.6605 | 1
5.698 | 33.5029 | 1
9.8327 | 31.9612 | 1
15.0095 | 10.5819 | 1
7.3562 | 24.4892 | 1
8.1482 | 43.8971 | 1
5.257 | 28.4289 | 1
18.73 | 21.8246 | 1
17.9139 | 11.2886 | 1
2.2366 | 30.8103 | 1
3.364 | 7.8489 | 1
16.7617 | 8.9423 | 1
8.0236 | 7.1005 | 1
22.3745 | 2.6402 | 1
22.3323 | 21.8338 | 1
13.4344 | 8.4648 | 1
8.9301 | 43.7821 | 1
18.2683 | 10.3046 | 1
15.9216 | 3.3714 | 1
11.9962 | 16.3489 | 1
14.3705 | 32.2608 | 1
18.9479 | 18.1176 | 1
1.3314 | 45.3235 | 1
2.4883 | 2.7423 | 1
20.5086 | 49.6322 | 1
1.3479 | 21.1851 | 1
18.3157 | 35.4108 | 1
20.9028 | 0.85059 | 1
16.7111 | 35.7002 | 1
9.3406 | 10.6918 | 1
21.9287 | 11.3337 | 1
11.1285 | 23.5505 | 1
15.4967 | 52.9045 | 1
10.7312 | 52.3681 | 1
0.58807 | 14.2424 | 1
16.9688 | 15.7933 | 1
0.88632 | 33.4108 | 1
3.1695 | 13.5255 | 1
0.44551 | 27.2544 | 1
19.8623 | 11.1039 | 1
8.8629 | 5.3678 | 1
1.0053 | 44.8562 | 1
13.1977 | 27.7753 | 1
16.9316 | 26.7529 | 1
22.2199 | 8.0489 | 1
3.4332 | 26.0361 | 1
6.1843 | 35.0522 | 1
19.0941 | 8.4694 | 1
13.4652 | 53.3101 | 1
13.3561 | 55.1887 | 1
12.2851 | 55.0523 | 1
17.3755 | 33.9459 | 1
11.7741 | 19.145 | 1
5.6561 | 54.2045 | 1
16.4832 | 55.0859 | 1
20.3009 | 18.092 | 1
21.1732 | 52.48 | 1
5.672 | 23.3649 | 1
16.5094 | 16.8259 | 1
6.2072 | 35.2613 | 1
0.61887 | 41.5267 | 1
2.8976 | 8.6393 | 1
15.4824 | 21.3141 | 1
13.0611 | 2.8433 | 1
8.9436 | 29.2748 | 1
7.7398 | 23.2145 | 1
12.6723 | 11.5009 | 1
6.4903 | 35.6117 | 1
10.1737 | 24.0345 | 1
18.7087 | 19.3533 | 1
21.8612 | 40.8669 | 1
18.3996 | 23.5757 | 1
6.3051 | 2.8876 | 1
15.8554 | 2.3467 | 1
18.6907 | 15.6447 | 1
3.4838 | 40.5629 | 1
8.8466 | 28.0548 | 1
21.1923 | 2.722 | 1
15.3422 | 25.8505 | 1
8.8551 | 40.683 | 1
10.4372 | 48.9371 | 1
13.7046 | 31.456 | 1
1.4291 | 39.1268 | 1
21.9703 | 6.0423 | 1
2.2543 | 24.9008 | 1
18.0224 | 19.6933 | 1
10.8246 | 11.8172 | 1
2.4894 | 41.5543 | 1
9.1329 | 42.9194 | 1
21.0551 | 1.1657 | 1
14.7061 | 43.5587 | 1
14.4962 | 49.5069 | 1
1.7475 | 12.0559 | 1
3.7411 | 8.0627 | 1
21.5721 | 11.5019 | 1
11.8063 | 6.2989 | 1
11.3088 | 36.9245 | 1
19.8475 | 47.3323 | 1
14.5115 | 10.4527 | 1
15.7999 | 30.66 | 1
11.9473 | 34.3922 | 1
20.848 | 29.1074 | 1
4.4237 | 7.0992 | 1
15.1179 | 35.8022 | 1
4.4923 | 32.5177 | 1
6.3955 | 16.1678 | 1
9.3194 | 32.3294 | 1
21.4071 | 41.9013 | 1
17.7577 | 52.9525 | 1
0.56564 | 25.3691 | 1
1.0564 | 9.3254 | 1
6.6966 | 25.079 | 1
18.6322 | 50.0334 | 1
16.8117 | 1.3773 | 1
8.4264 | 6.979 | 1
13.2944 | 39.6793 | 1
10.9791 | 33.1057 | 1
3.8573 | 47.015 | 1
17.7352 | 45.756 | 1
18.8123 | 46.6303 | 1
9.969 | 42.9471 | 1
6.8949 | 1.8366 | 1
20.7159 | 37.132 | 1
3.0523 | 52.1326 | 1
17.6976 | 5.6766 | 1
17.9082 | 8.4042 | 1
9.1381 | 36.4753 | 1
12.6577 | 45.4006 | 1
5.2234 | 33.6369 | 1
17.405 | 34.5217 | 1
17.7299 | 37.3632 | 1
7.797 | 25.2516 | 1
21.6259 | 1.6748 | 1
7.1472 | 45.364 | 1
3.2457 | 39.2201 | 1
5.2657 | 52.9181 | 1
1.8253 | 3.3062 | 1
20.311 | 0.82974 | 1
22.611 | 32.5331 | 1
10.6917 | 49.2868 | 1
22.4175 | 15.0621 | 1
17.3748 | 3.4502 | 1
6.9302 | 5.1774 | 1
19.1775 | 36.4193 | 1
19.4939 | 54.1309 | 1
2.5839 | 27.5774 | 1
11.2774 | 36.27 | 1
17.6582 | 22.1389 | 1
1.3397 | 10.985 | 1
20.4573 | 40.8107 | 1
3.1002 | 36.2316 | 1
9.3155 | 12.3357 | 1
17.01 | 15.4497 | 1
3.0633 | 50.5808 | 1
9.3908 | 12.9398 | 1
11.2001 | 5.8891 | 1
9.4607 | 29.6113 | 1
4.4652 | 54.998 | 1
8.248 | 11.6271 | 1
10.3699 | 32.9253 | 1
1.921 | 22.5734 | 1
0.41865 | 15.8059 | 1
4.461 | 14.433 | 1
21.4341 | 54.2714 | 1
20.1391 | 17.8904 | 1
21.7201 | 35.2782 | 1
12.7262 | 9.9079 | 1
16.1454 | 0.821 | 1
20.6997 | 42.1326 | 1
1.3829 | 9.4817 | 1
7.2208 | 47.2884 | 1
12.949 | 49.6728 | 1
22.6092 | 9.6402 | 1
10.8028 | 25.7626 | 1
20.5742 | 48.6172 | 1
3.7536 | 28.8889 | 1
18.5072 | 4.7036 | 1
21.5363 | 36.919 | 1
15.91 | 1.6298 | 1
5.0093 | 53.2785 | 1
6.2599 | 37.8405 | 1
11.0653 | 45.1091 | 1
20.6348 | 42.3433 | 1
5.0456 | 7.1712 | 1
4.3778 | 32.5831 | 1
6.774 | 17.1245 | 1
19.4989 | 17.8214 | 1
6.2443 | 54.4899 | 1
11.7235 | 4.3904 | 1
2.695 | 24.9324 | 1
13.431 | 41.5729 | 1
3.0502 | 34.4207 | 1
0.69071 | 35.2405 | 1
14.8699 | 52.5564 | 1
21.5862 | 42.5305 | 1
14.6931 | 10.9835 | 1
9.6821 | 52.9655 | 1
14.9127 | 0.69668 | 1
3.6774 | 3.7487 | 1
16.2779 | 39.1453 | 1
13.1738 | 53.9595 | 1
17.7378 | 2.9588 | 1
9.7562 | 54.5451 | 1
7.8908 | 9.9964 | 1
5.3211 | 22.8509 | 1
4.3405 | 5.0801 | 1
14.6692 | 46.1148 | 1
16.1007 | 21.036 | 1
13.8123 | 13.3137 | 1
12.5027 | 13.0729 | 1
18.2346 | 42.5265 | 1
18.6285 | 50.3319 | 1
0.63923 | 16.3713 | 1
8.3786 | 24.9927 | 1
4.9285 | 27.1004 | 1
21.3309 | 8.2651 | 1
2.5922 | 3.6855 | 1
17.6597 | 9.9202 | 1
11.2524 | 38.4368 | 1
0.92131 | 52.9371 | 1
10.3746 | 23.557 | 1
13.9538 | 52.1193 | 1
3.4165 | 25.1043 | 1
0.94322 | 49.5607 | 1
18.0739 | 19.6512 | 1
3.7059 | 7.2326 | 1
16.4029 | 37.1469 | 1
10.637 | 54.6095 | 1
19.5082 | 25.9191 | 1
16.0774 | 27.6622 | 1
5.4292 | 22.967 | 1
10.6332 | 46.6051 | 1
7.9137 | 12.7788 | 1
5.2919 | 24.0198 | 1
17.6913 | 34.0313 | 1
22.4715 | 10.7932 | 1
18.9168 | 9.9063 | 1
22.1617 | 26.2823 | 1
3.148 | 25.5451 | 1
14.7546 | 48.4047 | 1
2.1142 | 22.2409 | 1
3.9804 | 32.0919 | 1
16.4615 | 13.2602 | 1
2.0135 | 27.4521 | 1
3.8607 | 11.7881 | 1
20.342 | 32.1561 | 1
11.1672 | 4.1542 | 1
13.5592 | 19.9507 | 1
22.2544 | 31.5294 | 1
1.5348 | 43.59 | 1
5.6834 | 5.2685 | 1
1.5113 | 52.7656 | 1
15.9014 | 9.287 | 1
16.471 | 54.6909 | 1
15.8461 | 20.8359 | 1
21.5786 | 24.8682 | 1
0.52124 | 14.5682 | 1
6.8397 | 44.032 | 1
5.6644 | 22.351 | 1
3.0178 | 6.9308 | 1
1.2641 | 44.8737 | 1
11.5288 | 17.7975 | 1
2.2173 | 40.1942 | 1
22.3738 | 51.8733 | 1
9.4459 | 24.5981 | 1
23.2365 | 5.4814 | 1
19.7099 | 40.4404 | 1
1.1189 | 22.5067 | 1
10.58 | 46.8859 | 1
21.0327 | 31.4957 | 1
8.179 | 44.9298 | 1
7.1875 | 18.3244 | 1
8.5428 | 34.8635 | 1
23.3001 | 13.3474 | 1
14.8441 | 3.8754 | 1
11.8926 | 25.3607 | 1
14.1759 | 34.2759 | 1
9.1103 | 22.8561 | 1
8.7875 | 30.9828 | 1
2.4777 | 6.4135 | 1
20.6778 | 12.2493 | 1
3.7162 | 15.4661 | 1
22.7945 | 7.8221 | 1
20.04 | 50.6095 | 1
4.9304 | 48.962 | 1
14.8799 | 23.8995 | 1
2.3806 | 22.6199 | 1
14.5075 | 48.7233 | 1
0.2264 | 37.1576 | 1
11.5382 | 6.485 | 1
17.513 | 53.5352 | 1
12.2269 | 18.4168 | 1
2.3485 | 7.6936 | 1
19.2375 | 40.5443 | 1
18.9821 | 37.1623 | 1
16.5408 | 38.5135 | 1
13.4876 | 53.8856 | 1
21.2353 | 48.8172 | 1
21.7702 | 41.887 | 1
14.6866 | 45.1318 | 1
0.93617 | 16.237 | 1
19.9002 | 19.1514 | 1
13.3048 | 4.0073 | 1
21.0492 | 20.3407 | 1
11.6479 | 53.5581 | 1
17.5467 | 41.8827 | 1
0.026594 | 25.4458 | 1
8.9635 | 47.1975 | 1
20.8947 | 5.8999 | 1
3.5295 | 13.3867 | 1
3.4646 | 37.2313 | 1
13.4659 | 10.3317 | 1
17.6029 | 1.6322 | 1
7.0561 | 31.6283 | 1
21.1456 | 4.6301 | 1
3.0783 | 43.0862 | 1
20.1269 | 40.5383 | 1
0.083614 | 8.2203 | 1
0.58449 | 49.642 | 1
10.0876 | 28.2768 | 1
15.7356 | 49.9265 | 1
10.4265 | 27.6289 | 1
7.389 | 9.5095 | 1
7.0181 | 28.7505 | 1
23.14 | 40.159 | 1
23.1568 | 50.7758 | 1
7.52 | 4.3361 | 1
10.9372 | 50.9166 | 1
0.16495 | 46.0059 | 1
5.4276 | 47.3359 | 1
22.2725 | 39.3248 | 1
3.8919 | 8.1996 | 1
7.7904 | 30.4835 | 1
12.3466 | 16.8562 | 1
6.4137 | 51.4368 | 1
9.6094 | 4.7185 | 1
4.7274 | 43.8048 | 1
7.729 | 34.536 | 1
9.6561 | 20.2946 | 1
18.6542 | 21.5804 | 1
14.6541 | 10.7578 | 1
8.2955 | 1.6238 | 1
23.0465 | 23.5932 | 1
22.6699 | 9.4078 | 1
4.3099 | 23.6183 | 1
12.572 | 47.9787 | 1
16.3241 | 27.2395 | 1
16.664 | 34.1054 | 1
21.4664 | 5.2477 | 1
10.4335 | 33.4123 | 1
21.1684 | 35.2526 | 1
14.6401 | 16.5986 | 1
4.0294 | 16.927 | 1
20.9586 | 8.3986 | 1
9.9296 | 33.919 | 1
11.0402 | 3.9884 | 1
15.268 | 28.6887 | 1
7.7011 | 34.0254 | 1
21.5328 | 35.2818 | 1
21.4962 | 15.2186 | 1
18.8301 | 32.6076 | 1
16.999 | 13.7025 | 1
20.0085 | 51.404 | 1
17.2649 | 49.908 | 1
17.8933 | 20.7874 | 1
3.2794 | 29.6446 | 1
4.8194 | 23.1288 | 1
3.6745 | 20.3915 | 1
12.4327 | 28.2513 | 1
18.6963 | 24.9347 | 1
1.016 | 45.4887 | 1
2.2892 | 41.0365 | 1
20.4737 | 26.8035 | 1
20.3573 | 10.1938 | 1
2.7299 | 23.3176 | 1
18.0394 | 43.2492 | 1
8.4799 | 13.5293 | 1
14.4474 | 6.5155 | 1
13.9338 | 44.1013 | 1
14.1034 | 19.4668 | 1
18.1251 | 51.762 | 1
19.3544 | 39.6311 | 1
23.2304 | 5.0858 | 1
7.2795 | 22.814 | 1
17.5358 | 42.7332 | 1
11.2208 | 9.1168 | 1
15.6336 | 8.5306 | 1
5.0647 | 22.0368 | 1
6.876 | 43.5286 | 1
2.3552 | 8.2093 | 1
22.1116 | 22.6689 | 1
15.6453 | 0.40126 | 1
10.8871 | 20.1005 | 1
6.2388 | 20.7304 | 1
0.95273 | 35.1888 | 1
13.0767 | 51.9103 | 1
7.8338 | 24.3718 | 1
4.9623 | 23.3533 | 1
11.1134 | 17.5421 | 1
8.8401 | 36.5289 | 1
3.1437 | 36.0484 | 1
10.366 | 6.837 | 1
17.8209 | 39.1211 | 1
16.0665 | 52.5548 | 1
14.2268 | 28.4666 | 1
19.4383 | 37.9624 | 1
13.8614 | 23.3774 | 1
4.564 | 45.8294 | 1
1.2295 | 36.4599 | 1
11.1229 | 13.8689 | 1
12.5279 | 44.7096 | 1
4.5495 | 21.2317 | 1
20.4799 | 2.7521 | 1
6.5391 | 4.0376 | 1
15.7333 | 40.2171 | 1
13.887 | 32.3402 | 1
22.8709 | 53.7085 | 1
13.8745 | 53.1543 | 1
6.8451 | 44.1139 | 1
16.1895 | 12.2228 | 1
17.7081 | 28.8112 | 1
5.4905 | 52.4091 | 1
14.8579 | 6.5561 | 1
23.2262 | 47.153 | 1
21.6085 | 35.6092 | 1
16.9317 | 44.7564 | 1
12.4563 | 32.3222 | 1
18.2587 | 35.6173 | 1
4.5666 | 35.5864 | 1
19.675 | 46.8648 | 1
4.819 | 22.1401 | 1
22.5967 | 28.2768 | 1
22.2761 | 44.4567 | 1
19.916 | 45.1847 | 1
6.364 | 16.3991 | 1
6.5094 | 4.9894 | 1
12.6991 | 26.5903 | 1
6.0237 | 39.4294 | 1
1.5527 | 26.2916 | 1
3.9484 | 34.9998 | 1
13.477 | 41.6601 | 1
19.0641 | 38.3638 | 1
10.4836 | 9.0461 | 1
22.8853 | 2.3401 | 1
3.5004 | 36.5906 | 1
10.542 | 23.8391 | 1
10.276 | 39.2626 | 1
18.9662 | 7.3731 | 1
0.28446 | 41.3714 | 1
10.8458 | 5.1434 | 1
7.7263 | 32.325 | 1
21.9684 | 42.5864 | 1
23.1583 | 25.7183 | 1
13.5809 | 5.9015 | 1
9.719 | 51.8017 | 1
19.5111 | 24.5134 | 1
11.9597 | 55.1506 | 1
17.3176 | 17.9159 | 1
19.3702 | 41.5111 | 1
22.3274 | 53.287 | 1
1.9461 | 20.6574 | 1
3.1638 | 33.6225 | 1
14.204 | 28.5158 | 1
18.3396 | 12.17 | 1
14.438 | 37.342 | 1
2.7639 | 12.047 | 1
0.15171 | 16.3712 | 1
0.83328 | 49.6615 | 1
0.9822 | 27.0202 | 1
1.5045 | 0.7849 | 1
13.2628 | 48.8274 | 1
19.2724 | 37.2148 | 1
6.9288 | 39.2423 | 1
13.7 | 11.2459 | 1
16.2157 | 33.4455 | 1
23.0293 | 25.3002 | 1
3.4725 | 33.1488 | 1
12.1557 | 32.6715 | 1
5.1401 | 46.9468 | 1
4.3432 | 7.3067 | 1
20.1406 | 16.1561 | 1
12.9043 | 46.378 | 1
23.2347 | 45.1419 | 1
19.9955 | 43.9043 | 1
7.1392 | 47.0629 | 1
9.3044 | 50.4621 | 1
16.6778 | 27.6578 | 1
0.39341 | 34.9562 | 1
0.94791 | 2.1999 | 1
21.1243 | 21.4875 | 1
17.2053 | 38.995 | 1
2.8404 | 21.7109 | 1
14.5356 | 28.6489 | 1
16.0328 | 10.5572 | 1
11.8448 | 11.9682 | 1
5.6316 | 3.6426 | 1
13.0573 | 3.0985 | 1
1.9889 | 24.5225 | 1
19.2223 | 37.941 | 1
11.4461 | 37.796 | 1
13.3909 | 29.2614 | 1
10.2775 | 26.2849 | 1
21.3977 | 25.3998 | 1
8.3922 | 33.5244 | 1
16.0849 | 3.5895 | 1
9.0969 | 27.9329 | 1
13.6158 | 13.7999 | 1
22.1527 | 1.6466 | 1
14.0391 | 34.1529 | 1
4.5719 | 52.6697 | 1
17.9099 | 34.695 | 1
16.7473 | 20.5236 | 1
0.94548 | 0.79256 | 1
21.185 | 14.5766 | 1
14.4562 | 32.2893 | 1
12.6832 | 45.5719 | 1
14.2337 | 4.1056 | 1
21.2567 | 32.0101 | 1
6.9824 | 17.4112 | 1
17.8387 | 42.4405 | 1
20.3042 | 2.2228 | 1
14.939 | 41.2399 | 1
21.7714 | 22.4208 | 1
6.4758 | 44.7463 | 1
6.0858 | 8.9149 | 1
4.3627 | 54.1233 | 1
7.9832 | 0.40738 | 1
22.2231 | 38.7734 | 1
10.2062 | 5.905 | 1
10.1459 | 44.66 | 1
19.2028 | 6.1463 | 1
2.0417 | 50.271 | 1
14.3425 | 11.7389 | 1
11.0201 | 27.382 | 1
14.9805 | 18.2213 | 1
10.8013 | 14.6187 | 1
2.2707 | 32.5403 | 1
9.076 | 31.1168 | 1
18.1144 | 35.0303 | 1
8.1031 | 30.1198 | 1
17.4525 | 31.8653 | 1
4.3566 | 40.536 | 1
4.9473 | 30.6705 | 1
5.4454 | 53.413 | 1
2.3953 | 22.8883 | 1
18.0918 | 4.1027 | 1
7.9922 | 37.7429 | 1
10.2923 | 2.61 | 1
15.6703 | 1.0879 | 1
19.6382 | 25.7424 | 1
12.3444 | 37.2865 | 1
12.6015 | 41.1639 | 1
10.9385 | 47.3211 | 1
5.1349 | 50.8111 | 1
11.4875 | 46.2848 | 1
12.0262 | 48.4526 | 1
5.3591 | 45.9952 | 1
20.9022 | 48.4097 | 1
22.5324 | 43.4685 | 1
5.0513 | 42.8482 | 1
18.1212 | 16.7405 | 1
11.6665 | 41.4743 | 1
6.2522 | 44.0344 | 1
3.755 | 21.804 | 1
12.9461 | 29.6969 | 1
20.4156 | 51.2955 | 1
11.1237 | 21.3384 | 1
15.245 | 33.2839 | 1
9.2954 | 52.8291 | 1
12.3203 | 23.8603 | 1
2.1956 | 52.294 | 1
18.2701 | 26.9297 | 1
4.677 | 6.8688 | 1
6.9305 | 52.7114 | 1
10.2333 | 40.7749 | 1
14.6157 | 23.3162 | 1
14.613 | 20.9468 | 1
14.9407 | 14.4005 | 1
4.9021 | 14.3 | 1
4.4428 | 34.5426 | 1
5.1768 | 33.6336 | 1
9.5499 | 52.0102 | 1
9.5798 | 1.1362 | 1
6.4307 | 40.9388 | 1
0.051309 | 11.1939 | 1
3.2513 | 4.886 | 1
19.4992 | 48.6162 | 1
12.5641 | 29.308 | 1
8.1879 | 11.4575 | 1
1.8149 | 30.4913 | 1
7.743 | 16.3232 | 1
7.039 | 28.5345 | 1
10.2384 | 36.2853 | 1
18.7113 | 34.9895 | 1
2.0329 | 35.7326 | 1
21.3111 | 0.41868 | 1
8.016 | 54.3166 | 1
9.8504 | 41.7077 | 1
14.0275 | 37.3059 | 1
13.6032 | 21.3276 | 1
0.18497 | 30.6336 | 1
23.0239 | 41.189 | 1
11.8398 | 24.4309 | 1
10.2327 | 21.5427 | 1
15.163 | 15.2003 | 1
19.0025 | 12.5861 | 1
8.959 | 32.1951 | 1
2.4966 | 15.406 | 1
14.6773 | 48.0304 | 1
5.551 | 35.8158 | 1
16.4737 | 7.848 | 1
1.573 | 49.373 | 1
12.8019 | 38.4045 | 1
13.8371 | 35.0562 | 1
9.5927 | 11.6063 | 1
19.649 | 17.4851 | 1
20.6524 | 32.4359 | 1
8.531 | 21.8346 | 1
3.8085 | 49.5677 | 1
4.8815 | 17.8821 | 1
15.592 | 53.0681 | 1
3.5232 | 45.0202 | 1
3.3506 | 48.0348 | 1
13.5444 | 17.3922 | 1
18.9789 | 30.2084 | 1
3.7237 | 18.5948 | 1
5.2739 | 52.8599 | 1
17.3377 | 34.6757 | 1
3.8743 | 37.48 | 1
10.9339 | 29.2922 | 1
11.8116 | 34.6843 | 1
0.25165 | 13.0197 | 1
16.872 | 6.0643 | 1
15.4134 | 51.1681 | 1
13.9642 | 47.411 | 1
7.3622 | 3.3976 | 1
4.4344 | 18.1557 | 1
20.9489 | 31.8166 | 1
5.9168 | 12.488 | 1
22.1406 | 24.8266 | 1
17.5826 | 24.7807 | 1
22.5731 | 30.9318 | 1
9.8664 | 13.7507 | 1
13.5409 | 12.5561 | 1
21.6216 | 10.2029 | 1
14.389 | 1.3166 | 1
16.2485 | 23.3191 | 1
3.7991 | 10.3662 | 1
16.9239 | 46.9368 | 1
1.4026 | 20.2028 | 1
11.9306 | 32.9049 | 1
18.7503 | 35.9869 | 1
9.4502 | 32.2161 | 1
18.5034 | 34.2518 | 1
13.4444 | 47.6802 | 1
12.698 | 51.832 | 1
5.6454 | 51.0974 | 1
18.6886 | 7.0688 | 1
3.564 | 15.2773 | 1
1.1593 | 51.3974 | 1
18.0388 | 12.4417 | 1
3.0105 | 53.7718 | 1
23.2151 | 42.767 | 1
15.1142 | 25.5285 | 1
10.4331 | 49.4619 | 1
3.5581 | 13.7579 | 1
2.129 | 44.7474 | 1
19.4533 | 23.0803 | 1
10.4231 | 33.8079 | 1
23.0708 | 41.986 | 1
0.3907 | 24.4557 | 1
18.1421 | 8.5656 | 1
21.5336 | 17.8698 | 1
16.4019 | 26.8712 | 1
21.4056 | 10.8332 | 1
10.8341 | 13.8113 | 1
0.97133 | 55.092 | 1
13.4618 | 29.653 | 1
0.10181 | 36.5028 | 1
15.5055 | 12.2566 | 1
2.3769 | 39.9969 | 1
1.4124 | 32.1253 | 1
12.602 | 30.8832 | 1
7.4162 | 53.3357 | 1
8.3503 | 7.0162 | 1
7.9935 | 41.1704 | 1
18.8933 | 51.7845 | 1
9.501 | 19.6139 | 1
0.27275 | 37.1967 | 1
18.4601 | 10.2604 | 1
8.8714 | 11.6966 | 1
9.7961 | 10.7499 | 1
21.9183 | 34.0144 | 1
10.9859 | 44.0754 | 1
21.5613 | 21.5099 | 1
22.6704 | 14.6106 | 1
3.6484 | 24.3423 | 1
10.2844 | 50.9452 | 1
11.6609 | 25.5912 | 1
14.6706 | 35.2741 | 1
18.2313 | 39.7295 | 1
18.4222 | 5.113 | 1
8.2621 | 51.9555 | 1
14.0983 | 32.9335 | 1
11.8833 | 3.3732 | 1
9.6582 | 12.6305 | 1
13.1972 | 4.8515 | 1
8.3096 | 42.2802 | 1
12.369 | 50.911 | 1
13.212 | 8.0698 | 1
20.7796 | 48.6577 | 1
11.949 | 34.0215 | 1
6.2748 | 31.9527 | 1
1.9454 | 47.7479 | 1
0.86494 | 36.5285 | 1
21.83 | 10.6104 | 1
21.7019 | 3.2818 | 1
12.3321 | 9.1212 | 1
12.188 | 15.3569 | 1
0.19361 | 54.4305 | 1
11.1717 | 42.0571 | 1
9.6285 | 22.3785 | 1
16.01 | 7.6431 | 1
2.9947 | 49.3364 | 1
20.2188 | 49.4867 | 1
6.5912 | 22.6235 | 1
3.9671 | 52.1361 | 1
16.2147 | 19.316 | 1
22.9059 | 13.7953 | 1
0.62965 | 0.98606 | 1
14.3073 | 22.5116 | 1
1.2089 | 39.596 | 1
1.2067 | 47.9172 | 1
13.3293 | 52.0379 | 1
0.48701 | 37.0723 | 1
8.5802 | 14.6315 | 1
7.1664 | 11.6517 | 1
14.0321 | 1.1204 | 1
11.5225 | 18.2714 | 1
12.1158 | 45.5253 | 1
2.8474 | 50.286 | 1
1.5228 | 19.0713 | 1
18.0328 | 43.6946 | 1
8.0257 | 30.7299 | 1
21.4702 | 44.004 | 1
4.7952 | 28.3969 | 1
12.6865 | 20.4257 | 1
1.127 | 48.7011 | 1
5.2852 | 50.6244 | 1
16.8681 | 44.7292 | 1
8.9077 | 34.6334 | 1
7.093 | 51.9772 | 1
5.9846 | 18.1863 | 1
6.8934 | 2.0004 | 1
21.0618 | 10.2069 | 1
2.1257 | 23.4201 | 1
5.4321 | 50.773 | 1
19.3036 | 26.2598 | 1
22.3851 | 22.0179 | 1
14.2895 | 7.2322 | 1
6.9777 | 18.5174 | 1
17.8228 | 6.5802 | 1
11.9965 | 38.5155 | 1
9.1343 | 32.0353 | 1
11.6888 | 34.5939 | 1
1.8513 | 25.4556 | 1
1.0634 | 48.1898 | 1
12.6888 | 5.6073 | 1
2.8881 | 42.4353 | 1
22.6312 | 18.8517 | 1
22.4935 | 10.4085 | 1
16.1863 | 40.4171 | 1
12.1256 | 28.045 | 1
19.6848 | 9.7324 | 1
21.2199 | 47.4051 | 1
2.9653 | 26.5816 | 1
14.1643 | 15.9235 | 1
0.75087 | 31.309 | 1
2.3645 | 28.4309 | 1
2.6225 | 48.6712 | 1
2.2258 | 13.0162 | 1
4.5336 | 40.0473 | 1
14.4115 | 37.357 | 1
12.5283 | 7.1313 | 1
21.6776 | 12.8199 | 1
21.4443 | 23.8652 | 1
10.1897 | 9.855 | 1
11.2365 | 50.0396 | 1
1.1707 | 32.1877 | 1
21.5396 | 10.839 | 1
7.2357 | 22.6355 | 1
8.7259 | 16.0481 | 1
13.5057 | 40.8405 | 1
19.1672 | 31.3371 | 1
18.3907 | 48.1502 | 1
6.55 | 9.6833 | 1
12.9853 | 12.8794 | 1
8.6618 | 53.9304 | 1
3.7447 | 47.3483 | 1
5.9766 | 33.3759 | 1
1.2702 | 27.524 | 1
5.1131 | 7.6276 | 1
13.0446 | 29.9736 | 1
6.9322 | 14.1517 | 1
1.7508 | 22.9383 | 1
0.87989 | 24.947 | 1
22.6683 | 36.7553 | 1
16.2642 | 39.7157 | 1
12.689 | 30.444 | 1
11.9217 | 37.026 | 1
22.7241 | 41.8116 | 1
2.7823 | 17.4971 | 1
3.5977 | 35.5175 | 1
19.3079 | 11.7172 | 1
15.6248 | 45.3073 | 1
18.2268 | 50.2686 | 1
16.9213 | 27.0238 | 1
5.3797 | 40.0892 | 1
1.5164 | 44.1293 | 1
10.5556 | 37.2291 | 1
12.176 | 5.6317 | 1
17.2141 | 10.4033 | 1
13.0223 | 36.6792 | 1
21.7714 | 43.2408 | 1
15.7614 | 35.09 | 1
7.9349 | 12.7599 | 1
12.8192 | 27.0651 | 1
14.7141 | 11.8167 | 1
7.539 | 2.7971 | 1
7.0492 | 8.4134 | 1
0.29898 | 4.0951 | 1
3.7011 | 5.7451 | 1
10.9102 | 4.931 | 1
6.1391 | 50.2022 | 1
1.6127 | 9.4139 | 1
11.3655 | 28.0077 | 1
14.583 | 1.2744 | 1
20.9172 | 7.7114 | 1
9.5344 | 12.8894 | 1
22.3447 | 42.808 | 1
0.9147 | 2.3773 | 1
16.6362 | 13.4598 | 1
6.2557 | 34.1167 | 1
4.3015 | 38.3729 | 1
19.244 | 6.858 | 1
7.2468 | 11.549 | 1
18.1303 | 32.4244 | 1
20.0653 | 28.3825 | 1
18.484 | 7.1824 | 1
1.9721 | 29.9938 | 1
14.801 | 32.5973 | 1
1.5783 | 6.6183 | 1
19.5044 | 24.1746 | 1
15.5237 | 19.8662 | 1
20.3192 | 5.0003 | 1
20.8757 | 50.1682 | 1
17.3753 | 21.9926 | 1
13.6577 | 32.6738 | 1
12.7699 | 24.9745 | 1
8.7791 | 53.186 | 1
19.1256 | 32.7129 | 1
1.4877 | 45.8679 | 1
22.3579 | 36.5956 | 1
9.2348 | 26.0618 | 1
16.2269 | 13.8299 | 1
17.9608 | 8.377 | 1
18.7491 | 13.9718 | 1
6.5952 | 38.1451 | 1
15.7526 | 28.9655 | 1
14.5287 | 54.7303 | 1
3.0426 | 13.8176 | 1
20.6919 | 48.345 | 1
20.045 | 0.83186 | 1
12.3057 | 42.0702 | 1
18.2462 | 48.2673 | 1
16.7798 | 13.1875 | 1
19.4961 | 5.3621 | 1
5.016 | 34.7646 | 1
6.5127 | 20.377 | 1
21.7562 | 21.3822 | 1
14.4307 | 46.0768 | 1
5.9839 | 2.7056 | 1
16.7338 | 26.8439 | 1
16.3553 | 19.9628 | 1
2.8195 | 54.9691 | 1
0.84624 | 18.0162 | 1
9.2318 | 26.7252 | 1
1.9283 | 35.5023 | 1
8.0303 | 16.7473 | 1
0.12399 | 35.9871 | 1
5.3355 | 38.6349 | 1
5.5169 | 44.9174 | 1
7.5721 | 21.1828 | 1
22.5956 | 43.8957 | 1
11.7928 | 30.1175 | 1
4.2615 | 8.8195 | 1
18.3033 | 1.006 | 1
15.4987 | 4.9007 | 1
22.8321 | 10.3583 | 1
6.971 | 2.0817 | 1
21.5644 | 14.9721 | 1
21.2421 | 31.5756 | 1
4.8691 | 30.1528 | 1
7.1316 | 19.1436 | 1
0.27169 | 36.0319 | 1
12.8832 | 38.4399 | 1
0.60411 | 30.1043 | 1
7.3446 | 52.8997 | 1
1.3393 | 34.586 | 1
11.682 | 14.8206 | 1
2.873 | 41.8799 | 1
4.5743 | 54.2322 | 1
20.0599 | 50.8944 | 1
15.5006 | 16.3737 | 1
19.8962 | 27.0591 | 1
4.1637 | 52.8148 | 1
6.3342 | 11.0247 | 1
0.28395 | 1.322 | 1
8.6628 | 4.9496 | 1
14.7403 | 54.218 | 1
20.6354 | 26.9025 | 1
1.7358 | 33.1439 | 1
2.8121 | 16.1898 | 1
22.9458 | 49.1187 | 1
6.8735 | 47.114 | 1
7.7613 | 5.2643 | 1
16.1381 | 32.0768 | 1
2.0221 | 52.2516 | 1
2.8213 | 44.9251 | 1
3.3735 | 32.9004 | 1
14.7901 | 5.4157 | 1
3.3731 | 1.6394 | 1
12.2788 | 2.8041 | 1
22.3422 | 22.6471 | 1
11.2019 | 25.6988 | 1
15.9628 | 23.8329 | 1
9.2546 | 13.1138 | 1
16.3845 | 32.7412 | 1
6.8673 | 44.1882 | 1
22.2071 | 11.1631 | 1
5.4055 | 1.4377 | 1
19.2873 | 44.4022 | 1
4.5962 | 10.6663 | 1
16.1773 | 21.6242 | 1
20.8741 | 48.5744 | 1
15.928 | 28.9794 | 1
5.4587 | 16.2584 | 1
3.788 | 35.2402 | 1
7.9605 | 7.17 | 1
20.1711 | 49.6736 | 1
21.6856 | 21.3948 | 1
10.7784 | 51.9127 | 1
0.26874 | 24.2336 | 1
9.2062 | 43.544 | 1
0.31921 | 13.7119 | 1
2.7084 | 14.7081 | 1
8.1561 | 35.6548 | 1
5.9238 | 32.2942 | 1
15.4422 | 39.1849 | 1
7.4363 | 32.3301 | 1
6.8436 | 12.0576 | 1
7.6159 | 42.2036 | 1
13.4584 | 22.0745 | 1
20.9929 | 7.8292 | 1
14.5075 | 2.054 | 1
1.7217 | 15.0516 | 1
11.0503 | 27.8901 | 1
16.032 | 1.0969 | 1
15.2802 | 20.3467 | 1
7.0946 | 51.3114 | 1
8.4186 | 6.8941 | 1
14.407 | 26.2565 | 1
13.6469 | 4.7012 | 1
2.9816 | 44.5896 | 1
16.0078 | 8.1952 | 1
2.4679 | 16.7939 | 1
9.0796 | 21.5784 | 1
8.4934 | 40.1236 | 1
11.863 | 12.1088 | 1
16.942 | 24.2588 | 1
0.81951 | 46.3997 | 1
13.9107 | 38.5724 | 1
12.4854 | 36.7388 | 1
21.9015 | 49.6858 | 1
9.8468 | 36.9445 | 1
8.3708 | 19.9813 | 1
0.56 | 20.3339 | 1
14.3139 | 40.4399 | 1
2.5784 | 47.5305 | 1
1.5103 | 8.4134 | 1
15.2712 | 39.5435 | 1
3.9654 | 46.9259 | 1
16.6232 | 28.9555 | 1
9.1084 | 26.7284 | 1
17.9391 | 4.9864 | 1
6.9157 | 36.0914 | 1
9.7753 | 35.6374 | 1
8.7988 | 21.1323 | 1
18.3774 | 21.9773 | 1
6.9163 | 31.3798 | 1
19.8897 | 43.8718 | 1
16.4088 | 25.4322 | 1
3.3242 | 54.6034 | 1
11.4115 | 21.3833 | 1
0.22458 | 44.5391 | 1
9.2671 | 16.5363 | 1
12.7791 | 41.6494 | 1
7.8565 | 6.5357 | 1
14.4839 | 22.9273 | 1
9.8806 | 54.0622 | 1
8.58 | 10.8106 | 1
4.4144 | 19.8717 | 1
23.2913 | 23.2099 | 1
7.76 | 17.7148 | 1
21.1041 | 14.5726 | 1
22.9966 | 34.2877 | 1
7.2668 | 16.5932 | 1
8.415 | 11.6659 | 1
7.1269 | 9.5109 | 1
12.5596 | 19.3047 | 1
9.0694 | 29.196 | 1
0.7504 | 29.4267 | 1
14.7621 | 26.3588 | 1
18.3732 | 2.4769 | 1
12.6181 | 42.5736 | 1
7.8432 | 19.6319 | 1
15.7057 | 48.8305 | 1
3.9209 | 50.5659 | 1
19.9639 | 26.6583 | 1
9.7995 | 11.7686 | 1
11.2846 | 37.2814 | 1
20.7599 | 41.435 | 1
12.8105 | 14.1897 | 1
3.4331 | 3.4275 | 1
4.7149 | 35.493 | 1
14.2248 | 28.109 | 1
16.2097 | 4.2259 | 1
11.8005 | 23.4805 | 1
20.8132 | 22.0088 | 1
1.3561 | 23.179 | 1
4.4186 | 23.9882 | 1
8.4831 | 12.5918 | 1
21.1556 | 39.0758 | 1
16.8449 | 14.5243 | 1
19.773 | 25.0998 | 1
22.6362 | 38.456 | 1
5.5903 | 21.6215 | 1
9.5761 | 28.5809 | 1
9.9147 | 52.43 | 1
13.6434 | 3.6555 | 1
1.4042 | 16.35 | 1
8.6476 | 29.8805 | 1
3.3127 | 2.7059 | 1
12.5568 | 48.1691 | 1
0.94846 | 35.4892 | 1
2.4958 | 22.9589 | 1
3.8298 | 12.7766 | 1
8.7861 | 42.8051 | 1
3.9472 | 36.1954 | 1
10.6979 | 46.9011 | 1
20.1435 | 19.1125 | 1
18.0819 | 14.8859 | 1
22.5055 | 18.1851 | 1
16.5895 | 1.1022 | 1
1.3911 | 30.6606 | 1
14.0889 | 18.6404 | 1
3.3706 | 40.9142 | 1
2.3141 | 16.8355 | 1
7.5589 | 49.6369 | 1
18.9895 | 41.9172 | 1
1.0176 | 0.44125 | 1
20.2819 | 4.9648 | 1
8.8243 | 52.3408 | 1
18.3159 | 51.1943 | 1
10.8019 | 20.2 | 1
6.6762 | 37.2584 | 1
12.6996 | 1.7825 | 1
23.2124 | 2.7317 | 1
9.0338 | 37.2958 | 1
8.9183 | 38.6918 | 1
0.98112 | 35.1219 | 1
11.19 | 16.0512 | 1
0.85358 | 51.6436 | 1
12.2363 | 53.6027 | 1
8.5067 | 41.5366 | 1
16.2073 | 10.6397 | 1
15.6338 | 19.8806 | 1
3.3685 | 2.0088 | 1
8.353 | 8.9951 | 1
13.5689 | 40.6567 | 1
22.3379 | 29.5184 | 1
15.9899 | 37.5629 | 1
4.1711 | 50.495 | 1
13.3779 | 46.7578 | 1
4.4071 | 52.2491 | 1
12.2933 | 37.1992 | 1
17.661 | 52.0334 | 1
6.2492 | 49.5259 | 1
16.0945 | 15.775 | 1
19.2289 | 4.1009 | 1
12.6363 | 11.8167 | 1
19.3885 | 47.7669 | 1
14.0249 | 29.3867 | 1
9.9809 | 1.2622 | 1
3.2827 | 11.2995 | 1
6.9951 | 1.8804 | 1
17.4678 | 7.2433 | 1
13.7381 | 30.9701 | 1
8.6004 | 42.7939 | 1
0.39754 | 32.8732 | 1
5.495 | 27.238 | 1
18.5067 | 41.529 | 1
21.1865 | 48.2093 | 1
1.3413 | 27.5551 | 1
15.6909 | 54.1411 | 1
1.7879 | 7.061 | 1
9.5855 | 45.3208 | 1
21.7503 | 1.4917 | 1
9.8605 | 29.8153 | 1
1.6995 | 5.042 | 1
13.6654 | 50.981 | 1
4.5541 | 37.2176 | 1
15.0669 | 11.8655 | 1
21.6768 | 26.8621 | 1
1.8053 | 45.3902 | 1
11.053 | 45.4412 | 1
14.7591 | 55.1164 | 1
21.6691 | 23.5803 | 1
19.6269 | 19.2194 | 1
4.3232 | 6.3913 | 1
15.2356 | 40.2385 | 1
19.7521 | 37.8038 | 1
7.466 | 31.2632 | 1
6.0671 | 52.8875 | 1
8.5257 | 34.5093 | 1
22.2385 | 48.7705 | 1
1.0967 | 54.6506 | 1
20.0963 | 33.2271 | 1
3.4707 | 14.4112 | 1
12.3732 | 46.6994 | 1
16.797 | 34.5014 | 1
3.031 | 22.8214 | 1
10.888 | 55.3083 | 1
8.737 | 42.2171 | 1
21.2544 | 40.1168 | 1
3.7381 | 33.5988 | 1
4.7252 | 51.5531 | 1
10.8896 | 49.772 | 1
15.1804 | 2.6062 | 1
2.2977 | 28.0306 | 1
4.0599 | 52.3148 | 1
13.5374 | 43.6682 | 1
1.458 | 8.7575 | 1
4.8068 | 26.2899 | 1
22.007 | 4.4465 | 1
22.5464 | 38.5336 | 1
12.68 | 0.48668 | 1
13.9576 | 7.624 | 1
9.6045 | 50.3167 | 1
5.2935 | 12.6277 | 1
3.5074 | 25.6688 | 1
10.6819 | 46.0001 | 1
5.3781 | 7.2672 | 1
10.2734 | 50.6956 | 1
2.6057 | 1.2928 | 1
19.9787 | 3.6505 | 1
9.0254 | 13.965 | 1
4.1495 | 38.8273 | 1
5.0541 | 17.4108 | 1
17.8448 | 15.831 | 1
15.6755 | 51.0138 | 1
5.0502 | 46.0899 | 1
14.8284 | 0.42848 | 1
16.0306 | 2.2314 | 1
2.8605 | 10.7232 | 1
22.7494 | 17.5366 | 1
10.6404 | 31.5148 | 1
9.4133 | 48.0885 | 1
20.6044 | 5.8413 | 1
10.3982 | 38.683 | 1
2.5564 | 7.3068 | 1
4.0274 | 6.8491 | 1
17.4758 | 28.744 | 1
4.886 | 15.0787 | 1
15.8332 | 35.9275 | 1
13.2653 | 53.7477 | 1
1.715 | 55.1268 | 1
17.4254 | 42.4848 | 1
23.1744 | 35.5216 | 1
0.73758 | 44.2466 | 1
11.8916 | 4.6707 | 1
12.428 | 38.5834 | 1
9.1025 | 11.2921 | 1
22.9688 | 17.6961 | 1
12.1036 | 41.4271 | 1
21.2654 | 24.9114 | 1
14.482 | 52.1139 | 1
20.3689 | 24.3478 | 1
15.6913 | 35.2768 | 1
16.6756 | 47.3196 | 1
0.84839 | 5.8882 | 1
0.26004 | 4.6081 | 1
15.1071 | 23.8088 | 1
10.887 | 35.6893 | 1
9.7759 | 25.5304 | 1
16.7016 | 47.8172 | 1
17.4162 | 10.957 | 1
13.0642 | 15.8175 | 1
6.0078 | 35.123 | 1
18.0633 | 50.6209 | 1
18.6695 | 25.157 | 1
4.5155 | 23.5576 | 1
11.8793 | 52.1695 | 1
3.5639 | 35.8718 | 1
17.1018 | 19.9087 | 1
0.49488 | 24.8879 | 1
8.6525 | 5.9313 | 1
8.4911 | 15.6021 | 1
14.7774 | 51.7361 | 1
22.4865 | 27.6804 | 1
10.6503 | 0.9146 | 1
21.7501 | 19.5205 | 1
1.6582 | 10.0658 | 1
3.3836 | 48.1329 | 1
21.8048 | 21.4163 | 1
2.0166 | 15.9233 | 1
23.1957 | 9.9661 | 1
4.5421 | 23.4872 | 1
7.8497 | 50.5611 | 1
13.0198 | 47.2608 | 1
17.7015 | 12.3148 | 1
20.0192 | 28.9608 | 1
5.5957 | 19.4523 | 1
8.1006 | 29.9976 | 1
5.3903 | 31.8044 | 1
5.4379 | 1.7642 | 1
15.5878 | 20.9535 | 1
14.1852 | 11.4431 | 1
4.8457 | 52.71 | 1
12.9158 | 38.221 | 1
21.425 | 3.7611 | 1
15.8475 | 4.0533 | 1
10.4869 | 5.5645 | 1
0.042471 | 22.9318 | 1
17.9741 | 40.5135 | 1
4.2387 | 32.2607 | 1
18.3544 | 37.5327 | 1
10.8631 | 19.8248 | 1
21.3072 | 52.7926 | 1
22.5969 | 4.1123 | 1
2.1106 | 45.1349 | 1
14.32 | 47.1403 | 1
8.5737 | 16.1986 | 1
13.8184 | 14.0675 | 1
3.7641 | 5.3391 | 1
5.7566 | 4.7101 | 1
22.4898 | 25.3174 | 1
17.3016 | 21.7359 | 1
10.0708 | 21.8323 | 1
8.9193 | 33.4736 | 1
16.8676 | 7.3871 | 1
22.7094 | 53.3914 | 1
18.9434 | 1.8963 | 1
17.2594 | 34.6038 | 1
15.4709 | 52.0907 | 1
13.4723 | 50.6824 | 1
0.60342 | 34.1959 | 1
18.3891 | 9.4836 | 1
20.3558 | 35.2289 | 1
6.7552 | 26.5424 | 1
7.9944 | 24.974 | 1
1.2676 | 4.7037 | 1
10.5701 | 11.713 | 1
22.6692 | 4.0407 | 1
7.9843 | 54.3628 | 1
19.7048 | 28.0928 | 1
8.1799 | 31.3525 | 1
15.0741 | 19.1833 | 1
1.2954 | 16.333 | 1
4.0841 | 23.4102 | 1
21.1341 | 54.1317 | 1
14.3729 | 45.1185 | 1
10.9894 | 27.8397 | 1
22.2266 | 39.9515 | 1
17.8405 | 31.5031 | 1
16.8741 | 17.5023 | 1
10.5366 | 18.2349 | 1
1.8111 | 28.1217 | 1
3.7299 | 49.6485 | 1
6.8739 | 35.7657 | 1
18.551 | 23.3144 | 1
11.6782 | 26.1589 | 1
2.8078 | 38.1974 | 1
10.4835 | 54.1129 | 1
10.8329 | 10.1546 | 1
15.7894 | 37.0772 | 1
0.58141 | 52.7989 | 1
14.2847 | 16.7822 | 1
3.356 | 34.8025 | 1
13.7146 | 50.8017 | 1
7.0772 | 15.2531 | 1
21.4099 | 55.0848 | 1
18.67 | 19.6532 | 1
15.4549 | 7.2861 | 1
16.0362 | 34.424 | 1
5.7752 | 55.0582 | 1
15.8066 | 30.122 | 1
16.99 | 47.3897 | 1
18.2836 | 1.5651 | 1
18.3023 | 26.741 | 1
21.322 | 41.3605 | 1
2.9085 | 34.4294 | 1
13.2356 | 4.4863 | 1
1.7469 | 19.7015 | 1
15.1924 | 43.9807 | 1
1.1986 | 6.2475 | 1
20.0897 | 26.0171 | 1
17.9792 | 4.8588 | 1
9.8946 | 27.8149 | 1
3.3115 | 53.0104 | 1
5.9296 | 35.3918 | 1
16.2556 | 6.2141 | 1
0.52796 | 13.8512 | 1
14.7779 | 48.4245 | 1
10.6529 | 8.9699 | 1
9.1475 | 44.3144 | 1
11.6401 | 39.0093 | 1
3.6903 | 5.4262 | 1
17.3408 | 23.7916 | 1
8.2188 | 25.7943 | 1
10.0269 | 13.4828 | 1
18.4474 | 33.4331 | 1
17.7662 | 49.9093 | 1
18.8714 | 31.6742 | 1
10.3431 | 2.0219 | 1
18.7618 | 20.1629 | 1
13.1593 | 48.6419 | 1
23.1962 | 27.6152 | 1
12.3755 | 44.5668 | 1
7.5101 | 34.715 | 1
18.3384 | 8.9021 | 1
3.4132 | 31.0089 | 1
22.9016 | 36.8493 | 1
12.8035 | 1.111 | 1
11.5366 | 22.5042 | 1
8.9474 | 5.3934 | 1
19.7045 | 43.4423 | 1
5.6374 | 2.4808 | 1
8.0272 | 52.2523 | 1
18.4476 | 38.1373 | 1
15.533 | 37.9778 | 1
14.2965 | 34.3064 | 1
12.7185 | 3.1115 | 1
22.3684 | 49.6718 | 1
14.0284 | 6.1417 | 1
16.6196 | 50.4069 | 1
15.9882 | 14.0883 | 1
5.8152 | 8.3914 | 1
8.8691 | 31.1797 | 1
7.105 | 20.4652 | 1
2.3537 | 54.3943 | 1
19.3157 | 14.3947 | 1
17.0026 | 39.3912 | 1
11.1001 | 15.9625 | 1
18.846 | 12.2897 | 1
21.4414 | 13.155 | 1
22.2159 | 40.1806 | 1
17.2755 | 21.2995 | 1
11.9148 | 41.5216 | 1
5.0564 | 18.5108 | 1
16.8596 | 18.9882 | 1
14.8014 | 26.3505 | 1
21.3511 | 31.6929 | 1
1.9594 | 46.0733 | 1
15.0472 | 53.0655 | 1
6.0014 | 6.7219 | 1
18.1701 | 35.8516 | 1
2.029 | 29.4993 | 1
2.6985 | 15.3111 | 1
8.4038 | 33.3159 | 1
9.6599 | 44.6216 | 1
12.1479 | 52.838 | 1
0.22774 | 35.7471 | 1
1.1785 | 37.1996 | 1
10.2468 | 35.3068 | 1
15.5489 | 30.3184 | 1
14.9786 | 52.4976 | 1
22.8016 | 28.9055 | 1
7.644 | 4.6011 | 1
4.8324 | 41.904 | 1
8.2775 | 16.8414 | 1
16.4803 | 47.4949 | 1
0.068295 | 51.3501 | 1
11.829 | 30.0966 | 1
15.416 | 43.3415 | 1
16.6103 | 30.5272 | 1
18.7865 | 27.0848 | 1
3.0499 | 14.6387 | 1
0.71654 | 43.7175 | 1
1.4567 | 47.3006 | 1
19.9797 | 16.8796 | 1
11.2085 | 30.7554 | 1
0.18833 | 44.9941 | 1
20.4199 | 5.0847 | 1
7.6359 | 19.1567 | 1
15.4752 | 18.8305 | 1
10.5006 | 1.4207 | 1
19.6577 | 36.2436 | 1
12.1339 | 18.9039 | 1
4.847 | 12.1531 | 1
21.025 | 2.5624 | 1
11.2837 | 34.2536 | 1
15.2732 | 16.4798 | 1
16.7912 | 12.5908 | 1
9.3073 | 27.8809 | 1
5.2326 | 26.7628 | 1
9.8906 | 43.5937 | 1
5.7684 | 18.01 | 1
15.7653 | 8.7809 | 1
7.2105 | 25.3775 | 1
7.4206 | 25.209 | 1
12.9151 | 42.0115 | 1
4.3618 | 16.0376 | 1
11.2418 | 18.6117 | 1
20.0032 | 32.2587 | 1
2.9401 | 28.9526 | 1
5.4596 | 3.1733 | 1
15.3682 | 13.3127 | 1
13.6033 | 43.4923 | 1
17.8185 | 36.032 | 1
3.247 | 50.7976 | 1
4.1949 | 45.6044 | 1
18.5495 | 20.6641 | 1
10.1209 | 5.9146 | 1
12.2833 | 28.3411 | 1
0.25945 | 1.6721 | 1
21.4924 | 9.4659 | 1
14.8697 | 34.1862 | 1
22.7855 | 53.0472 | 1
3.5162 | 18.7543 | 1
3.283 | 24.1718 | 1
6.0184 | 15.1304 | 1
19.7377 | 42.554 | 1
6.094 | 1.8031 | 1
18.0868 | 12.5376 | 1
6.278 | 15.1355 | 1
2.2221 | 6.1861 | 1
16.7635 | 10.9772 | 1
20.8412 | 18.8536 | 1
6.1424 | 43.7109 | 1
14.0054 | 2.7889 | 1
22.5332 | 7.9721 | 1
2.5456 | 18.2778 | 1
5.9824 | 44.3969 | 1
11.9001 | 20.6645 | 1
16.8221 | 51.1041 | 1
17.5648 | 28.4379 | 1
15.5922 | 53.6791 | 1
3.8634 | 54.2777 | 1
3.1199 | 27.0092 | 1
16.6189 | 40.1629 | 1
3.7955 | 26.5863 | 1
7.7419 | 44.3255 | 1
0.12791 | 47.6586 | 1
18.997 | 31.9874 | 1
3.5695 | 10.5793 | 1
12.4454 | 40.835 | 1
12.8656 | 1.8142 | 1
3.6346 | 2.134 | 1
11.0204 | 28.6704 | 1
2.2687 | 7.8731 | 1
16.955 | 20.9548 | 1
6.5246 | 37.9104 | 1
21.1072 | 33.4384 | 1
19.8669 | 0.4718 | 1
17.8249 | 2.9365 | 1
11.8823 | 54.3134 | 1
11.972 | 33.9284 | 1
21.5214 | 23.2429 | 1
13.0501 | 40.6586 | 1
15.6126 | 39.7077 | 1
9.3027 | 44.3676 | 1
10.9685 | 10.5116 | 1
16.4371 | 54.5667 | 1
1.6688 | 2.1721 | 1
2.5474 | 18.3569 | 1
7.027 | 17.8143 | 1
5.1911 | 39.7208 | 1
17.2969 | 6.7172 | 1
1.2492 | 23.255 | 1
18.4434 | 49.9586 | 1
12.6815 | 42.5163 | 1
17.9678 | 45.0205 | 1
16.9028 | 43.0783 | 1
9.9861 | 7.2069 | 1
5.9848 | 6.3458 | 1
4.0123 | 0.7605 | 1
8.634 | 9.6229 | 1
10.0252 | 31.0336 | 1
2.2147 | 49.4797 | 1
7.8106 | 39.9662 | 1
1.3225 | 36.8303 | 1
15.4338 | 13.9078 | 1
1.3634 | 35.2257 | 1
20.3269 | 5.8687 | 1
13.6658 | 35.2216 | 1
5.1763 | 19.1461 | 1
7.3897 | 8.1231 | 1
1.7968 | 23.8574 | 1
0.70093 | 4.0476 | 1
6.6026 | 6.7208 | 1
21.8712 | 18.0902 | 1
3.2785 | 7.4904 | 1
8.8425 | 13.827 | 1
12.211 | 37.6826 | 1
16.8371 | 22.7777 | 1
12.1056 | 21.5692 | 1
9.9913 | 25.4678 | 1
4.5547 | 48.0373 | 1
18.8741 | 20.0084 | 1
4.9231 | 53.9909 | 1
22.7534 | 39.9928 | 1
19.3876 | 44.4173 | 1
15.2172 | 14.0367 | 1
1.7785 | 13.4975 | 1
6.9054 | 39.44 | 1
21.4759 | 40.637 | 1
11.5057 | 13.4011 | 1
0.63458 | 40.4071 | 1
12.9957 | 40.9159 | 1
3.6849 | 33.0731 | 1
6.3352 | 13.7863 | 1
10.7238 | 32.04 | 1
21.9975 | 3.2766 | 1
12.1871 | 48.7304 | 1
5.7265 | 3.6238 | 1
10.3627 | 32.9306 | 1
5.4447 | 32.3324 | 1
3.1507 | 18.7831 | 1
7.2429 | 2.5106 | 1
1.1443 | 42.3283 | 1
4.9561 | 19.0449 | 1
22.934 | 35.3921 | 1
7.5253 | 17.4699 | 1
17.3206 | 43.9997 | 1
20.7278 | 45.8672 | 1
2.9793 | 1.3585 | 1
20.0223 | 14.1378 | 1
12.2873 | 0.94355 | 1
10.5373 | 39.493 | 1
4.9801 | 41.4708 | 1
7.7703 | 6.456 | 1
2.1703 | 31.6401 | 1
7.243 | 42.2045 | 1
2.2372 | 21.0892 | 1
2.4413 | 44.791 | 1
14.0691 | 41.3158 | 1
22.643 | 12.971 | 1
14.2375 | 19.0342 | 1
23.2744 | 3.4522 | 1
22.0782 | 43.9559 | 1
16.6526 | 24.5012 | 1
13.286 | 38.1631 | 1
0.14942 | 38.7889 | 1
8.6421 | 27.3415 | 1
18.8483 | 49.33 | 1
1.3296 | 19.8258 | 1
8.6705 | 35.4384 | 1
12.9515 | 47.9959 | 1
23.2711 | 45.058 | 1
18.2339 | 27.4803 | 1
5.2223 | 22.0998 | 1
22.3184 | 36.3115 | 1
4.0788 | 11.8419 | 1
6.0832 | 38.88 | 1
4.8129 | 34.6906 | 1
13.965 | 20.4539 | 1
22.1396 | 33.3292 | 1
9.4211 | 6.9249 | 1
22.9697 | 9.5345 | 1
10.6426 | 39.6286 | 1
15.4627 | 42.1489 | 1
9.7707 | 17.3987 | 1
13.2672 | 44.6565 | 1
5.8331 | 37.733 | 1
14.6052 | 52.0615 | 1
6.0314 | 20.4126 | 1
12.0966 | 19.3435 | 1
18.9834 | 3.6073 | 1
21.5633 | 27.5631 | 1
16.9033 | 7.9004 | 1
14.6403 | 39.9049 | 1
4.5691 | 11.0124 | 1
15.5777 | 53.1665 | 1
19.4753 | 5.3377 | 1
1.1452 | 43.2015 | 1
21.4894 | 52.1302 | 1
21.3008 | 54.1656 | 1
17.8011 | 37.3142 | 1
5.5661 | 20.3234 | 1
11.9295 | 53.2432 | 1
14.992 | 16.8496 | 1
1.4583 | 31.0581 | 1
16.8883 | 12.1917 | 1
9.7242 | 27.9338 | 1
15.3164 | 31.2939 | 1
4.1046 | 23.7138 | 1
17.631 | 0.93216 | 1
15.6069 | 6.9405 | 1
20.8194 | 7.6727 | 1
5.5992 | 46.1993 | 1
14.9772 | 50.8806 | 1
15.5917 | 41.279 | 1
9.1563 | 43.8465 | 1
5.4751 | 34.64 | 1
9.6386 | 5.0722 | 1
22.9684 | 19.3646 | 1
21.1326 | 40.0792 | 1
12.8999 | 19.9836 | 1
5.1825 | 33.1642 | 1
21.9733 | 28.909 | 1
3.0184 | 21.2602 | 1
21.8421 | 31.8946 | 1
14.3504 | 48.0763 | 1
19.0092 | 43.0834 | 1
7.6597 | 0.45586 | 1
8.7814 | 2.5245 | 1
10.4193 | 43.6768 | 1
16.6504 | 44.4998 | 1
5.4228 | 3.5995 | 1
21.5211 | 9.0024 | 1
5.6243 | 13.5731 | 1
2.5435 | 39.1157 | 1
11.4891 | 15.8076 | 1
0.44955 | 8.2439 | 1
15.5978 | 43.4135 | 1
14.5814 | 49.4499 | 1
6.2518 | 24.4289 | 1
15.7383 | 17.9658 | 1
2.1014 | 15.1288 | 1
15.493 | 35.577 | 1
16.1546 | 26.425 | 1
11.3778 | 18.5261 | 1
8.7931 | 7.697 | 1
17.7198 | 11.3577 | 1
11.2149 | 7.6215 | 1
2.1201 | 3.6992 | 1
19.5806 | 6.3151 | 1
12.1198 | 26.5421 | 1
5.0627 | 12.9703 | 1
8.345 | 21.8044 | 1
8.7107 | 35.7063 | 1
18.1962 | 34.7962 | 1
14.2704 | 17.8471 | 1
19.5769 | 34.6291 | 1
11.7694 | 34.5701 | 1
13.743 | 34.3943 | 1
9.5174 | 20.1005 | 1
0.50314 | 13.8598 | 1
8.3456 | 4.9262 | 1
1.0397 | 53.9371 | 1
22.0871 | 3.6294 | 1
10.5033 | 12.346 | 1
15.5696 | 37.3323 | 1
22.0209 | 28.5975 | 1
15.534 | 42.1453 | 1
10.631 | 9.6171 | 1
13.1725 | 37.4515 | 1
6.0291 | 38.5486 | 1
0.95867 | 23.0932 | 1
15.9626 | 53.1517 | 1
7.4892 | 47.2448 | 1
9.2115 | 47.4691 | 1
9.0471 | 35.4182 | 1
19.7282 | 32.7419 | 1
8.222 | 46.7373 | 1
20.7294 | 9.0653 | 1
14.9555 | 8.7048 | 1
8.689 | 24.0973 | 1
5.4515 | 19.7292 | 1
10.7605 | 52.6766 | 1
13.2959 | 21.6454 | 1
2.6832 | 15.3953 | 1
5.3804 | 52.8381 | 1
10.4682 | 43.919 | 1
11.7194 | 19.9408 | 1
11.2554 | 9.2498 | 1
9.6729 | 5.7785 | 1
16.6897 | 13.2725 | 1
16.7969 | 13.5873 | 1
1.4525 | 47.208 | 1
22.2618 | 34.4213 | 1
19.8327 | 7.6052 | 1
5.7267 | 19.4753 | 1
9.5638 | 33.7303 | 1
6.4827 | 26.0213 | 1
7.7945 | 48.8656 | 1
3.3559 | 18.723 | 1
17.4393 | 50.2396 | 1
10.8583 | 11.2203 | 1
0.26988 | 50.039 | 1
13.041 | 37.1969 | 1
18.4183 | 41.2394 | 1
11.0076 | 4.1517 | 1
20.7361 | 15.5902 | 1
0.67992 | 8.7951 | 1
13.2296 | 26.7608 | 1
17.117 | 15.8715 | 1
2.5695 | 42.6923 | 1
9.0644 | 29.7025 | 1
18.009 | 36.3997 | 1
22.1827 | 45.4757 | 1
10.836 | 19.9085 | 1
22.4598 | 47.1811 | 1
14.392 | 45.0425 | 1
9.9931 | 49.6452 | 1
3.6392 | 24.8945 | 1
17.1968 | 3.6919 | 1
8.674 | 40.5307 | 1
1.6461 | 20.1825 | 1
5.9552 | 2.9927 | 1
7.5661 | 30.7828 | 1
4.445 | 5.8401 | 1
20.0769 | 41.9047 | 1
6.8108 | 24.314 | 1
15.486 | 8.3711 | 1
23.0096 | 23.9564 | 1
19.2835 | 25.933 | 1
12.4182 | 12.0963 | 1
6.7997 | 41.0834 | 1
4.0211 | 16.2227 | 1
22.6923 | 7.414 | 1
18.4768 | 47.8032 | 1
5.1931 | 48.4486 | 1
12.3226 | 29.1166 | 1
17.9323 | 47.7397 | 1
2.4857 | 30.3293 | 1
10.192 | 8.5197 | 1
17.8686 | 11.1433 | 1
6.7243 | 48.3777 | 1
10.9309 | 15.3551 | 1
20.7968 | 15.8408 | 1
6.1797 | 40.5326 | 1
3.174 | 43.0814 | 1
16.9897 | 2.1114 | 1
18.4907 | 13.1743 | 1
7.2938 | 33.0993 | 1
14.4006 | 11.4805 | 1
15.082 | 41.1726 | 1
6.2351 | 39.6609 | 1
11.4946 | 39.293 | 1
6.2437 | 51.2113 | 1
17.7275 | 23.4367 | 1
6.4979 | 2.1053 | 1
6.0824 | 5.7145 | 1
5.3253 | 44.5665 | 1
12.1113 | 14.1194 | 1
16.6016 | 47.2228 | 1
2.702 | 20.3573 | 1
10.4205 | 18.5304 | 1
6.5863 | 14.1444 | 1
1.3611 | 34.256 | 1
13.8989 | 24.0688 | 1
17.7288 | 27.6024 | 1
9.3469 | 19.3003 | 1
9.5225 | 54.7663 | 1
15.7876 | 27.8693 | 1
7.8093 | 41.6853 | 1
3.8736 | 42.4625 | 1
13.8417 | 28.2637 | 1
4.2743 | 12.0862 | 1
12.4653 | 43.923 | 1
10.6501 | 26.1351 | 1
10.155 | 42.3637 | 1
13.676 | 5.6536 | 1
13.4171 | 53.486 | 1
11.6392 | 24.7042 | 1
11.8286 | 7.6557 | 1
20.3902 | 5.5722 | 1
7.3251 | 53.6211 | 1
21.6583 | 55.0239 | 1
11.3148 | 49.3509 | 1
7.1479 | 35.3736 | 1
6.2094 | 31.472 | 1
5.7383 | 7.9993 | 1
8.0566 | 38.4093 | 1
12.0033 | 36.9005 | 1
11.9936 | 7.4647 | 1
9.5561 | 30.8255 | 1
5.3643 | 43.4714 | 1
3.6742 | 45.4118 | 1
20.8284 | 48.024 | 1
6.8692 | 44.9319 | 1
12.691 | 20.8578 | 1
17.6313 | 36.2439 | 1
3.257 | 1.1119 | 1
21.8499 | 51.447 | 1
1.3351 | 14.4143 | 1
9.0505 | 45.3688 | 1
13.9389 | 14.8565 | 1
10.9221 | 53.7772 | 1
5.7737 | 27.1589 | 1
18.0448 | 10.9637 | 1
16.6846 | 39.8718 | 1
15.8888 | 47.0647 | 1
7.1925 | 20.057 | 1
20.4149 | 41.3996 | 1
14.9274 | 13.7423 | 1
2.4644 | 10.7308 | 1
4.5555 | 19.4154 | 1
21.7362 | 33.348 | 1
2.8178 | 10.8899 | 1
13.0609 | 37.7421 | 1
1.856 | 20.7384 | 1
1.1413 | 10.6729 | 1
16.4419 | 44.8762 | 1
0.69761 | 0.67976 | 1
1.1139 | 43.7537 | 1
1.6143 | 47.0599 | 1
6.3589 | 49.4524 | 1
1.3934 | 22.7819 | 1
5.8138 | 5.0976 | 1
15.9975 | 18.5985 | 1
9.3828 | 31.5169 | 1
19.3872 | 38.6808 | 1
5.6799 | 13.2572 | 1
7.3809 | 50.5796 | 1
15.0827 | 9.9092 | 1
17.8523 | 42.6969 | 1
9.4077 | 39.611 | 1
11.7618 | 30.6223 | 1
21.7496 | 27.6389 | 1
7.7897 | 43.976 | 1
21.584 | 31.6565 | 1
17.346 | 17.7802 | 1
8.0733 | 52.5548 | 1
3.4529 | 34.248 | 1
11.2147 | 28.6001 | 1
12.5207 | 4.4265 | 1
23.206 | 49.8355 | 1
13.0329 | 2.8309 | 1
22.7864 | 11.1372 | 1
13.1825 | 26.6076 | 1
5.4585 | 52.55 | 1
18.4771 | 15.0616 | 1
9.8004 | 7.5499 | 1
20.6225 | 7.201 | 1
15.892 | 50.6541 | 1
10.1532 | 27.384 | 1
0.011844 | 3.3745 | 1
20.3416 | 45.1601 | 1
6.5255 | 1.8757 | 1
6.2525 | 38.9141 | 1
18.7432 | 26.88 | 1
16.1065 | 19.134 | 1
2.4828 | 20.0371 | 1
13.0676 | 32.0508 | 1
21.1281 | 40.7084 | 1
17.3053 | 0.54182 | 1
11.0548 | 26.6831 | 1
12.4044 | 30.9312 | 1
12.2738 | 41.5015 | 1
12.2934 | 24.0981 | 1
12.5271 | 14.0898 | 1
18.7334 | 33.9829 | 1
22.5461 | 39.5946 | 1
21.1201 | 52.2108 | 1
5.3855 | 30.2501 | 1
10.4057 | 10.7903 | 1
20.7654 | 5.9057 | 1
0.41168 | 12.9988 | 1
16.1803 | 15.6461 | 1
11.0498 | 3.6637 | 1
19.2372 | 47.7437 | 1
17.9361 | 35.0058 | 1
16.2789 | 54.853 | 1
19.2013 | 28.193 | 1
15.8886 | 13.6176 | 1
18.1127 | 8.0433 | 1
1.5145 | 32.6511 | 1
13.4556 | 44.7176 | 1
23.0519 | 27.7106 | 1
12.8774 | 54.0576 | 1
9.7469 | 18.2103 | 1
13.8157 | 38.3453 | 1
20.283 | 40.2928 | 1
15.9282 | 53.7904 | 1
7.5393 | 38.7792 | 1
9.3589 | 50.1328 | 1
8.0142 | 2.5702 | 1
18.1504 | 32.8205 | 1
13.8343 | 9.2218 | 1
19.5807 | 33.7731 | 1
19.7496 | 5.4539 | 1
20.8184 | 1.9891 | 1
13.0883 | 40.7694 | 1
22.3787 | 52.441 | 1
11.5291 | 47.7998 | 1
23.0748 | 50.9405 | 1
19.4934 | 42.0816 | 1
0.37314 | 33.234 | 1
19.8982 | 49.572 | 1
6.2019 | 8.5931 | 1
7.5848 | 55.0927 | 1
6.9507 | 49.9542 | 1
4.5053 | 2.0575 | 1
7.9331 | 25.7779 | 1
8.6134 | 16.9462 | 1
16.69 | 25.6563 | 1
17.6494 | 52.3578 | 1
12.5369 | 24.0898 | 1
11.4147 | 25.0866 | 1
22.4124 | 41.6613 | 1
23.0746 | 33.9081 | 1
22.0248 | 46.0255 | 1
0.6509 | 50.5538 | 1
12.0687 | 53.6382 | 1
6.8059 | 8.4826 | 1
18.4508 | 35.0454 | 1
3.5295 | 43.8079 | 1
11.3849 | 25.3348 | 1
14.0272 | 45.8899 | 1
18.452 | 13.995 | 1
9.698 | 44.2925 | 1
4.4177 | 37.5821 | 1
6.9981 | 43.6723 | 1
16.7179 | 26.3468 | 1
16.8632 | 16.0941 | 1
8.9972 | 1.4051 | 1
7.4603 | 11.8987 | 1
3.5274 | 3.6784 | 1
7.5205 | 20.1225 | 1
14.7875 | 52.9115 | 1
14.93 | 1.9528 | 1
9.6412 | 10.138 | 1
6.7747 | 32.7561 | 1
14.2275 | 37.6149 | 1
9.5723 | 36.6728 | 1
11.3488 | 40.2392 | 1
4.8458 | 12.5284 | 1
13.7375 | 22.6644 | 1
1.2007 | 15.7003 | 1
16.4837 | 53.6399 | 1
16.8918 | 41.7556 | 1
18.7901 | 9.2439 | 1
21.8625 | 19.8993 | 1
11.6548 | 52.3287 | 1
21.9816 | 21.3264 | 1
14.1175 | 45.0738 | 1
7.6335 | 24.5681 | 1
15.4234 | 37.2383 | 1
14.3404 | 13.2078 | 1
20.5303 | 24.5258 | 1
20.2474 | 48.4071 | 1
4.7723 | 26.8621 | 1
10.0978 | 44.0302 | 1
10.6741 | 44.3184 | 1
18.3099 | 23.2283 | 1
20.9694 | 34.8795 | 1
3.3099 | 11.4644 | 1
0.049205 | 43.6313 | 1
9.2047 | 44.1487 | 1
13.0228 | 29.4804 | 1
0.57096 | 43.7626 | 1
23.0131 | 17.1007 | 1
19.3613 | 10.6159 | 1
8.1904 | 40.8206 | 1
22.2424 | 0.64551 | 1
8.0667 | 18.1293 | 1
13.3668 | 28.3965 | 1
16.7076 | 36.0765 | 1
5.1908 | 3.9306 | 1
14.9952 | 8.0717 | 1
18.5799 | 3.5318 | 1
9.7437 | 1.1716 | 1
5.8033 | 10.5187 | 1
15.6057 | 9.5079 | 1
12.8658 | 25.1319 | 1
2.8133 | 55.186 | 1
8.3586 | 35.3563 | 1
9.4428 | 24.6952 | 1
0.036867 | 42.7018 | 1
8.8661 | 5.2152 | 1
18.821 | 12.0237 | 1
2.6275 | 39.9816 | 1
14.6621 | 39.6582 | 1
4.2913 | 51.1322 | 1
5.8881 | 29.4468 | 1
12.0821 | 54.6715 | 1
8.518 | 14.6003 | 1
19.704 | 10.5741 | 1
6.6861 | 32.2536 | 1
1.0318 | 42.8881 | 1
14.4367 | 49.889 | 1
21.1097 | 51.7054 | 1
5.5624 | 22.283 | 1
11.7566 | 8.3245 | 1
8.6279 | 1.1164 | 1
2.82 | 5.9875 | 1
0.99521 | 19.354 | 1
3.3264 | 46.9176 | 1
5.9096 | 12.6787 | 1
16.6085 | 3.2854 | 1
20.1954 | 54.8502 | 1
11.2216 | 19.6136 | 1
19.8108 | 34.0856 | 1
5.5338 | 15.9513 | 1
4.8997 | 37.3779 | 1
3.5274 | 37.3187 | 1
3.3584 | 17.4171 | 1
16.6929 | 49.6037 | 1
8.404 | 23.9727 | 1
20.1223 | 45.4399 | 1
4.5528 | 5.4572 | 1
10.9079 | 14.7497 | 1
21.5851 | 7.7315 | 1
4.9498 | 22.961 | 1
21.5116 | 15.7788 | 1
20.4075 | 51.0653 | 1
5.0831 | 14.591 | 1
10.1315 | 33.5016 | 1
21.4596 | 33.3676 | 1
6.4853 | 36.057 | 1
21.6693 | 10.0347 | 1
16.5155 | 38.4737 | 1
0.44035 | 10.6874 | 1
6.2628 | 51.0043 | 1
1.329 | 2.7954 | 1
12.0158 | 42.4608 | 1
5.0898 | 39.1101 | 1
8.0456 | 15.6973 | 1
18.8166 | 28.3141 | 1
6.3174 | 40.3461 | 1
16.271 | 34.5415 | 1
2.1976 | 31.0851 | 1
17.9342 | 49.8934 | 1
2.6252 | 26.3138 | 1
10.5844 | 18.7423 | 1
16.5723 | 43.6324 | 1
16.2152 | 0.66935 | 1
22.1134 | 4.6627 | 1
20.1905 | 20.5821 | 1
7.1577 | 43.8798 | 1
21.8955 | 41.5694 | 1
21.7903 | 23.2962 | 1
15.4284 | 23.6086 | 1
22.7808 | 36.8878 | 1
10.9475 | 43.3917 | 1
21.8959 | 41.4156 | 1
23.2256 | 25.1968 | 1
9.5447 | 48.3536 | 1
17.6996 | 38.383 | 1
13.7968 | 52.7962 | 1
17.1197 | 38.0728 | 1
10.7656 | 38.4672 | 1
15.6192 | 20.6483 | 1
8.8936 | 38.5356 | 1
0.82178 | 13.3543 | 1
3.2773 | 19.4031 | 1
4.291 | 18.137 | 1
18.5331 | 38.0725 | 1
1.7514 | 48.9367 | 1
4.4885 | 31.5667 | 1
2.8846 | 12.6242 | 1
6.1924 | 18.3985 | 1
11.7657 | 32.2839 | 1
8.6404 | 41.1619 | 1
7.853 | 28.1748 | 1
5.8522 | 42.5977 | 1
16.1358 | 20.6809 | 1
15.3976 | 47.5286 | 1
18.8594 | 16.0331 | 1
9.9242 | 15.0125 | 1
8.5356 | 2.0898 | 1
21.8326 | 53.8849 | 1
1.7637 | 29.6883 | 1
12.8761 | 8.3437 | 1
20.9542 | 29.4283 | 1
19.9388 | 5.072 | 1
0.57694 | 51.0154 | 1
1.6627 | 45.0174 | 1
21.2271 | 14.7308 | 1
16.0982 | 42.0056 | 1
20.4706 | 43.0898 | 1
17.1749 | 32.2034 | 1
13.7017 | 35.3253 | 1
1.5217 | 15.1926 | 1
1.6035 | 34.7371 | 1
17.883 | 0.62997 | 1
4.7167 | 10.8368 | 1
8.6961 | 50.2078 | 1
21.6632 | 45.6247 | 1
5.7899 | 31.1616 | 1
12.563 | 28.032 | 1
11.5262 | 1.035 | 1
2.868 | 17.5322 | 1
19.7193 | 7.7554 | 1
7.1538 | 26.6673 | 1
17.7494 | 40.9735 | 1
19.7716 | 53.0011 | 1
18.9018 | 51.462 | 1
21.6324 | 34.9481 | 1
1.7845 | 34.2135 | 1
2.9314 | 51.9141 | 1
2.0448 | 4.6401 | 1
13.4648 | 30.5337 | 1
1.0795 | 46.5075 | 1
3.1057 | 4.2267 | 1
3.1331 | 1.8573 | 1
6.2287 | 28.0837 | 1
10.8561 | 16.5866 | 1
3.165 | 25.9736 | 1
15.553 | 4.7717 | 1
20.0635 | 25.5493 | 1
15.4361 | 48.8853 | 1
3.4149 | 16.1557 | 1
2.1814 | 33.4807 | 1
4.9692 | 18.9756 | 1
9.0432 | 1.922 | 1
5.1303 | 39.8863 | 1
14.6994 | 3.4214 | 1
7.9106 | 26.2123 | 1
18.8712 | 28.9421 | 1
21.025 | 49.9552 | 1
12.3596 | 43.7641 | 1
1.4952 | 8.9965 | 1
21.8508 | 23.8707 | 1
14.5522 | 4.8109 | 1
14.1935 | 22.1147 | 1
9.5489 | 15.4814 | 1
18.3238 | 0.99747 | 1
8.0163 | 46.3332 | 1
7.1515 | 5.8359 | 1
8.4541 | 3.894 | 1
11.3588 | 6.0385 | 1
20.9549 | 23.7154 | 1
3.7322 | 16.892 | 1
15.0528 | 50.7464 | 1
14.6173 | 14.4518 | 1
8.9506 | 52.6758 | 1
18.4402 | 29.6911 | 1
4.9618 | 29.1989 | 1
11.5436 | 23.2418 | 1
7.3396 | 12.1062 | 1
17.3809 | 7.692 | 1
6.4881 | 50.5687 | 1
16.2898 | 50.5824 | 1
7.0245 | 12.5433 | 1
1.6551 | 42.1416 | 1
4.7595 | 36.036 | 1
21.6381 | 15.6463 | 1
12.2568 | 40.7317 | 1
15.1954 | 40.039 | 1
23.2615 | 0.61698 | 1
12.3676 | 30.0405 | 1
22.5741 | 50.4705 | 1
8.6521 | 17.6978 | 1
0.19458 | 9.7404 | 1
5.8348 | 48.5648 | 1
18.897 | 37.9949 | 1
23.0609 | 11.5925 | 1
20.0943 | 4.5305 | 1
0.28858 | 19.2611 | 1
11.8736 | 14.5618 | 1
10.6822 | 44.2114 | 1
19.6621 | 22.0268 | 1
2.0696 | 54.2391 | 1
15.3106 | 18.1054 | 1
11.6833 | 37.0501 | 1
4.9841 | 14.3077 | 1
2.8324 | 28.9243 | 1
19.8228 | 1.3013 | 1
4.3996 | 6.7268 | 1
2.456 | 5.7172 | 1
0.55207 | 2.0171 | 1
17.4809 | 20.92 | 1
8.8344 | 51.1595 | 1
14.8621 | 5.512 | 1
21.2151 | 13.8446 | 1
4.4312 | 22.4959 | 1
18.3891 | 43.3879 | 1
7.0264 | 1.9475 | 1
11.2663 | 15.8228 | 1
7.5526 | 39.5299 | 1
1.4881 | 53.9479 | 1
14.2502 | 41.4217 | 1
9.1132 | 4.596 | 1
19.3426 | 24.3837 | 1
7.705 | 53.8199 | 1
13.8203 | 51.1036 | 1
18.8493 | 5.3517 | 1
17.8184 | 49.3215 | 1
4.8001 | 46.8529 | 1
19.5379 | 21.8799 | 1
20.7734 | 48.5964 | 1
21.4968 | 12.6176 | 1
22.2349 | 0.82261 | 1
3.048 | 18.7331 | 1
18.2784 | 44.0449 | 1
0.27127 | 33.1024 | 1
18.9454 | 35.8591 | 1
6.4401 | 16.5303 | 1
11.5852 | 13.3401 | 1
11.3864 | 27.4467 | 1
10.8061 | 32.6312 | 1
6.4697 | 34.2201 | 1
5.6619 | 7.5542 | 1
9.995 | 13.2082 | 1
11.6226 | 25.9215 | 1
23.2098 | 52.1074 | 1
8.1757 | 54.2176 | 1
11.1138 | 35.0588 | 1
13.7107 | 32.9316 | 1
14.4847 | 35.0178 | 1
14.3397 | 48.1328 | 1
11.6192 | 48.914 | 1
2.2128 | 10.7856 | 1
7.0828 | 47.9857 | 1
3.7625 | 30.4923 | 1
12.5309 | 48.9613 | 1
15.1004 | 28.623 | 1
21.4781 | 25.765 | 1
4.3873 | 8.3159 | 1
5.823 | 15.4792 | 1
17.3224 | 9.2476 | 1
0.31062 | 2.9355 | 1
20.2374 | 39.5874 | 1
18.9114 | 25.7252 | 1
9.1072 | 14.7284 | 1
21.1282 | 4.4128 | 1
7.184 | 28.0307 | 1
1.4673 | 35.659 | 1
17.0108 | 44.5578 | 1
11.9496 | 5.6468 | 1
13.3008 | 3.8049 | 1
12.8395 | 17.2281 | 1
0.19263 | 26.2091 | 1
13.7994 | 35.2941 | 1
22.98 | 36.848 | 1
6.4292 | 44.1344 | 1
0.8821 | 41.6143 | 1
15.9174 | 11.4964 | 1
2.7318 | 29.8748 | 1
20.8109 | 17.0323 | 1
1.9449 | 26.0564 | 1
3.8598 | 29.7487 | 1
15.3295 | 53.9805 | 1
14.8211 | 38.0149 | 1
21.7429 | 24.2899 | 1
9.1065 | 41.4922 | 1
3.7223 | 0.88036 | 1
17.4609 | 44.0583 | 1
12.4115 | 25.7137 | 1
12.8971 | 15.5113 | 1
0.63283 | 55.0707 | 1
3.9651 | 15.181 | 1
19.7637 | 53.3552 | 1
0.62214 | 34.0452 | 1
22.434 | 55.0213 | 1
10.3244 | 25.0461 | 1
16.3427 | 28.0565 | 1
10.5314 | 46.8007 | 1
15.7157 | 2.8858 | 1
6.2868 | 23.4696 | 1
11.5299 | 45.8842 | 1
18.7514 | 16.4278 | 1
21.259 | 7.4054 | 1
21.7912 | 37.9284 | 1
0.68401 | 36.092 | 1
8.1636 | 32.6308 | 1
2.7565 | 3.3956 | 1
6.7969 | 31.3947 | 1
0.86873 | 31.5908 | 1
15.799 | 43.4627 | 1
7.1647 | 25.7325 | 1
2.0436 | 53.7481 | 1
2.4731 | 9.5145 | 1
5.5947 | 4.9471 | 1
2.7595 | 54.6258 | 1
19.1002 | 42.9625 | 1
18.0101 | 31.3021 | 1
10.1286 | 52.8929 | 1
0.36019 | 42.1562 | 1
9.3742 | 13.851 | 1
5.8757 | 31.1799 | 1
6.584 | 21.9883 | 1
13.7804 | 35.8044 | 1
11.7907 | 16.4948 | 1
12.4203 | 32.2237 | 1
7.8748 | 15.2431 | 1
23.175 | 40.3628 | 1
11.2853 | 19.8937 | 1
6.565 | 28.9477 | 1
6.3996 | 37.2595 | 1
7.5924 | 32.3774 | 1
17.4312 | 23.087 | 1
6.179 | 15.587 | 1
11.0638 | 18.3132 | 1
15.1974 | 29.2731 | 1
19.8261 | 18.3333 | 1
23.0542 | 39.6165 | 1
0.78122 | 43.5502 | 1
1.374 | 0.4706 | 1
13.7687 | 25.6365 | 1
21.1152 | 6.695 | 1
6.8778 | 33.0256 | 1
18.5758 | 18.7423 | 1
7.175 | 21.1401 | 1
15.3953 | 35.4462 | 1
2.1205 | 9.8509 | 1
8.2242 | 16.3389 | 1
3.1412 | 48.0143 | 1
20.3406 | 27.4797 | 1
13.3245 | 51.0178 | 1
23.216 | 54.844 | 1
14.1435 | 26.9674 | 1
7.586 | 53.9027 | 1
11.5737 | 15.3473 | 1
14.0366 | 5.6578 | 1
8.6857 | 42.0394 | 1
17.4276 | 18.2662 | 1
15.3689 | 54.4263 | 1
4.5732 | 4.18 | 1
9.9701 | 29.5248 | 1
8.004 | 32.1869 | 1
3.2336 | 43.4439 | 1
14.1971 | 29.5025 | 1
23.187 | 3.6712 | 1
1.4969 | 18.6747 | 1
11.7841 | 33.1773 | 1
1.799 | 33.5437 | 1
23.2289 | 50.1909 | 1
5.2616 | 49.782 | 1
16.8685 | 30.5772 | 1
0.32018 | 34.9619 | 1
5.5653 | 15.6904 | 1
22.7514 | 21.2191 | 1
19.0256 | 50.2061 | 1
16.6611 | 41.1053 | 1
1.0795 | 33.26 | 1
13.1102 | 12.4308 | 1
5.4746 | 13.6135 | 1
17.9371 | 35.7215 | 1
12.3651 | 12.5969 | 1
1.8045 | 17.1084 | 1
17.2026 | 35.5717 | 1
21.5385 | 30.288 | 1
9.0638 | 50.9999 | 1
22.2244 | 10.1524 | 1
6.7581 | 52.3078 | 1
12.3 | 29.0622 | 1
15.4187 | 22.6243 | 1
3.2921 | 11.7361 | 1
12.5802 | 28.0025 | 1
23.0226 | 10.6705 | 1
11.3758 | 30.6169 | 1
7.1512 | 41.0913 | 1
5.6869 | 43.0858 | 1
10.5797 | 17.0336 | 1
2.363 | 12.8531 | 1
14.1705 | 55.1453 | 1
12.6037 | 5.2003 | 1
16.5634 | 14.418 | 1
3.4831 | 8.8527 | 1
21.5813 | 41.327 | 1
13.6371 | 42.7202 | 1
4.6939 | 45.3996 | 1
2.7007 | 7.4925 | 1
14.1417 | 33.4226 | 1
11.9283 | 44.5176 | 1
16 | 43.288 | 1
3.4125 | 26.1108 | 1
10.8568 | 18.6345 | 1
7.7597 | 48.3139 | 1
16.1899 | 50.1045 | 1
1.0259 | 29.6381 | 1
2.1243 | 10.5152 | 1
21.3396 | 17.7255 | 1
21.3109 | 13.8815 | 1
7.3315 | 53.9136 | 1
6.4537 | 42.3844 | 1
10.6625 | 43.9012 | 1
23.3008 | 31.7736 | 1
12.3235 | 2.2191 | 1
22.2988 | 17.8706 | 1
21.6065 | 45.4154 | 1
9.5238 | 54.1906 | 1
6.5293 | 43.2769 | 1
4.824 | 41.0745 | 1
0.4731 | 35.6214 | 1
2.2517 | 16.531 | 1
20.4584 | 15.3613 | 1
22.6742 | 18.2928 | 1
11.1772 | 2.4953 | 1
9.7009 | 43.352 | 1
5.3077 | 22.1999 | 1
5.5404 | 38.1908 | 1
5.0417 | 12.1869 | 1
10.1917 | 22.832 | 1
2.0307 | 10.8816 | 1
16.833 | 4.7133 | 1
20.6681 | 27.4026 | 1
15.9332 | 17.6333 | 1
16.9822 | 22.5867 | 1
22.5887 | 28.7581 | 1
21.6031 | 3.7774 | 1
18.5439 | 47.6208 | 1
5.6886 | 33.9781 | 1
9.2629 | 37.6374 | 1
1.6704 | 13.4864 | 1
17.1338 | 37.0022 | 1
4.4339 | 36.5276 | 1
21.3533 | 7.4579 | 1
6.163 | 15.4927 | 1
21.2907 | 2.9683 | 1
17.8811 | 43.7614 | 1
3.5693 | 39.8582 | 1
21.9644 | 33.1647 | 1
1.1926 | 16.0086 | 1
18.9757 | 12.4767 | 1
2.1684 | 41.6343 | 1
12.3167 | 8.4071 | 1
14.031 | 10.6103 | 1
3.36 | 46.8362 | 1
0.79882 | 53.1673 | 1
1.4536 | 26.7 | 1
21.1987 | 33.7669 | 1
12.7445 | 26.6383 | 1
20.8128 | 3.7365 | 1
2.0694 | 27.8356 | 1
7.4865 | 50.4435 | 1
2.7436 | 8.997 | 1
2.8912 | 19.0852 | 1
10.561 | 28.8637 | 1
21.3628 | 8.5909 | 1
6.9126 | 50.6398 | 1
18.4999 | 8.77 | 1
6.0798 | 6.687 | 1
18.5615 | 3.9552 | 1
3.3197 | 49.005 | 1
2.8542 | 43.24 | 1
2.195 | 43.5059 | 1
14.5993 | 33.0234 | 1
19.2906 | 39.7889 | 1
0.061771 | 30.718 | 1
7.1719 | 31.5699 | 1
6.9967 | 29.0064 | 1
21.3187 | 33.0725 | 1
15.3923 | 5.9011 | 1
18.3159 | 11.8923 | 1
10.8117 | 33.5953 | 1
16.0991 | 47.5067 | 1
10.5018 | 16.4821 | 1
13.0127 | 41.954 | 1
3.4924 | 33.6737 | 1
7.3356 | 34.1263 | 1
4.0608 | 24.0907 | 1
12.5332 | 19.8413 | 1
20.2129 | 30.4005 | 1
5.0411 | 15.9785 | 1
21.9165 | 36.878 | 1
11.7984 | 13.8639 | 1
14.9877 | 51.5689 | 1
3.2583 | 33.6401 | 1
9.0618 | 51.9521 | 1
2.3628 | 3.3933 | 1
13.3868 | 10.5642 | 1
16.4916 | 21.3633 | 1
22.627 | 4.62 | 1
8.6269 | 38.9925 | 1
12.2727 | 48.3664 | 1
9.4037 | 5.9828 | 1
3.9358 | 18.4176 | 1
5.5319 | 38.6287 | 1
3.4841 | 14.2985 | 1
17.0946 | 40.6837 | 1
9.1152 | 23.814 | 1
12.7883 | 33.9045 | 1
12.5422 | 27.1204 | 1
20.879 | 39.1795 | 1
4.0414 | 48.9046 | 1
7.6339 | 22.2451 | 1
22.9322 | 11.5448 | 1
2.6383 | 17.2711 | 1
1.5189 | 22.2344 | 1
20.1314 | 18.7559 | 1
11.0662 | 24.986 | 1
10.4279 | 11.8754 | 1
23.1285 | 52.4274 | 1
2.2961 | 42.7617 | 1
13.6959 | 32.6702 | 1
10.0078 | 38.539 | 1
15.9841 | 42.0753 | 1
5.9787 | 45.3137 | 1
7.5809 | 9.3932 | 1
4.9038 | 16.3313 | 1
19.537 | 10.5367 | 1
4.4066 | 44.9758 | 1
10.4097 | 0.73007 | 1
15.8438 | 33.5684 | 1
18.317 | 2.7514 | 1
3.9113 | 17.2189 | 1
21.6667 | 13.2299 | 1
17.9877 | 3.3673 | 1
6.1199 | 41.8873 | 1
1.2193 | 22.7746 | 1
7.3776 | 1.3924 | 1
15.8096 | 41.4873 | 1
3.7367 | 42.5648 | 1
17.2142 | 35.5388 | 1
21.5961 | 20.714 | 1
13.7206 | 7.1753 | 1
7.2273 | 32.2674 | 1
4.7874 | 6.2609 | 1
9.0783 | 53.377 | 1
7.9888 | 21.6689 | 1
18.4009 | 3.9487 | 1
14.083 | 8.7699 | 1
5.9326 | 16.0757 | 1
1.3115 | 13.939 | 1
13.2862 | 33.4473 | 1
10.8963 | 35.0834 | 1
19.8347 | 24.779 | 1
23.1382 | 3.8561 | 1
0.56652 | 41.3032 | 1
18.6471 | 32.0907 | 1
19.6808 | 3.3897 | 1
5.9535 | 42.4767 | 1
21.4162 | 52.1481 | 1
7.0089 | 47.2968 | 1
20.1542 | 19.4502 | 1
10.543 | 50.5894 | 1
6.4634 | 30.6527 | 1
11.8685 | 44.2616 | 1
1.3619 | 12.0538 | 1
5.3285 | 26.637 | 1
11.8497 | 3.7505 | 1
3.2729 | 40.1191 | 1
13.4286 | 7.7696 | 1
21.0848 | 24.4675 | 1
21.5785 | 15.7433 | 1
12.8499 | 37.6751 | 1
2.6567 | 16.9667 | 1
5.6252 | 16.5919 | 1
15.7235 | 17.9079 | 1
12.4674 | 53.6614 | 1
17.7088 | 9.5627 | 1
5.1358 | 50.8098 | 1
22.384 | 20.3246 | 1
8.845 | 33.3865 | 1
5.8017 | 31.6586 | 1
7.0497 | 25.5252 | 1
18.6222 | 18.3304 | 1
2.9612 | 34.9354 | 1
3.4793 | 37.0815 | 1
6.1164 | 35.2145 | 1
22.4771 | 2.721 | 1
13.5846 | 22.5416 | 1
9.7427 | 36.2499 | 1
16.7594 | 11.6567 | 1
0.9286 | 16.3399 | 1
10.0371 | 4.4344 | 1
10.4458 | 44.5411 | 1
11.1348 | 38.4109 | 1
13.3441 | 34.5596 | 1
4.7858 | 13.9293 | 1
16.7514 | 48.6056 | 1
13.9857 | 37.1167 | 1
10.3882 | 40.192 | 1
22.7773 | 48.5794 | 1
2.4099 | 17.425 | 1
13.4797 | 12.4707 | 1
7.7271 | 28.0573 | 1
11.0109 | 11.5184 | 1
22.2678 | 4.3841 | 1
5.1548 | 20.0379 | 1
15.9802 | 6.1631 | 1
22.2512 | 35.2555 | 1
19.6713 | 8.4968 | 1
19.4763 | 51.0419 | 1
8.5659 | 49.688 | 1
10.0902 | 14.1526 | 1
13.2446 | 24.7891 | 1
13.8773 | 15.1678 | 1
21.6383 | 21.6699 | 1
6.2681 | 13.9139 | 1
5.5107 | 17.9966 | 1
6.4831 | 5.2406 | 1
10.109 | 20.4151 | 1
23.0667 | 40.427 | 1
8.1608 | 38.7277 | 1
11.8974 | 51.6775 | 1
16.855 | 52.9386 | 1
19.3363 | 5.6723 | 1
5.7315 | 26.7952 | 1
17.1205 | 54.0991 | 1
12.9566 | 44.2956 | 1
22.5579 | 35.5089 | 1
7.2605 | 4.5945 | 1
5.2243 | 37.5625 | 1
19.1584 | 15.5928 | 1
6.1767 | 36.7387 | 1
16.6946 | 40.7706 | 1
16.5366 | 31.1499 | 1
0.34894 | 36.3321 | 1
16.882 | 45.3633 | 1
8.414 | 10.0648 | 1
12.9795 | 27.351 | 1
2.1712 | 48.5134 | 1
14.4785 | 33.6149 | 1
5.9737 | 27.0066 | 1
19.5041 | 19.388 | 1
17.5431 | 1.5933 | 1
16.5549 | 8.3064 | 1
10.5789 | 28.8838 | 1
13.7412 | 5.8361 | 1
7.0022 | 5.0034 | 1
14.9945 | 10.979 | 1
12.6651 | 10.6883 | 1
16.8756 | 12.5047 | 1
4.4009 | 15.1899 | 1
4.7301 | 27.3282 | 1
19.3432 | 21.7003 | 1
3.6413 | 19.7954 | 1
6.7772 | 51.282 | 1
18.2185 | 23.3992 | 1
9.322 | 42.9798 | 1
4.9339 | 3.5624 | 1
0.95366 | 6.5882 | 1
3.7815 | 19.1935 | 1
22.7612 | 28.767 | 1
3.1821 | 41.1297 | 1
1.2178 | 36.7021 | 1
20.3118 | 26.8754 | 1
21.0502 | 0.90249 | 1
11.3384 | 0.44389 | 1
7.5313 | 2.4303 | 1
21.2116 | 38.1234 | 1
14.748 | 41.4755 | 1
20.4901 | 14.9024 | 1
17.5866 | 54.0958 | 1
8.343 | 53.9771 | 1
9.5431 | 3.941 | 1
1.9546 | 53.5485 | 1
18.0605 | 18.3312 | 1
21.2404 | 45.8073 | 1
0.84332 | 48.3338 | 1
4.1329 | 43.5646 | 1
20.0891 | 10.2906 | 1
21.0564 | 45.1005 | 1
18.9814 | 44.7668 | 1
10.817 | 27.5803 | 1
11.0616 | 2.9267 | 1
4.7629 | 23.8369 | 1
4.4478 | 2.2286 | 1
11.0259 | 32.4215 | 1
6.8408 | 31.7364 | 1
11.7335 | 50.6788 | 1
6.4844 | 15.4353 | 1
9.9683 | 46.5809 | 1
11.7694 | 15.0106 | 1
13.9833 | 49.9142 | 1
21.633 | 17.4637 | 1
22.023 | 13.3183 | 1
3.9903 | 46.2445 | 1
10.8365 | 5.4553 | 1
9.0321 | 39.5589 | 1
12.3402 | 21.2646 | 1
17.3032 | 3.9528 | 1
10.05 | 0.98236 | 1
19.6934 | 7.0688 | 1
16.8655 | 7.5568 | 1
11.541 | 39.7027 | 1
9.2743 | 21.099 | 1
4.0524 | 43.5151 | 1
9.354 | 25.4749 | 1
8.6022 | 37.0107 | 1
23.0641 | 32.0568 | 1
22.3553 | 54.6009 | 1
20.0673 | 17.7152 | 1
1.1975 | 47.6207 | 1
15.422 | 54.5417 | 1
5.7484 | 31.7213 | 1
13.7714 | 50.0333 | 1
13.6026 | 16.5395 | 1
19.003 | 48.4054 | 1
16.1626 | 44.363 | 1
12.8773 | 9.3476 | 1
7.8107 | 20.9311 | 1
15.3152 | 1.7578 | 1
5.8722 | 11.1945 | 1
8.716 | 1.855 | 1
21.7465 | 37.9784 | 1
19.2297 | 25.6413 | 1
6.6955 | 46.4521 | 1
21.11 | 23.4488 | 1
20.2145 | 21.3079 | 1
12.0941 | 27.5842 | 1
1.6683 | 50.4656 | 1
0.25212 | 54.5702 | 1
18.542 | 18.1922 | 1
11.4523 | 46.5182 | 1
16.8192 | 41.8453 | 1
6.2188 | 53.6746 | 1
22.71 | 9.9329 | 1
1.4937 | 10.0484 | 1
6.0725 | 25.5969 | 1
13.5419 | 30.6384 | 1
13.1061 | 31.7102 | 1
22.7195 | 39.3052 | 1
8.0878 | 36.6662 | 1
12.996 | 40.0582 | 1
8.0078 | 35.5597 | 1
13.5273 | 20.2234 | 1
0.82577 | 23.2319 | 1
9.0242 | 2.0736 | 1
5.9862 | 43.1292 | 1
22.7412 | 53.858 | 1
12.6331 | 11.4202 | 1
15.649 | 22.9694 | 1
20.9151 | 20.4333 | 1
7.6658 | 16.3475 | 1
20.5944 | 49.1188 | 1
18.5698 | 21.3383 | 1
11.6279 | 30.9685 | 1
6.1078 | 31.0486 | 1
3.6714 | 37.7335 | 1
3.8444 | 55.2641 | 1
3.0175 | 1.8249 | 1
8.0827 | 19.6712 | 1
10.1949 | 27.2932 | 1
4.6862 | 55.1586 | 1
14.7643 | 12.1766 | 1
10.2241 | 27.8504 | 1
20.7844 | 31.0544 | 1
8.3605 | 0.52243 | 1
12.9965 | 25.8739 | 1
4.5573 | 1.8522 | 1
15.5754 | 9.4346 | 1
18.4114 | 6.7798 | 1
11.345 | 17.5028 | 1
6.0739 | 10.1154 | 1
6.2409 | 25.7936 | 1
1.7508 | 23.0365 | 1
1.792 | 35.5104 | 1
19.9747 | 8.465 | 1
10.0015 | 19.4472 | 1
2.161 | 49.3823 | 1
20.1515 | 25.7131 | 1
19.5431 | 48.1353 | 1
5.0081 | 46.0903 | 1
12.454 | 8.2721 | 1
17.9177 | 12.1851 | 1
21.0342 | 41.8553 | 1
7.2919 | 7.3727 | 1
4.6469 | 10.8125 | 1
18.4197 | 33.171 | 1
20.7372 | 29.2177 | 1
16.5559 | 7.3903 | 1
3.7523 | 52.2219 | 1
3.7256 | 37.2787 | 1
9.2576 | 19.9265 | 1
11.8613 | 14.7426 | 1
4.9392 | 37.0059 | 1
1.2729 | 5.103 | 1
6.579 | 36.0715 | 1
0.50624 | 30.1415 | 1
18.4546 | 18.9183 | 1
4.8798 | 33.7714 | 1
17.1469 | 38.1359 | 1
8.7219 | 2.9837 | 1
4.5786 | 48.5037 | 1
7.6293 | 2.2085 | 1
5.2341 | 44.408 | 1
14.7865 | 44.0138 | 1
16.1172 | 49.6115 | 1
19.0992 | 45.3089 | 1
12.4777 | 24.9094 | 1
7.1033 | 27.6761 | 1
6.8767 | 16.0601 | 1
2.3349 | 11.3992 | 1
1.4986 | 17.7054 | 1
7.2712 | 39.7776 | 1
16.4932 | 24.1354 | 1
11.2406 | 16.4392 | 1
22.9474 | 22.4251 | 1
17.0054 | 42.575 | 1
19.7106 | 19.976 | 1
21.2843 | 39.976 | 1
21.338 | 35.1747 | 1
19.1816 | 23.8928 | 1
6.6887 | 10.5401 | 1
13.1953 | 1.6466 | 1
21.8576 | 31.5312 | 1
0.67667 | 36.6292 | 1
3.5838 | 24.8962 | 1
5.1279 | 34.5188 | 1
2.2149 | 9.7321 | 1
6.8401 | 18.9734 | 1
0.12469 | 2.5184 | 1
12.7175 | 13.4301 | 1
4.5256 | 53.7506 | 1
12.8969 | 15.9798 | 1
0.60138 | 8.1487 | 1
18.5572 | 33.2519 | 1
18.6398 | 50.4935 | 1
10.4568 | 31.8962 | 1
4.1111 | 43.5146 | 1
7.2928 | 20.0604 | 1
10.1329 | 53.8634 | 1
20.4857 | 23.1915 | 1
1.2294 | 48.044 | 1
6.5899 | 15.7904 | 1
4.4258 | 50.1155 | 1
0.7866 | 11.7977 | 1
16.8381 | 22.9976 | 1
21.3917 | 40.4945 | 1
14.517 | 5.4151 | 1
16.7365 | 26.4911 | 1
15.1505 | 3.5144 | 1
14.2682 | 5.2143 | 1
5.2698 | 48.6076 | 1
7.6947 | 4.5737 | 1
20.57 | 9.8921 | 1
21.4663 | 27.0839 | 1
19.4203 | 43.886 | 1
0.087968 | 43.6538 | 1
0.94075 | 29.5332 | 1
16.6883 | 47.8134 | 1
11.1713 | 28.962 | 1
22.7131 | 32.8153 | 1
14.1162 | 11.7965 | 1
16.9644 | 8.6318 | 1
3.5864 | 15.2509 | 1
18.2714 | 28.8344 | 1
4.9115 | 17.3265 | 1
2.2303 | 12.4437 | 1
15.2101 | 47.0249 | 1
12.6002 | 23.2151 | 1
6.4826 | 37.0948 | 1
21.6647 | 11.7679 | 1
4.8593 | 20.5957 | 1
4.6182 | 18.3978 | 1
18.9263 | 42.6872 | 1
10.8916 | 37.9601 | 1
20.9123 | 54.4321 | 1
19.7783 | 1.0129 | 1
4.0197 | 4.3376 | 1
0.60755 | 54.8685 | 1
7.5202 | 13.9985 | 1
12.1537 | 19.2812 | 1
17.0579 | 13.9328 | 1
14.4397 | 8.7729 | 1
16.6082 | 4.5617 | 1
13.8726 | 52.5781 | 1
17.6741 | 41.5815 | 1
7.0094 | 22.0631 | 1
22.1733 | 9.4116 | 1
4.4788 | 47.9894 | 1
3.0901 | 48.4947 | 1
16.9688 | 34.2829 | 1
7.3334 | 16.2108 | 1
10.9347 | 9.6048 | 1
15.0742 | 41.8849 | 1
17.7417 | 11.9298 | 1
6.8017 | 2.6377 | 1
5.9476 | 24.7696 | 1
17.402 | 30.8386 | 1
10.9489 | 35.3971 | 1
4.7859 | 13.0351 | 1
22.2651 | 3.0773 | 1
9.8888 | 9.5671 | 1
17.1832 | 32.4574 | 1
16.8458 | 32.632 | 1
17.2697 | 12.3898 | 1
5.8998 | 6.6496 | 1
6.5294 | 51.4038 | 1
4.2393 | 32.6027 | 1
17.7537 | 41.0773 | 1
3.4668 | 20.5319 | 1
19.229 | 20.6801 | 1
12.6567 | 42.6385 | 1
15.3116 | 22.7794 | 1
1.7606 | 42.939 | 1
9.6306 | 35.0812 | 1
11.6685 | 34.438 | 1
21.1416 | 45.2894 | 1
2.5499 | 46.5464 | 1
14.9611 | 18.4612 | 1
1.136 | 36.0436 | 1
9.7149 | 42.9705 | 1
20.8843 | 16.785 | 1
0.76332 | 30.5875 | 1
9.7874 | 50.3947 | 1
6.0419 | 29.6303 | 1
21.7535 | 48.3534 | 1
4.3694 | 3.7194 | 1
4.3645 | 24.0463 | 1
20.7591 | 31.7989 | 1
1.9201 | 42.4234 | 1
11.109 | 42.3599 | 1
18.1694 | 15.0756 | 1
16.3226 | 19.3294 | 1
22.0236 | 27.1601 | 1
8.5721 | 30.2796 | 1
17.8569 | 22.6084 | 1
7.7678 | 16.7142 | 1
12.1626 | 41.4808 | 1
4.8464 | 16.1956 | 1
20.8374 | 51.2128 | 1
18.8496 | 5.144 | 1
19.917 | 52.4227 | 1
5.1014 | 2.7119 | 1
12.0232 | 9.4404 | 1
19.8981 | 42.9704 | 1
4.1262 | 44.8243 | 1
17.7625 | 53.7436 | 1
15.7278 | 25.0533 | 1
16.244 | 0.59508 | 1
1.4991 | 18.4067 | 1
15.5156 | 18.5717 | 1
8.6451 | 28.7026 | 1
3.8455 | 37.0107 | 1
16.2927 | 36.1036 | 1
22.6872 | 40.1043 | 1
9.5287 | 24.8924 | 1
6.9164 | 13.6396 | 1
10.0962 | 40.3728 | 1
5.3682 | 6.2892 | 1
15.2863 | 5.8529 | 1
1.0421 | 5.9315 | 1
10.4031 | 12.6622 | 1
9.581 | 50.9725 | 1
8.7276 | 11.9284 | 1
17.5518 | 51.3601 | 1
0.9025 | 44.2562 | 1
3.0414 | 1.2925 | 1
19.7675 | 27.8474 | 1
6.9598 | 31.0016 | 1
6.6181 | 22.4441 | 1
2.6963 | 42.1127 | 1
17.0183 | 24.5913 | 1
13.8072 | 28.4301 | 1
12.6736 | 42.9745 | 1
16.312 | 30.8792 | 1
4.6979 | 34.2121 | 1
7.9507 | 15.4722 | 1
2.7074 | 33.0447 | 1
16.243 | 19.1032 | 1
17.4394 | 24.048 | 1
17.6851 | 20.2163 | 1
15.8269 | 53.0534 | 1
21.4271 | 5.2056 | 1
22.957 | 27.9315 | 1
12.1306 | 22.639 | 1
6.8719 | 48.8852 | 1
17.0647 | 2.917 | 1
7.4841 | 7.0301 | 1
5.9517 | 12.7993 | 1
4.1366 | 42.0526 | 1
21.4102 | 37.7131 | 1
9.8865 | 10.8263 | 1
1.3847 | 6.4365 | 1
8.2429 | 12.3771 | 1
5.4845 | 50.9769 | 1
16.3747 | 44.5318 | 1
23.0693 | 12.3289 | 1
6.9183 | 7.2247 | 1
6.4977 | 11.6598 | 1
16.7908 | 4.4591 | 1
1.5209 | 41.643 | 1
19.0514 | 50.3066 | 1
8.8212 | 45.7151 | 1
16.234 | 26.8963 | 1
18.7646 | 21.4942 | 1
3.8967 | 42.2888 | 1
2.3277 | 22.5767 | 1
5.2127 | 20.7904 | 1
1.808 | 44.9162 | 1
8.0553 | 16.5081 | 1
19.1807 | 48.724 | 1
18.1784 | 5.1402 | 1
20.649 | 18.9228 | 1
21.0503 | 20.4346 | 1
15.4791 | 21.2487 | 1
2.5317 | 9.0676 | 1
21.3842 | 2.5011 | 1
10.8309 | 45.5078 | 1
0.82961 | 46.5215 | 1
10.976 | 34.4303 | 1
14.5625 | 8.227 | 1
3.8323 | 40.2345 | 1
6.5034 | 25.7536 | 1
16.5719 | 30.8645 | 1
2.0951 | 33.3929 | 1
4.9153 | 2.7184 | 1
3.7986 | 28.8287 | 1
17.6273 | 46.7948 | 1
5.6417 | 41.7853 | 1
15.3748 | 12.5809 | 1
9.7372 | 32.7981 | 1
12.5437 | 40.0893 | 1
14.2898 | 34.8143 | 1
20.3466 | 13.5156 | 1
4.7273 | 30.3523 | 1
16.1163 | 31.669 | 1
15.5335 | 26.366 | 1
16.2189 | 32.1629 | 1
1.1908 | 3.7895 | 1
0.69901 | 6.6847 | 1
17.8292 | 52.4822 | 1
19.9523 | 15.2161 | 1
18.7709 | 24.1582 | 1
16.9826 | 22.093 | 1
0.47772 | 16.452 | 1
15.1089 | 21.2594 | 1
4.9241 | 23.4153 | 1
16.4347 | 30.2141 | 1
17.9731 | 22.4623 | 1
4.5097 | 31.3393 | 1
1.5087 | 15.1817 | 1
17.3954 | 15.8285 | 1
4.2214 | 34.1562 | 1
11.5073 | 32.9971 | 1
22.1905 | 22.8179 | 1
19.1187 | 20.7059 | 1
5.9409 | 5.8391 | 1
5.8515 | 26.7307 | 1
23.129 | 48.7159 | 1
5.651 | 12.8211 | 1
19.0919 | 49.827 | 1
2.8871 | 41.8717 | 1
6.7358 | 27.9583 | 1
13.3314 | 46.6521 | 1
5.3045 | 27.1722 | 1
6.7566 | 9.5147 | 1
5.9626 | 23.4698 | 1
3.3971 | 2.3456 | 1
1.7978 | 44.8163 | 1
7.2045 | 47.6761 | 1
8.7574 | 21.0148 | 1
7.5119 | 34.964 | 1
14.9486 | 48.0683 | 1
9.8454 | 32.398 | 1
8.4806 | 13.4828 | 1
6.3363 | 14.1934 | 1
21.8921 | 27.3563 | 1
0.24046 | 54.0718 | 1
16.865 | 29.4375 | 1
19.3238 | 44.6929 | 1
7.1163 | 27.5725 | 1
21.7653 | 42.7352 | 1
0.99726 | 44.7986 | 1
6.1265 | 21.6185 | 1
0.12592 | 11.8177 | 1
23.0077 | 52.0028 | 1
20.6524 | 46.1577 | 1
12.9168 | 12.8443 | 1
19.7575 | 50.6839 | 1
11.0295 | 31.5679 | 1
7.5366 | 13.5531 | 1
18.0612 | 52.4206 | 1
3.0792 | 48.3032 | 1
10.0432 | 9.6561 | 1
16.0732 | 0.78353 | 1
3.6037 | 14.1396 | 1
7.4888 | 16.9109 | 1
21.342 | 44.3836 | 1
11.7798 | 15.7839 | 1
10.1396 | 7.3763 | 1
12.6181 | 23.0093 | 1
4.6279 | 17.9772 | 1
6.5468 | 24.7088 | 1
15.0289 | 33.9303 | 1
3.1818 | 6.7447 | 1
20.3345 | 31.2063 | 1
22.847 | 52.6985 | 1
22.8347 | 4.222 | 1
13.2347 | 16.0319 | 1
23.2281 | 29.3298 | 1
16.7649 | 36.1609 | 1
12.7389 | 48.4056 | 1
0.68048 | 48.3209 | 1
10.3693 | 33.9058 | 1
20.8873 | 37.9056 | 1
17.6564 | 36.1804 | 1
13.5053 | 22.2559 | 1
11.9371 | 55.2712 | 1
10.8822 | 41.2222 | 1
21.9077 | 49.1002 | 1
1.1299 | 13.6445 | 1
11.8922 | 51.4371 | 1
19.4298 | 17.6306 | 1
0.80102 | 32.186 | 1
19.7857 | 4.3632 | 1
10.2618 | 20.7804 | 1
15.155 | 41.1738 | 1
5.5258 | 29.1444 | 1
13.9969 | 41.9376 | 1
7.9237 | 45.4966 | 1
21.4492 | 12.7524 | 1
4.0765 | 38.1968 | 1
5.6723 | 10.8324 | 1
5.2751 | 55.0844 | 1
11.1887 | 52.4868 | 1
22.7448 | 38.8408 | 1
0.93205 | 6.3963 | 1
6.3682 | 53.6664 | 1
5.8993 | 0.48839 | 1
21.523 | 44.0757 | 1
21.7493 | 35.4748 | 1
16.5044 | 8.1246 | 1
14.4748 | 5.9655 | 1
19.7559 | 54.5399 | 1
13.2474 | 48.5193 | 1
17.0701 | 25.8092 | 1
13.8336 | 18.8697 | 1
6.2408 | 29.1533 | 1
10.2092 | 51.8381 | 1
7.9704 | 24.8142 | 1
7.2037 | 17.8575 | 1
8.1589 | 30.1601 | 1
7.2976 | 51.2713 | 1
13.7625 | 31.2809 | 1
23.2548 | 43.4469 | 1
12.2057 | 4.6249 | 1
3.6441 | 44.1829 | 1
8.8471 | 12.6918 | 1
11.4508 | 49.0536 | 1
15.6261 | 29.7725 | 1
17.8051 | 4.0993 | 1
20.0811 | 32.0997 | 1
3.5594 | 24.0986 | 1
2.6218 | 51.7358 | 1
7.967 | 48.0608 | 1
18.7005 | 40.2367 | 1
11.6287 | 17.6739 | 1
21.5054 | 13.6359 | 1
4.4235 | 17.9858 | 1
1.3415 | 43.3477 | 1
12.9438 | 40.5767 | 1
18.9902 | 24.6271 | 1
21.0365 | 44.3337 | 1
21.7088 | 26.8123 | 1
8.2671 | 32.2673 | 1
18.166 | 9.7938 | 1
2.3819 | 26.351 | 1
9.8891 | 34.0334 | 1
21.8722 | 1.7746 | 1
22.2588 | 3.0779 | 1
4.3345 | 5.1016 | 1
5.8 | 51.8517 | 1
17.6949 | 48.4343 | 1
18.9579 | 21.95 | 1
13.6969 | 53.8489 | 1
21.4685 | 22.7166 | 1
19.4927 | 21.4698 | 1
7.0675 | 25.0348 | 1
4.7607 | 48.3084 | 1
19.1975 | 45.7452 | 1
2.1074 | 27.7748 | 1
6.9229 | 24.4405 | 1
18.1015 | 37.7696 | 1
3.3924 | 3.9786 | 1
13.6634 | 29.5307 | 1
6.2354 | 19.1959 | 1
0.021897 | 1.5128 | 1
7.9432 | 5.1202 | 1
6.7596 | 44.5995 | 1
5.7219 | 36.8443 | 1
4.6 | 34.546 | 1
10.3873 | 13.4268 | 1
4.2653 | 29.3162 | 1
0.1185 | 12.8996 | 1
15.9282 | 47.2292 | 1
9.5831 | 41.1059 | 1
15.9107 | 43.3845 | 1
22.594 | 6.7181 | 1
1.4104 | 21.5165 | 1
19.8093 | 42.1858 | 1
9.3783 | 48.1709 | 1
17.3183 | 50.4596 | 1
6.4636 | 21.2361 | 1
15.3673 | 26.3249 | 1
14.3669 | 12.1487 | 1
12.1916 | 48.9426 | 1
17.8044 | 30.0693 | 1
9.6177 | 19.34 | 1
2.5675 | 44.1067 | 1
19.9478 | 32.7516 | 1
5.354 | 28.0007 | 1
14.1814 | 26.1285 | 1
10.9047 | 4.9616 | 1
2.873 | 50.5299 | 1
2.6233 | 55.2884 | 1
5.1557 | 38.5875 | 1
2.4708 | 16.3106 | 1
4.6141 | 41.9534 | 1
12.6151 | 50.8164 | 1
1.4219 | 53.3332 | 1
1.75 | 6.3919 | 1
12.3429 | 46.798 | 1
0.18815 | 21.669 | 1
14.2742 | 47.8421 | 1
5.8089 | 9.9833 | 1
21.8706 | 23.5315 | 1
13.7822 | 8.7115 | 1
1.6198 | 1.2933 | 1
6.1918 | 34.6827 | 1
11.9407 | 7.2527 | 1
1.6834 | 52.914 | 1
18.9755 | 32.2857 | 1
22.3033 | 29.7053 | 1
3.8324 | 34.7757 | 1
9.2447 | 29.7347 | 1
7.2175 | 50.9259 | 1
6.3355 | 1.5765 | 1
7.3673 | 1.2024 | 1
3.5806 | 7.9524 | 1
22.7115 | 28.6773 | 1
15.5368 | 49.0307 | 1
12.3062 | 37.0704 | 1
0.21407 | 32.3524 | 1
15.1838 | 38.173 | 1
10.5624 | 49.0835 | 1
18.5069 | 35.0037 | 1
7.6074 | 34.2982 | 1
10.5099 | 43.8641 | 1
4.5235 | 30.2471 | 1
12.2648 | 19.2176 | 1
21.6854 | 50.7541 | 1
18.2987 | 17.5509 | 1
21.7464 | 0.51029 | 1
18.9764 | 21.0059 | 1
20.8773 | 3.5654 | 1
17.2645 | 5.4524 | 1
7.1588 | 19.7468 | 1
20.2697 | 25.1258 | 1
13.6212 | 52.6766 | 1
22.8837 | 44.3496 | 1
21.0632 | 8.7663 | 1
10.2391 | 22.2033 | 1
15.2363 | 48.5964 | 1
18.1413 | 43.2388 | 1
15.2958 | 31.4109 | 1
1.1442 | 3.3258 | 1
10.5112 | 43.4157 | 1
15.257 | 16.0394 | 1
16.9403 | 47.4519 | 1
12.3402 | 27.5591 | 1
12.9391 | 10.2272 | 1
3.3597 | 10.4188 | 1
11.1586 | 22.6303 | 1
6.6779 | 9.3541 | 1
8.5821 | 22.1351 | 1
10.2702 | 16.6367 | 1
10.3769 | 25.4135 | 1
19.7557 | 48.9516 | 1
3.3066 | 48.3883 | 1
13.3477 | 51.7951 | 1
18.4295 | 51.3396 | 1
16.4138 | 4.4197 | 1
7.6206 | 33.5457 | 1
1.7895 | 51.1079 | 1
6.5517 | 47.7569 | 1
15.3643 | 2.9759 | 1
11.2931 | 48.9085 | 1
8.076 | 52.2808 | 1
3.996 | 1.9326 | 1
16.3687 | 28.9214 | 1
1.2911 | 31.9168 | 1
2.647 | 22.4013 | 1
8.792 | 43.684 | 1
17.5486 | 33.872 | 1
8.6983 | 45.5662 | 1
17.0076 | 41.2536 | 1
14.6089 | 3.8968 | 1
15.2749 | 30.827 | 1
9.8801 | 5.4299 | 1
21.8517 | 16.6839 | 1
20.0574 | 32.718 | 1
15.1218 | 34.2689 | 1
19.9758 | 36.6336 | 1
8.7898 | 38.6828 | 1
11.1026 | 17.8847 | 1
22.4864 | 29.6281 | 1
13.3642 | 34.1768 | 1
16.7108 | 32.683 | 1
20.4742 | 28.8914 | 1
1.4055 | 9.3199 | 1
20.6419 | 37.5557 | 1
8.266 | 5.4228 | 1
0.6895 | 35.2491 | 1
5.1771 | 29.7727 | 1
1.5665 | 22.7305 | 1
12.0532 | 54.4223 | 1
22.2329 | 8.5439 | 1
3.9835 | 23.1541 | 1
6.4701 | 15.2357 | 1
13.6178 | 11.0579 | 1
7.4473 | 34.3511 | 1
6.4012 | 54.3251 | 1
13.8634 | 4.0535 | 1
1.8398 | 17.9991 | 1
15.7472 | 34.923 | 1
14.4407 | 30.9503 | 1
7.3977 | 14.9511 | 1
14.067 | 35.3256 | 1
20.4524 | 8.5673 | 1
20.1013 | 44.702 | 1
17.222 | 34.1295 | 1
6.2138 | 41.9508 | 1
11.6017 | 52.0987 | 1
20.4262 | 23.9138 | 1
4.8434 | 5.1738 | 1
15.4639 | 27.8516 | 1
3.3212 | 21.9872 | 1
4.2283 | 20.408 | 1
17.975 | 21.2514 | 1
18.22 | 53.0972 | 1
19.567 | 54.1429 | 1
17.0791 | 15.3336 | 1
13.9128 | 52.4474 | 1
19.0751 | 11.372 | 1
20.2283 | 4.5156 | 1
5.2309 | 6.5011 | 1
4.9048 | 15.1084 | 1
6.1838 | 8.8111 | 1
18.2197 | 24.7066 | 1
16.7125 | 18.7572 | 1
17.5531 | 44.3164 | 1
3.4431 | 38.5184 | 1
15.6607 | 27.3969 | 1
22.9456 | 46.5609 | 1
20.2614 | 42.3952 | 1
15.7224 | 41.7101 | 1
13.0736 | 45.6013 | 1
3.2273 | 26.9221 | 1
10.2235 | 13.8499 | 1
11.295 | 35.3796 | 1
9.3175 | 32.8907 | 1
11.8262 | 33.4538 | 1
22.6278 | 27.8893 | 1
15.4879 | 3.6961 | 1
18.5991 | 10.1304 | 1
4.1469 | 24.1431 | 1
21.1543 | 36.0067 | 1
11.8945 | 47.5017 | 1
11.6903 | 11.0608 | 1
16.9535 | 28.4078 | 1
4.4178 | 39.8474 | 1
21.4721 | 10.7643 | 1
14.9479 | 38.2227 | 1
17.8116 | 21.6574 | 1
19.5104 | 8.6844 | 1
8.5864 | 38.3681 | 1
1.0838 | 23.5049 | 1
11.5649 | 42.8553 | 1
6.4637 | 38.5754 | 1
18.7091 | 35.5904 | 1
6.258 | 35.874 | 1
3.1172 | 5.6544 | 1
23.1381 | 44.5331 | 1
1.7344 | 10.066 | 1
8.4019 | 8.8749 | 1
12.5713 | 42.8067 | 1
0.46903 | 5.4897 | 1
10.3184 | 36.4125 | 1
2.256 | 42.0263 | 1
0.73911 | 10.5437 | 1
9.4031 | 50.6874 | 1
21.0711 | 23.5353 | 1
0.57834 | 19.25 | 1
8.7693 | 0.84432 | 1
4.6673 | 54.2511 | 1
13.5811 | 2.254 | 1
3.5135 | 19.0764 | 1
8.5219 | 28.454 | 1
16.5927 | 47.7505 | 1
1.8334 | 39.7487 | 1
22.4271 | 19.7363 | 1
3.6533 | 38.1022 | 1
12.8136 | 29.4552 | 1
10.8729 | 30.7832 | 1
14.3331 | 35.9864 | 1
17.9289 | 27.2386 | 1
8.8097 | 46.8178 | 1
1.4403 | 45.006 | 1
3.7051 | 31.6534 | 1
14.138 | 12.1893 | 1
11.0261 | 37.3946 | 1
8.2166 | 47.2161 | 1
5.6848 | 46.2523 | 1
4.7014 | 47.4374 | 1
20.3761 | 4.0883 | 1
18.9862 | 42.3421 | 1
18.0625 | 11.2986 | 1
8.2415 | 41.655 | 1
20.9459 | 14.13 | 1
15.6164 | 17.3335 | 1
22.1867 | 25.6673 | 1
17.2855 | 31.2379 | 1
17.8551 | 27.6855 | 1
22.6131 | 54.0699 | 1
10.1345 | 8.2806 | 1
8.8635 | 51.2211 | 1
8.0786 | 27.524 | 1
10.3038 | 11.5061 | 1
13.9909 | 48.3803 | 1
12.0025 | 4.1984 | 1
6.3953 | 6.0699 | 1
9.7681 | 19.8592 | 1
3.6966 | 52.007 | 1
5.1179 | 46.1792 | 1
8.6533 | 49.0709 | 1
12.3523 | 21.3089 | 1
4.6211 | 41.6919 | 1
12.6783 | 32.4618 | 1
4.5951 | 51.4585 | 1
21.1375 | 46.8858 | 1
15.5204 | 52.8776 | 1
13.6405 | 16.0984 | 1
2.6849 | 43.517 | 1
21.3969 | 52.3547 | 1
20.21 | 53.4513 | 1
7.5277 | 3.7174 | 1
0.75294 | 16.1008 | 1
13.472 | 4.1323 | 1
4.311 | 52.4939 | 1
2.659 | 4.8919 | 1
4.3176 | 38.2328 | 1
19.997 | 36.0209 | 1
1.9817 | 3.1661 | 1
10.6844 | 21.8734 | 1
18.4319 | 21.8913 | 1
20.9284 | 0.72931 | 1
10.8889 | 10.625 | 1
22.9875 | 6.6083 | 1
21.0388 | 21.4496 | 1
18.9778 | 14.6183 | 1
16.3562 | 2.8615 | 1
22.0094 | 20.2875 | 1
3.0109 | 11.084 | 1
8.1569 | 42.5721 | 1
9.4405 | 7.5147 | 1
2.7042 | 20.3711 | 1
16.7176 | 41.4252 | 1
16.1792 | 13.3121 | 1
17.3836 | 7.5172 | 1
19.3186 | 21.7431 | 1
12.036 | 13.9143 | 1
7.0081 | 42.0282 | 1
1.0101 | 37.5743 | 1
4.1126 | 22.8249 | 1
14.6608 | 12.3693 | 1
9.2402 | 13.4271 | 1
19.0358 | 54.9965 | 1
16.2432 | 35.9661 | 1
15.5815 | 27.3927 | 1
0.37921 | 36.3906 | 1
17.1933 | 20.1181 | 1
11.7639 | 29.9913 | 1
9.9557 | 34.0489 | 1
18.1641 | 5.0638 | 1
15.4282 | 2.352 | 1
3.1433 | 9.7102 | 1
18.5299 | 19.6234 | 1
16.1457 | 17.6349 | 1
8.5455 | 32.271 | 1
10.5876 | 48.1989 | 1
20.9193 | 48.3783 | 1
10.5782 | 26.6835 | 1
18.7286 | 50.4691 | 1
13.7579 | 20.1848 | 1
6.8432 | 54.1202 | 1
16.766 | 42.1547 | 1
4.6824 | 16.1978 | 1
22.1221 | 16.5469 | 1
18.029 | 48.3 | 1
4.2932 | 26.8341 | 1
10.0261 | 21.2716 | 1
9.4916 | 43.2889 | 1
11.2726 | 48.9894 | 1
16.0014 | 1.6745 | 1
18.7558 | 41.263 | 1
14.5346 | 2.6786 | 1
21.6985 | 42.472 | 1
22.1694 | 38.7653 | 1
2.917 | 49.7801 | 1
14.4077 | 49.7943 | 1
22.2854 | 43.0872 | 1
18.6288 | 28.0706 | 1
18.5072 | 39.755 | 1
15.0907 | 29.2132 | 1
19.6447 | 9.8585 | 1
1.2812 | 1.0822 | 1
8.7872 | 47.4736 | 1
10.1177 | 53.487 | 1
2.9487 | 27.379 | 1
5.262 | 2.0091 | 1
23.19 | 4.8049 | 1
2.9558 | 14.2624 | 1
17.848 | 31.3166 | 1
23.2507 | 34.0032 | 1
18.6463 | 10.4613 | 1
22.0864 | 42.7538 | 1
15.7887 | 44.9865 | 1
9.6996 | 9.6394 | 1
17.2199 | 26.2728 | 1
11.9173 | 52.4706 | 1
20.1297 | 49.8572 | 1
17.6426 | 7.9899 | 1
19.7426 | 42.5253 | 1
5.323 | 48.1321 | 1
5.9645 | 7.1554 | 1
22.4774 | 50.9525 | 1
21.9757 | 19.4467 | 1
9.9444 | 42.2787 | 1
21.9253 | 37.8265 | 1
4.7493 | 49.1179 | 1
5.2822 | 12.9257 | 1
13.4909 | 0.85121 | 1
9.1443 | 5.9092 | 1
5.4239 | 46.7914 | 1
7.0129 | 45.4329 | 1
5.9385 | 22.3328 | 1
14.5591 | 33.2534 | 1
20.454 | 20.3786 | 1
8.2698 | 10.0373 | 1
12.3525 | 1.6326 | 1
21.3199 | 17.7241 | 1
17.351 | 44.6876 | 1
15.1268 | 6.9879 | 1
21.2607 | 22.7512 | 1
18.4939 | 33.0892 | 1
21.7396 | 11.3546 | 1
10.7054 | 3.1698 | 1
3.4155 | 16.099 | 1
13.7737 | 46.5253 | 1
14.6871 | 32.5592 | 1
1.3353 | 10.4109 | 1
13.3155 | 22.6829 | 1
20.098 | 1.563 | 1
13.4591 | 14.7344 | 1
6.107 | 0.57957 | 1
1.6925 | 34.3337 | 1
21.1374 | 41.6212 | 1
8.559 | 6.1106 | 1
11.7709 | 19.2204 | 1
17.3124 | 33.0179 | 1
2.2903 | 50.0686 | 1
1.1558 | 34.6571 | 1
7.4023 | 44.322 | 1
3.4901 | 2.0145 | 1
19.4898 | 2.2858 | 1
13.0076 | 26.4465 | 1
22.0958 | 28.3095 | 1
5.6094 | 50.0747 | 1
13.6625 | 14.6961 | 1
4.1731 | 1.6903 | 1
12.7213 | 10.548 | 1
12.7392 | 7.8522 | 1
13.397 | 35.792 | 1
22.7549 | 24.187 | 1
3.9374 | 22.3871 | 1
21.4101 | 26.1498 | 1
9.4718 | 4.8966 | 1
17.4176 | 14.2973 | 1
3.5292 | 30.7273 | 1
2.5921 | 10.9334 | 1
4.1982 | 50.4616 | 1
20.5467 | 7.5652 | 1
14.6852 | 46.5795 | 1
5.8796 | 45.3571 | 1
12.4536 | 44.5015 | 1
16.7968 | 43.2801 | 1
13.71 | 38.6484 | 1
20.0358 | 18.9698 | 1
1.1922 | 11.4756 | 1
9.6945 | 17.1589 | 1
22.4715 | 19.7649 | 1
11.8153 | 39.9827 | 1
15.757 | 49.2326 | 1
20.5926 | 6.5892 | 1
18.0267 | 6.0571 | 1
15.6534 | 46.82 | 1
20.9301 | 33.0417 | 1
21.4506 | 32.8022 | 1
15.7963 | 42.1051 | 1
4.8643 | 31.7433 | 1
3.3374 | 4.5319 | 1
13.7559 | 20.2477 | 1
19.1722 | 35.0442 | 1
8.2329 | 36.2459 | 1
22.3805 | 27.3275 | 1
20.7595 | 26.7621 | 1
12.2952 | 34.3495 | 1
11.9201 | 2.3101 | 1
20.3825 | 4.9869 | 1
6.2343 | 18.3532 | 1
13.939 | 51.7722 | 1
3.5019 | 6.2711 | 1
1.1276 | 13.9928 | 1
13.5998 | 10.8208 | 1
7.2588 | 16.5486 | 1
7.9233 | 32.965 | 1
2.9235 | 31.9057 | 1
1.7706 | 45.2401 | 1
12.7515 | 38.2327 | 1
11.1723 | 2.3099 | 1
1.48 | 49.929 | 1
3.0869 | 11.4201 | 1
6.0714 | 38.5435 | 1
13.7034 | 50.3349 | 1
23.2954 | 11.2429 | 1
9.4143 | 46.1353 | 1
1.7122 | 17.8854 | 1
14.6891 | 22.154 | 1
12.1765 | 52.5635 | 1
14.7142 | 31.8809 | 1
5.2462 | 11.3845 | 1
0.85135 | 29.8205 | 1
19.1551 | 42.586 | 1
22.4285 | 6.8547 | 1
13.9775 | 2.9879 | 1
21.5504 | 31.9803 | 1
19.319 | 31.6655 | 1
16.0787 | 40.7258 | 1
18.5501 | 15.8993 | 1
2.9873 | 36.3349 | 1
12.2296 | 34.0885 | 1
17.5125 | 25.739 | 1
8.43 | 15.3763 | 1
19.1521 | 32.8961 | 1
13.0958 | 30.2362 | 1
11.7337 | 9.1779 | 1
19.3479 | 46.3178 | 1
14.2094 | 22.108 | 1
1.1476 | 24.4819 | 1
10.4224 | 42.3322 | 1
18.5096 | 13.2254 | 1
6.3294 | 2.7701 | 1
19.8051 | 6.1194 | 1
10.16 | 20.3635 | 1
1.1031 | 1.7237 | 1
13.7861 | 29.8012 | 1
9.928 | 50.5939 | 1
12.9337 | 8.6768 | 1
15.5577 | 46.0074 | 1
13.9 | 54.0567 | 1
20.8308 | 29.6053 | 1
22.7722 | 4.1674 | 1
4.8888 | 48.2707 | 1
10.2115 | 12.0032 | 1
16.6422 | 43.8876 | 1
18.4835 | 30.1709 | 1
1.4493 | 22.0466 | 1
15.5968 | 12.7746 | 1
10.7203 | 50.5746 | 1
9.9008 | 54.2023 | 1
7.1542 | 42.631 | 1
13.5696 | 40.6908 | 1
5.5386 | 23.1269 | 1
10.2697 | 38.3488 | 1
14.648 | 24.1417 | 1
8.7836 | 26.5706 | 1
5.5544 | 50.4134 | 1
23.2973 | 42.234 | 1
22.0186 | 25.7614 | 1
18.1684 | 25.1968 | 1
2.2227 | 51.9653 | 1
17.4235 | 19.9689 | 1
16.1199 | 32.593 | 1
12.1003 | 26.3742 | 1
7.0462 | 51.4564 | 1
20.1432 | 33.3206 | 1
18.1678 | 2.6396 | 1
21.7223 | 8.368 | 1
22.208 | 27.4836 | 1
4.7798 | 9.509 | 1
3.5997 | 43.6742 | 1
18.6742 | 17.5033 | 1
22.8055 | 4.4909 | 1
1.8958 | 36.3193 | 1
2.2872 | 19.938 | 1
22.0157 | 42.8812 | 1
18.229 | 4.0348 | 1
13.649 | 37.489 | 1
12.2154 | 21.044 | 1
5.4273 | 42.2187 | 1
4.8386 | 50.3189 | 1
9.2794 | 54.5217 | 1
9.6582 | 53.6658 | 1
5.2795 | 25.9026 | 1
19.1288 | 22.2764 | 1
1.9548 | 52.2412 | 1
15.0061 | 46.1391 | 1
19.0906 | 24.2251 | 1
1.8877 | 26.8069 | 1
2.0365 | 55.0576 | 1
19.1811 | 55.2895 | 1
9.052 | 19.2857 | 1
3.1272 | 18.0817 | 1
19.6344 | 29.8381 | 1
14.0014 | 46.0713 | 1
4.9195 | 54.5221 | 1
21.1283 | 6.3704 | 1
16.9841 | 39.7575 | 1
19.9142 | 42.5393 | 1
4.8609 | 23.6419 | 1
21.0299 | 32.8888 | 1
19.5591 | 1.2045 | 1
22.9078 | 28.2167 | 1
0.45357 | 44.4985 | 1
1.2115 | 3.7039 | 1
21.7283 | 34.6474 | 1
7.1555 | 14.773 | 1
16.8764 | 44.148 | 1
7.5309 | 37.9032 | 1
4.3823 | 3.438 | 1
3.9036 | 4.0231 | 1
16.3056 | 15.9688 | 1
5.819 | 9.42 | 1
6.3818 | 6.6549 | 1
2.144 | 30.4828 | 1
0.218 | 51.676 | 1
7.6198 | 5.7231 | 1
19.5414 | 53.8721 | 1
3.6911 | 2.3127 | 1
8.6476 | 10.2914 | 1
13.3974 | 29.9433 | 1
8.1223 | 22.5522 | 1
17.3116 | 44.0261 | 1
11.2203 | 35.9413 | 1
1.1192 | 43.978 | 1
4.5245 | 15.3507 | 1
19.3078 | 2.5585 | 1
15.4325 | 17.9271 | 1
12.1352 | 33.1058 | 1
20.0723 | 12.3619 | 1
0.53507 | 35.9494 | 1
22.4446 | 33.3436 | 1
21.0758 | 38.6883 | 1
9.7019 | 36.2853 | 1
17.9352 | 50.2967 | 1
6.1911 | 47.4653 | 1
2.6089 | 33.5807 | 1
15.5236 | 9.7552 | 1
11.1095 | 29.3852 | 1
11.1059 | 47.4461 | 1
7.7824 | 47.3152 | 1
21.999 | 19.8083 | 1
20.5193 | 52.5039 | 1
20.0222 | 48.953 | 1
9.5114 | 36.9385 | 1
3.8377 | 40.4597 | 1
0.25286 | 4.4902 | 1
4.567 | 18.4327 | 1
5.7203 | 37.4772 | 1
14.3264 | 6.1163 | 1
2.5661 | 36.8657 | 1
13.5905 | 19.3705 | 1
8.637 | 4.5114 | 1
11.8951 | 33.8348 | 1
2.6036 | 27.8504 | 1
20.3638 | 37.9598 | 1
23.0124 | 49.7928 | 1
16.7806 | 14.0936 | 1
20.8808 | 16.3501 | 1
18.5669 | 29.3781 | 1
4.0738 | 33.4996 | 1
13.2299 | 41.8732 | 1
6.2551 | 0.9081 | 1
9.8142 | 22.7993 | 1
10.7199 | 53.173 | 1
5.0827 | 11.7789 | 1
7.5909 | 32.2141 | 1
11.1289 | 11.9365 | 1
3.953 | 44.4303 | 1
15.4689 | 5.1245 | 1
12.4544 | 33.9036 | 1
22.7703 | 27.8835 | 1
2.8211 | 33.2138 | 1
7.2045 | 33.7203 | 1
17.5312 | 3.1591 | 1
4.6344 | 36.2936 | 1
9.5776 | 17.6294 | 1
1.4135 | 44.778 | 1
9.63 | 17.1505 | 1
20.3946 | 45.7176 | 1
22.2543 | 4.5507 | 1
3.1202 | 19.6232 | 1
4.8657 | 12.3071 | 1
14.5202 | 38.0698 | 1
8.2769 | 53.5633 | 1
15.6551 | 16.6083 | 1
3.5839 | 18.7666 | 1
10.1189 | 17.4815 | 1
9.147 | 16.2245 | 1
0.7579 | 30.6227 | 1
17.9693 | 10.519 | 1
0.85967 | 31.8209 | 1
3.8802 | 40.5792 | 1
15.0933 | 3.1292 | 1
21.0905 | 30.7597 | 1
2.0006 | 34.8633 | 1
15.1027 | 27.9372 | 1
18.4015 | 45.5316 | 1
9.9269 | 51.8066 | 1
0.095924 | 25.1869 | 1
4.9465 | 10.178 | 1
20.7372 | 29.1615 | 1
22.4772 | 13.6024 | 1
8.6752 | 31.3228 | 1
5.1917 | 6.5503 | 1
21.0255 | 24.0027 | 1
14.4912 | 34.5505 | 1
5.2039 | 15.2375 | 1
22.1804 | 20.7824 | 1
1.3237 | 33.6529 | 1
20.0061 | 18.4455 | 1
5.586 | 46.4917 | 1
5.2843 | 6.2481 | 1
14.9667 | 16.4634 | 1
17.8894 | 6.5067 | 1
7.3163 | 24.3197 | 1
1.7898 | 27.3467 | 1
1.6274 | 43.4248 | 1
20.82 | 12.8994 | 1
8.4029 | 2.064 | 1
0.60617 | 53.0955 | 1
8.0228 | 20.5177 | 1
1.3018 | 14.5417 | 1
21.4211 | 51.6345 | 1
18.9867 | 9.4705 | 1
11.8728 | 48.8474 | 1
16.0622 | 29.1936 | 1
17.5358 | 9.5056 | 1
0.91668 | 50.3777 | 1
17.7237 | 48.7103 | 1
13.0678 | 12.9521 | 1
20.9887 | 10.1303 | 1
15.0786 | 1.7666 | 1
15.734 | 7.4233 | 1
8.6286 | 8.2165 | 1
9.7307 | 33.22 | 1
18.0879 | 49.139 | 1
4.7593 | 11.4012 | 1
16.7445 | 26.0373 | 1
7.5676 | 18.6039 | 1
6.9654 | 2.0936 | 1
16.9553 | 28.1378 | 1
6.042 | 45.0766 | 1
6.1175 | 19.2856 | 1
9.6121 | 27.9165 | 1
2.8781 | 38.4014 | 1
8.5959 | 23.2718 | 1
19.3903 | 35.052 | 1
8.828 | 17.3531 | 1
23.0245 | 44.1324 | 1
1.018 | 35.2118 | 1
20.9342 | 46.219 | 1
13.3366 | 5.693 | 1
0.31139 | 22.6573 | 1
20.8569 | 26.2114 | 1
11.8494 | 49.8222 | 1
7.3089 | 6.9359 | 1
20.0445 | 49.5609 | 1
12.7989 | 55.0064 | 1
12.059 | 50.1182 | 1
17.9673 | 42.7008 | 1
10.8205 | 51.8475 | 1
22.8554 | 22.7405 | 1
11.5441 | 22.9677 | 1
11.7819 | 1.4514 | 1
12.8844 | 33.5032 | 1
0.11632 | 23.9712 | 1
8.5624 | 4.2149 | 1
22.2089 | 23.3373 | 1
6.9861 | 31.7425 | 1
7.8092 | 17.791 | 1
7.2159 | 11.828 | 1
21.22 | 34.9989 | 1
4.8562 | 10.9681 | 1
19.0028 | 37.6881 | 1
1.9883 | 46.8111 | 1
20.882 | 39.6379 | 1
3.8358 | 43.6008 | 1
17.4961 | 31.2395 | 1
23.0371 | 46.5 | 1
7.2671 | 26.3917 | 1
15.5108 | 23.6332 | 1
14.1534 | 24.1633 | 1
0.43538 | 54.9943 | 1
17.6644 | 19.1863 | 1
6.7457 | 17.1233 | 1
20.4182 | 41.9002 | 1
17.4385 | 13.0505 | 1
12.1217 | 28.6622 | 1
1.8162 | 31.1677 | 1
3.154 | 11.7108 | 1
14.645 | 31.3613 | 1
20.4945 | 37.5899 | 1
14.9362 | 17.7083 | 1
1.741 | 2.3567 | 1
0.88348 | 28.1187 | 1
21.3902 | 12.5047 | 1
0.66084 | 37.9973 | 1
22.8429 | 40.3284 | 1
13.5549 | 46.1269 | 1
3.6781 | 45.6936 | 1
16.5552 | 6.7971 | 1
22.1513 | 48.6983 | 1
12.6225 | 37.5579 | 1
2.1973 | 43.0799 | 1
20.4682 | 27.3054 | 1
5.0298 | 12.4969 | 1
15.628 | 53.7887 | 1
19.7468 | 41.08 | 1
22.9709 | 9.1086 | 1
0.12694 | 19.0302 | 1
19.8236 | 10.4775 | 1
14.591 | 43.6212 | 1
23.259 | 24.8059 | 1
22.3589 | 11.7658 | 1
14.0504 | 43.284 | 1
13.7954 | 18.4794 | 1
11.1564 | 36.615 | 1
6.9535 | 12.969 | 1
7.8726 | 25.5857 | 1
13.6723 | 22.2988 | 1
6.5628 | 3.6235 | 1
12.3758 | 21.526 | 1
6.8001 | 14.4698 | 1
12.6357 | 43.7049 | 1
11.145 | 38.1068 | 1
22.7981 | 19.0645 | 1
17.0105 | 31.1913 | 1
18.3982 | 39.2344 | 1
18.5865 | 4.1899 | 1
21.4079 | 55.2307 | 1
13.7264 | 12.0989 | 1
13.9164 | 34.9424 | 1
13.9798 | 5.1921 | 1
20.6016 | 49.5595 | 1
18.9336 | 20.6643 | 1
4.6995 | 52.508 | 1
14.3091 | 5.7199 | 1
13.8826 | 11.8872 | 1
17.4346 | 18.4515 | 1
2.5497 | 7.3938 | 1
2.2968 | 20.9029 | 1
6.6474 | 40.7557 | 1
5.2012 | 42.7003 | 1
22.3567 | 11.5708 | 1
20.9025 | 45.1547 | 1
10.5157 | 54.2901 | 1
14.1988 | 0.52907 | 1
0.98287 | 1.2682 | 1
13.4174 | 24.292 | 1
19.7595 | 39.0455 | 1
17.5425 | 32.2833 | 1
5.7324 | 48.1508 | 1
20.8628 | 20.7091 | 1
13.2242 | 23.0027 | 1
8.3318 | 37.8023 | 1
17.3713 | 35.6384 | 1
0.51752 | 51.5138 | 1
12.7197 | 47.8071 | 1
0.64807 | 5.8215 | 1
3.4405 | 43.3368 | 1
14.9541 | 53.9672 | 1
3.4492 | 21.4605 | 1
8.6319 | 36.4131 | 1
20.9906 | 11.0522 | 1
0.27397 | 54.3606 | 1
0.090916 | 4.4198 | 1
9.2851 | 47.5875 | 1
9.0467 | 15.9227 | 1
14.4084 | 25.8751 | 1
9.9221 | 35.3761 | 1
15.0205 | 42.4883 | 1
3.9335 | 11.3115 | 1
19.6794 | 27.4283 | 1
1.8302 | 21.7753 | 1
6.0718 | 30.8524 | 1
19.1368 | 22.7169 | 1
8.9362 | 3.6285 | 1
20.502 | 4.3964 | 1
3.1645 | 43.5235 | 1
13.7892 | 43.6102 | 1
16.2532 | 20.4701 | 1
20.1355 | 17.2312 | 1
14.1296 | 49.4405 | 1
19.0372 | 33.5106 | 1
0.04639 | 1.4365 | 1
17.0017 | 47.4047 | 1
13.9353 | 46.2688 | 1
8.4645 | 8.1851 | 1
17.8287 | 32.772 | 1
22.995 | 39.1549 | 1
10.9551 | 23.7612 | 1
10.6822 | 7.0926 | 1
13.3008 | 14.0937 | 1
21.64 | 2.2847 | 1
21.0235 | 10.9532 | 1
16.6648 | 23.9543 | 1
13.0053 | 29.5576 | 1
7.4155 | 6.8729 | 1
6.1066 | 49.0833 | 1
4.1099 | 18.5155 | 1
16.9692 | 32.9759 | 1
3.0109 | 10.5846 | 1
22.7529 | 30.0987 | 1
14.1494 | 29.3572 | 1
6.57 | 1.2647 | 1
22.9713 | 1.3083 | 1
3.1778 | 14.0844 | 1
19.2578 | 11.1518 | 1
13.5917 | 51.9991 | 1
6.3363 | 53.1233 | 1
7.6049 | 35.7597 | 1
8.5013 | 54.7788 | 1
19.4588 | 18.722 | 1
4.334 | 50.3168 | 1
17.4949 | 13.1411 | 1
12.3694 | 13.9064 | 1
10.7487 | 43.7893 | 1
14.3098 | 34.1067 | 1
2.5945 | 15.216 | 1
0.38851 | 50.287 | 1
16.9418 | 0.92313 | 1
14.0508 | 35.8273 | 1
8.9381 | 30.1963 | 1
12.0315 | 0.56808 | 1
18.7529 | 1.6456 | 1
2.5229 | 26.9453 | 1
6.1305 | 26.2605 | 1
5.6136 | 27.3857 | 1
21.2863 | 10.9001 | 1
4.7421 | 21.5727 | 1
2.4515 | 15.3697 | 1
10.3956 | 36.9336 | 1
21.0394 | 7.2591 | 1
12.1339 | 17.6005 | 1
21.5178 | 1.2417 | 1
20.7357 | 36.5819 | 1
9.7877 | 36.4895 | 1
19.1704 | 9.5313 | 1
2.9865 | 38.4426 | 1
22.0547 | 37.6882 | 1
0.12996 | 49.3171 | 1
15.4879 | 37.2603 | 1
10.3405 | 9.4441 | 1
8.9401 | 27.3979 | 1
16.1891 | 36.8947 | 1
19.0506 | 25.7078 | 1
11.8966 | 19.4035 | 1
13.3177 | 26.4086 | 1
7.8681 | 54.4542 | 1
8.11 | 6.9234 | 1
17.0097 | 31.207 | 1
0.60304 | 14.2684 | 1
13.7111 | 21.4465 | 1
4.1747 | 9.6669 | 1
5.4349 | 3.1893 | 1
12.2303 | 21.8051 | 1
17.4083 | 38.5856 | 1
11.6371 | 4.5166 | 1
8.4411 | 8.5854 | 1
22.697 | 50.2935 | 1
19.5878 | 5.67 | 1
11.7863 | 23.6702 | 1
8.6997 | 47.432 | 1
8.511 | 11.4388 | 1
4.4833 | 53.8021 | 1
20.3932 | 18.2346 | 1
17.2763 | 33.6074 | 1
11.6031 | 53.2419 | 1
1.0082 | 31.6944 | 1
1.5548 | 49.108 | 1
19.8077 | 3.8976 | 1
5.1829 | 7.1587 | 1
4.1705 | 29.7785 | 1
22.8524 | 6.2822 | 1
13.2095 | 39.9434 | 1
1.0953 | 52.992 | 1
11.8922 | 22.1865 | 1
9.4066 | 22.2209 | 1
8.5594 | 29.2561 | 1
9.3523 | 43.9936 | 1
2.5684 | 50.6653 | 1
8.7997 | 22.2655 | 1
16.7361 | 50.8178 | 1
22.5495 | 52.9088 | 1
18.5317 | 7.4074 | 1
2.9786 | 10.7976 | 1
20.1822 | 47.5967 | 1
9.1449 | 39.5397 | 1
22.2683 | 53.0186 | 1
17.7021 | 54.8975 | 1
9.1345 | 40.9897 | 1
3.9542 | 47.666 | 1
18.5846 | 15.8898 | 1
10.6157 | 5.2388 | 1
14.9727 | 13.9694 | 1
11.2728 | 46.7556 | 1
17.0621 | 52.2486 | 1
2.2931 | 33.8593 | 1
3.6501 | 24.1919 | 1
13.0103 | 31.7282 | 1
6.3395 | 17.4181 | 1
21.099 | 39.0025 | 1
3.7241 | 51.2594 | 1
0.70512 | 52.4136 | 1
15.6279 | 47.7559 | 1
15.1211 | 47.7409 | 1
0.0054619 | 48.1077 | 1
8.2243 | 29.0121 | 1
22.1447 | 53.4253 | 1
14.4254 | 39.2727 | 1
9.3209 | 54.2791 | 1
8.3072 | 28.228 | 1
14.223 | 5.6848 | 1
3.8879 | 3.2149 | 1
17.4317 | 21.5014 | 1
2.93 | 33.2311 | 1
22.5775 | 12.1627 | 1
12.4666 | 23.7398 | 1
5.6835 | 29.8517 | 1
20.1763 | 9.143 | 1
15.4282 | 49.5854 | 1
2.0925 | 23.4165 | 1
21.9263 | 54.6106 | 1
7.2386 | 38.1867 | 1
4.5364 | 46.4695 | 1
0.98101 | 8.4417 | 1
19.2053 | 25.6932 | 1
16.2062 | 5.689 | 1
11.7651 | 31.151 | 1
20.6156 | 51.0526 | 1
16.0654 | 50.5908 | 1
5.9714 | 10.4732 | 1
20.7948 | 47.8299 | 1
0.60917 | 24.8888 | 1
18.7961 | 12.3253 | 1
3.8571 | 46.793 | 1
6.9578 | 51.1526 | 1
2.4824 | 18.3745 | 1
6.8976 | 43.0837 | 1
3.1811 | 20.0489 | 1
18.1074 | 44.0836 | 1
9.0109 | 53.4184 | 1
4.6395 | 33.554 | 1
13.707 | 9.9126 | 1
8.0097 | 48.7291 | 1
16.3655 | 44.9743 | 1
1.3095 | 12.0282 | 1
3.2206 | 45.6254 | 1
9.8526 | 16.3288 | 1
11.4337 | 33.5605 | 1
22.2079 | 54.4739 | 1
18.4026 | 20.7435 | 1
3.4879 | 54.794 | 1
8.8663 | 28.0615 | 1
9.5681 | 37.1056 | 1
2.1896 | 52.9526 | 1
1.7858 | 12.7403 | 1
14.9771 | 23.429 | 1
9.3655 | 49.2754 | 1
3.1663 | 50.2214 | 1
6.8697 | 43.2623 | 1
20.843 | 6.8976 | 1
11.3072 | 43.6302 | 1
13.3535 | 14.8933 | 1
16.2243 | 1.3524 | 1
6.0433 | 33.0053 | 1
6.2231 | 33.0036 | 1
19.932 | 21.4887 | 1
13.997 | 22.1972 | 1
21.3177 | 11.6286 | 1
15.649 | 17.1944 | 1
8.6996 | 37.3889 | 1
8.8311 | 42.6596 | 1
19.403 | 17.534 | 1
0.89544 | 20.6216 | 1
3.7592 | 22.0185 | 1
1.0662 | 25.2993 | 1
12.4043 | 10.236 | 1
0.79281 | 21.0606 | 1
5.96 | 21.7089 | 1
7.1621 | 45.7333 | 1
14.2 | 27.2856 | 1
2.4942 | 20.9671 | 1
18.7811 | 38.7161 | 1
19.2039 | 16.5754 | 1
0.72955 | 14.75 | 1
18.4019 | 11.7165 | 1
21.0732 | 23.48 | 1
5.7982 | 41.9016 | 1
8.8228 | 26.4144 | 1
2.7001 | 3.7518 | 1
8.1661 | 36.4175 | 1
1.8877 | 40.8831 | 1
9.9325 | 29.3791 | 1
22.7753 | 53.1403 | 1
21.5528 | 46.311 | 1
1.8149 | 28.9954 | 1
1.5779 | 49.2441 | 1
10.7504 | 11.0063 | 1
8.9942 | 0.73709 | 1
18.1936 | 32.8289 | 1
4.6042 | 40.3154 | 1
13.3625 | 53.1871 | 1
12.8469 | 50.9933 | 1
15.7435 | 37.8117 | 1
18.1324 | 27.8937 | 1
3.9539 | 37.6937 | 1
6.0999 | 3.7852 | 1
18.7676 | 34.4711 | 1
19.1215 | 46.5469 | 1
1.1631 | 41.6343 | 1
18.3623 | 14.1558 | 1
3.1797 | 51.8258 | 1
3.0247 | 29.1213 | 1
17.2399 | 49.0453 | 1
10.6245 | 53.8301 | 1
8.2714 | 23.8828 | 1
18.4989 | 33.5781 | 1
6.1311 | 52.1462 | 1
20.7386 | 16.5896 | 1
21.4517 | 14.3764 | 1
1.451 | 11.7851 | 1
14.0351 | 45.6586 | 1
16.7139 | 35.2562 | 1
6.4857 | 4.4184 | 1
2.825 | 24.1835 | 1
8.9155 | 50.03 | 1
10.2022 | 30.7791 | 1
21.5036 | 41.8516 | 1
1.5495 | 5.7735 | 1
19.6814 | 32.0621 | 1
11.8593 | 2.1639 | 1
10.9217 | 1.4202 | 1
21.4553 | 12.9836 | 1
6.8678 | 51.6154 | 1
3.104 | 39.3552 | 1
15.0087 | 52.0447 | 1
13.7586 | 10.3069 | 1
1.5022 | 13.3884 | 1
16.4905 | 35.6233 | 1
13.5077 | 12.8114 | 1
5.1529 | 8.233 | 1
0.16135 | 53.9683 | 1
21.4725 | 1.7898 | 1
16.0109 | 15.5481 | 1
17.9325 | 25.4584 | 1
0.64701 | 27.8129 | 1
2.6538 | 3.9438 | 1
10.277 | 4.6471 | 1
16.727 | 39.5056 | 1
7.8906 | 17.215 | 1
12.6067 | 27.0289 | 1
8.8546 | 31.4249 | 1
10.0482 | 12.2363 | 1
22.2746 | 30.1843 | 1
4.095 | 4.7737 | 1
10.8046 | 34.9135 | 1
0.59392 | 27.4192 | 1
9.0867 | 55.2686 | 1
19.4772 | 11.0066 | 1
15.9142 | 55.3099 | 1
3.403 | 43.0956 | 1
6.8332 | 1.5571 | 1
14.0888 | 33.0037 | 1
0.39701 | 46.8675 | 1
6.9113 | 51.4004 | 1
2.1697 | 29.792 | 1
11.8073 | 49.4614 | 1
18.7337 | 51.7139 | 1
13.5737 | 33.6937 | 1
15.3687 | 23.8626 | 1
4.3281 | 31.2722 | 1
1.2339 | 25.0301 | 1
11.8191 | 54.9428 | 1
3.8699 | 0.80763 | 1
2.6107 | 10.8277 | 1
20.0822 | 25.0674 | 1
16.4156 | 39.4682 | 1
6.5395 | 43.3474 | 1
6.7848 | 3.1127 | 1
3.6361 | 2.5222 | 1
22.6965 | 41.6529 | 1
4.143 | 18.5143 | 1
15.3695 | 53.7644 | 1
9.2436 | 20.5705 | 1
0.2653 | 40.6962 | 1
16.9547 | 27.2264 | 1
6.4789 | 34.6808 | 1
1.8812 | 9.1175 | 1
12.3496 | 39.781 | 1
0.52448 | 24.9762 | 1
2.4859 | 38.3407 | 1
19.0829 | 20.9757 | 1
21.689 | 19.6624 | 1
15.1226 | 24.6602 | 1
10.3561 | 34.4563 | 1
18.9972 | 54.7307 | 1
16.9375 | 14.8338 | 1
13.2883 | 32.3403 | 1
5.0779 | 18.1049 | 1
5.0196 | 7.1249 | 1
21.4045 | 8.2132 | 1
10.5299 | 17.0914 | 1
4.1197 | 41.9086 | 1
8.0625 | 1.1513 | 1
13.0777 | 27.7605 | 1
21.6365 | 43.5837 | 1
0.73107 | 45.349 | 1
20.5532 | 18.0659 | 1
18.5117 | 28.9437 | 1
9.9893 | 34.5855 | 1
4.9075 | 42.1611 | 1
12.3701 | 35.5995 | 1
18.5113 | 53.5508 | 1
2.1367 | 53.7675 | 1
22.8727 | 50.9342 | 1
8.5521 | 50.2925 | 1
9.2908 | 16.2684 | 1
14.0443 | 42.4623 | 1
21.4015 | 39.0338 | 1
22.207 | 35.7444 | 1
17.559 | 12.5467 | 1
19.4143 | 1.7155 | 1
13.3059 | 38.0179 | 1
6.9311 | 19.5844 | 1
11.0079 | 8.7334 | 1
12.0248 | 26.593 | 1
18.9803 | 25.9276 | 1
10.1198 | 12.6779 | 1
14.7265 | 16.5563 | 1
11.2673 | 52.204 | 1
22.4029 | 29.3721 | 1
18.4223 | 26.38 | 1
21.2297 | 22.3889 | 1
9.3635 | 34.751 | 1
13.4492 | 44.0168 | 1
8.7865 | 9.3306 | 1
16.3377 | 35.6722 | 1
13.6679 | 6.1979 | 1
6.2856 | 0.94595 | 1
21.223 | 50.9048 | 1
16.1247 | 7.1003 | 1
6.0258 | 7.0684 | 1
1.8755 | 23.436 | 1
0.3587 | 44.8734 | 1
2.8141 | 11.176 | 1
1.466 | 19.6307 | 1
18.057 | 21.7569 | 1
5.6975 | 3.1526 | 1
3.7222 | 55.1703 | 1
16.3051 | 19.9742 | 1
11.8479 | 16.6437 | 1
19.3724 | 20.9792 | 1
19.0096 | 6.0313 | 1
1.7222 | 12.2742 | 1
17.3984 | 10.3421 | 1
3.9692 | 52.3339 | 1
13.8428 | 40.4056 | 1
14.0153 | 18.5049 | 1
15.9916 | 0.80201 | 1
3.2023 | 21.2048 | 1
5.6437 | 40.9565 | 1
22.4063 | 45.5418 | 1
2.4588 | 5.1448 | 1
1.0033 | 5.7441 | 1
1.0944 | 38.5787 | 1
17.3305 | 47.7214 | 1
15.1428 | 3.0116 | 1
1.2059 | 39.8632 | 1
4.3364 | 23.0528 | 1
14.3642 | 13.5731 | 1
22.775 | 32.6799 | 1
22.045 | 20.0307 | 1
1.8928 | 8.9314 | 1
19.1425 | 41.2097 | 1
15.2576 | 41.6814 | 1
2.5756 | 29.5259 | 1
12.5025 | 11.2214 | 1
15.4119 | 48.3578 | 1
22.621 | 3.8354 | 1
4.3531 | 51.0411 | 1
5.4762 | 22.3422 | 1
8.871 | 54.9585 | 1
3.8283 | 49.8135 | 1
9.5053 | 3.0609 | 1
22.4942 | 1.9053 | 1
17.2927 | 39.3203 | 1
8.3201 | 44.992 | 1
21.0074 | 20.2026 | 1
19.8098 | 51.5268 | 1
6.1866 | 32.9993 | 1
17.1775 | 38.6843 | 1
8.5155 | 8.723 | 1
2.5859 | 47.1216 | 1
17.9121 | 2.2272 | 1
11.2402 | 21.1055 | 1
8.4298 | 23.614 | 1
3.4895 | 23.18 | 1
19.6963 | 7.1537 | 1
5.2242 | 43.4197 | 1
5.7337 | 23.7716 | 1
9.1272 | 5.8948 | 1
16.4728 | 47.8275 | 1
16.6817 | 28.7724 | 1
5.7759 | 23.7981 | 1
15.7669 | 35.7752 | 1
4.3238 | 49.4314 | 1
11.7767 | 24.0077 | 1
7.2912 | 28.1106 | 1
22.4211 | 50.842 | 1
19.4015 | 40.4964 | 1
11.8342 | 21.5302 | 1
19.1641 | 45.1882 | 1
21.875 | 14.6689 | 1
9.291 | 15.2603 | 1
17.616 | 5.792 | 1
18.5323 | 22.828 | 1
17.9711 | 40.7057 | 1
7.1554 | 33.9983 | 1
16.661 | 16.3099 | 1
0.93352 | 22.9815 | 1
5.1724 | 7.1261 | 1
12.9229 | 42.0065 | 1
18.9953 | 13.285 | 1
14.8458 | 1.4025 | 1
7.192 | 29.7918 | 1
21.2878 | 32.7346 | 1
12.1089 | 40.8719 | 1
15.4474 | 31.3231 | 1
19.8617 | 2.8647 | 1
16.1202 | 10.064 | 1
7.065 | 23.5421 | 1
15.3294 | 31.692 | 1
5.9264 | 53.7435 | 1
22.3416 | 29.3821 | 1
17.0661 | 44.1657 | 1
10.8029 | 41.2704 | 1
21.745 | 37.3377 | 1
0.35338 | 8.5257 | 1
16.6451 | 54.8998 | 1
11.4668 | 41.4836 | 1
23.0344 | 9.4017 | 1
10.5286 | 7.3774 | 1
13.3371 | 46.5499 | 1
3.738 | 47.6366 | 1
6.7529 | 1.3251 | 1
11.2927 | 20.3362 | 1
7.7917 | 41.1248 | 1
1.591 | 27.8699 | 1
12.2612 | 27.1944 | 1
9.283 | 29.1328 | 1
22.7838 | 16.3535 | 1
17.7039 | 7.6819 | 1
18.7385 | 18.0036 | 1
9.025 | 6.285 | 1
17.4347 | 19.463 | 1
8.1269 | 47.5996 | 1
20.0021 | 10.2861 | 1
0.36853 | 52.3156 | 1
20.6501 | 51.3099 | 1
15.0802 | 18.327 | 1
11.4945 | 53.7968 | 1
6.8706 | 43.8985 | 1
19.2729 | 9.7198 | 1
9.1727 | 26.8798 | 1
17.0588 | 34.5256 | 1
21.1419 | 50.4893 | 1
0.83129 | 33.6391 | 1
17.7478 | 8.1839 | 1
22.0654 | 23.5453 | 1
13.3295 | 2.9989 | 1
13.3772 | 51.3587 | 1
0.98836 | 27.419 | 1
15.4373 | 4.5788 | 1
0.36756 | 31.9421 | 1
20.9194 | 34.808 | 1
22.4333 | 26.0828 | 1
11.6864 | 54.0982 | 1
14.0879 | 4.7535 | 1
1.8485 | 29.9173 | 1
3.7416 | 48.4358 | 1
4.453 | 40.7882 | 1
21.9889 | 19.1014 | 1
6.4575 | 45.3717 | 1
10.6719 | 6.2222 | 1
12.7262 | 29.0534 | 1
1.8682 | 24.4351 | 1
3.4352 | 43.2906 | 1
11.4436 | 27.4541 | 1
22.3454 | 24.0455 | 1
13.5195 | 15.4442 | 1
1.7167 | 51.1897 | 1
11.4286 | 8.5826 | 1
1.1685 | 9.9287 | 1
6.9613 | 20.1554 | 1
16.4528 | 18.0571 | 1
9.5153 | 38.5669 | 1
15.2078 | 53.195 | 1
18.8385 | 43.5871 | 1
7.5889 | 34.5642 | 1
2.7971 | 51.8419 | 1
5.3142 | 1.1602 | 1
2.011 | 39.827 | 1
9.0639 | 22.0854 | 1
19.522 | 40.7901 | 1
16.7399 | 26.3883 | 1
5.3946 | 33.2298 | 1
20.6485 | 53.6065 | 1
10.5198 | 19.104 | 1
16.3137 | 44.8123 | 1
9.0932 | 48.4004 | 1
16.0044 | 39.0955 | 1
22.5995 | 43.4062 | 1
3.9119 | 5.4225 | 1
19.1073 | 14.8974 | 1
1.5636 | 13.481 | 1
1.3602 | 2.3493 | 1
11.1634 | 51.1379 | 1
17.1799 | 14.5406 | 1
22.9565 | 13.0939 | 1
16.1026 | 8.1756 | 1
14.0332 | 25.8734 | 1
18.7149 | 42.5583 | 1
21.1266 | 44.9456 | 1
16.7009 | 12.5558 | 1
6.1329 | 20.0311 | 1
12.4832 | 46.1919 | 1
11.9381 | 20.7954 | 1
3.1195 | 47.9664 | 1
2.5181 | 31.5938 | 1
6.5116 | 7.4872 | 1
3.9116 | 36.8362 | 1
12.8388 | 16.4048 | 1
21.0897 | 7.4462 | 1
21.9723 | 31.4938 | 1
7.8878 | 40.8257 | 1
6.8301 | 21.7089 | 1
17.7621 | 36.5163 | 1
22.1362 | 53.9394 | 1
6.6247 | 50.3362 | 1
10.5119 | 15.989 | 1
9.3015 | 3.8408 | 1
4.3431 | 12.8552 | 1
13.5414 | 31.0656 | 1
3.7344 | 0.96023 | 1
15.928 | 50.8288 | 1
8.9949 | 8.2098 | 1
16.7452 | 34.8455 | 1
2.685 | 26.3044 | 1
4.4082 | 6.0222 | 1
1.9101 | 46.8752 | 1
4.7789 | 24.0804 | 1
19.7301 | 10.9418 | 1
20.4897 | 52.9151 | 1
17.193 | 15.5424 | 1
15.8815 | 54.2617 | 1
23.0545 | 34.1643 | 1
4.4626 | 17.2721 | 1
17.55 | 16.6984 | 1
14.1931 | 28.1315 | 1
5.9584 | 51.4625 | 1
20.7455 | 52.6785 | 1
23.0349 | 15.6181 | 1
3.6718 | 49.03 | 1
5.7208 | 6.9944 | 1
3.8197 | 41.3337 | 1
4.1811 | 21.0253 | 1
5.9707 | 24.983 | 1
6.3959 | 31.2057 | 1
2.6665 | 10.5569 | 1
10.1512 | 19.2805 | 1
17.9316 | 10.5257 | 1
21.1429 | 44.5704 | 1
14.6513 | 52.9396 | 1
7.4874 | 5.0592 | 1
14.4904 | 1.7913 | 1
17.2364 | 10.8427 | 1
19.2155 | 23.4034 | 1
0.34158 | 5.0009 | 1
2.2062 | 27.8353 | 1
5.9133 | 20.9363 | 1
7.8924 | 38.4552 | 1
12.3645 | 2.586 | 1
6.7844 | 50.2555 | 1
10.2021 | 48.7966 | 1
14.5263 | 35.7762 | 1
12.0078 | 41.6017 | 1
9.2216 | 5.0342 | 1
22.8404 | 3.1757 | 1
4.0628 | 15.1279 | 1
9.2151 | 12.6557 | 1
6.4874 | 51.2935 | 1
17.1098 | 49.3711 | 1
12.7374 | 44.89 | 1
21.8327 | 54.7937 | 1
22.7142 | 12.7341 | 1
9.8024 | 26.6759 | 1
7.3587 | 16.1422 | 1
19.0414 | 28.5694 | 1
12.7119 | 11.4182 | 1
15.9033 | 17.9384 | 1
2.0625 | 41.02 | 1
15.7451 | 37.4523 | 1
7.4835 | 44.2773 | 1
7.271 | 51.9686 | 1
23.1039 | 35.7079 | 1
23.1467 | 8.9682 | 1
8.8993 | 47.6988 | 1
18.5772 | 2.9439 | 1
18.821 | 32.879 | 1
8.9827 | 26.4405 | 1
19.7497 | 40.2233 | 1
17.0454 | 33.0941 | 1
16.8171 | 21.5025 | 1
9.0176 | 33.3869 | 1
22.0924 | 18.4948 | 1
7.9871 | 13.8369 | 1
6.4876 | 41.8946 | 1
13.42 | 46.9899 | 1
11.2877 | 33.7804 | 1
5.9268 | 22.2952 | 1
8.4348 | 31.8465 | 1
7.295 | 4.6497 | 1
18.8229 | 6.881 | 1
0.58865 | 17.6668 | 1
4.009 | 41.9169 | 1
14.7423 | 12.2616 | 1
9.3243 | 42.1149 | 1
16.4227 | 53.8308 | 1
0.73683 | 42.1748 | 1
13.3949 | 46.9746 | 1
19.0103 | 5.8384 | 1
5.5177 | 41.1006 | 1
4.9914 | 8.8917 | 1
23.0738 | 3.9437 | 1
15.4739 | 21.5671 | 1
3.073 | 48.5337 | 1
5.4014 | 31.521 | 1
8.6891 | 25.8132 | 1
21.7512 | 29.8941 | 1
16.2085 | 2.1074 | 1
17.6509 | 16.3973 | 1
16.3294 | 25.1372 | 1
17.9824 | 54.1274 | 1
0.89529 | 49.8485 | 1
19.6842 | 20.1661 | 1
11.5322 | 50.9702 | 1
2.6137 | 54.2487 | 1
8.7746 | 5.2566 | 1
3.1677 | 28.2903 | 1
13.1434 | 34.3663 | 1
10.2154 | 16.7753 | 1
13.7329 | 3.3302 | 1
12.4466 | 20.5324 | 1
1.7025 | 20.3433 | 1
11.7668 | 11.1709 | 1
0.95387 | 49.6933 | 1
19.6882 | 10.3661 | 1
15.3453 | 36.7517 | 1
14.5727 | 33.6728 | 1
2.2126 | 50.6627 | 1
7.7543 | 48.5578 | 1
1.286 | 43.4438 | 1
17.9542 | 22.3337 | 1
13.1703 | 26.4435 | 1
23.103 | 35.3704 | 1
2.8087 | 13.9619 | 1
15.4114 | 31.5302 | 1
22.0611 | 41.6026 | 1
21.9973 | 2.2917 | 1
4.5644 | 4.8306 | 1
14.127 | 15.1477 | 1
9.7901 | 36.211 | 1
0.14509 | 47.2881 | 1
20.4537 | 39.551 | 1
14.1882 | 15.0013 | 1
3.6122 | 38.1042 | 1
23.1974 | 8.6881 | 1
22.6639 | 41.4295 | 1
21.2391 | 25.3461 | 1
11.568 | 36.8201 | 1
18.3221 | 2.2412 | 1
17.3006 | 7.5291 | 1
9.9826 | 48.602 | 1
4.2266 | 19.9951 | 1
15.6431 | 32.7543 | 1
3.5206 | 8.3198 | 1
8.6048 | 20.6572 | 1
13.1634 | 44.2327 | 1
5.4566 | 16.4793 | 1
4.5144 | 49.4157 | 1
16.8005 | 54.5071 | 1
1.3841 | 38.0524 | 1
21.464 | 24.7325 | 1
5.8853 | 14.4743 | 1
21.8031 | 36.5717 | 1
6.6155 | 0.67883 | 1
1.5693 | 17.8074 | 1
16.236 | 38.7598 | 1
7.4473 | 51.1944 | 1
15.1111 | 43.208 | 1
13.9255 | 8.5933 | 1
22.6416 | 52.6602 | 1
12.2472 | 52.2595 | 1
3.6119 | 23.5034 | 1
21.0398 | 3.7709 | 1
1.435 | 37.023 | 1
5.3786 | 14.3941 | 1
2.9608 | 28.749 | 1
14.0515 | 7.6629 | 1
22.6388 | 2.9642 | 1
8.0945 | 29.6187 | 1
3.3953 | 37.97 | 1
7.1442 | 11.6386 | 1
6.374 | 10.7358 | 1
2.9407 | 9.9708 | 1
12.8589 | 40.8335 | 1
5.9926 | 25.2237 | 1
0.29907 | 9.9131 | 1
22.9461 | 25.4522 | 1
2.41 | 50.2644 | 1
22.3205 | 15.916 | 1
4.5386 | 4.7238 | 1
6.5892 | 50.9095 | 1
7.1984 | 45.1342 | 1
8.8683 | 32.0121 | 1
13.0695 | 6.3824 | 1
5.1902 | 24.9816 | 1
2.9189 | 48.9193 | 1
0.9192 | 31.6591 | 1
9.6287 | 28.4657 | 1
21.0538 | 7.8244 | 1
18.9664 | 33.6484 | 1
20.4134 | 22.3475 | 1
11.5769 | 15.9042 | 1
7.4946 | 29.3856 | 1
18.828 | 28.1516 | 1
13.5395 | 28.6197 | 1
20.1935 | 3.9818 | 1
21.4529 | 30.4364 | 1
12.1155 | 48.9975 | 1
13.8509 | 29.0884 | 1
22.8855 | 35.6485 | 1
5.8434 | 6.1059 | 1
18.4373 | 34.5779 | 1
7.7802 | 23.3529 | 1
3.4803 | 17.263 | 1
14.5498 | 45.0912 | 1
20.0473 | 2.9902 | 1
6.1532 | 41.2308 | 1
1.6256 | 24.6971 | 1
19.671 | 4.6088 | 1
1.2331 | 15.6996 | 1
20.4519 | 44.1434 | 1
19.5064 | 53.2648 | 1
12.2422 | 18.1328 | 1
20.0064 | 47.7051 | 1
18.5999 | 36.0241 | 1
16.5602 | 11.8257 | 1
4.2119 | 26.8057 | 1
18.614 | 36.4076 | 1
10.6757 | 30.6679 | 1
4.7962 | 22.538 | 1
20.9845 | 19.3836 | 1
10.6254 | 36.3383 | 1
17.9775 | 13.8384 | 1
5.5781 | 55.0724 | 1
13.1644 | 27.2675 | 1
7.3562 | 31.4651 | 1
12.8369 | 43.8926 | 1
13.9259 | 24.8179 | 1
17.3145 | 49.874 | 1
20.7809 | 46.603 | 1
16.2679 | 7.2787 | 1
7.528 | 31.287 | 1
10.0985 | 39.1946 | 1
18.4093 | 33.2077 | 1
7.3538 | 45.4767 | 1
20.1037 | 24.8833 | 1
22.0138 | 24.6218 | 1
1.5446 | 52.787 | 1
7.743 | 11.4286 | 1
15.1657 | 36.3879 | 1
4.7855 | 48.1444 | 1
0.9113 | 16.6525 | 1
9.8693 | 7.1423 | 1
2.922 | 46.6181 | 1
5.0974 | 26.5644 | 1
1.905 | 3.5326 | 1
6.5577 | 11.706 | 1
6.9245 | 39.1478 | 1
22.3803 | 35.4303 | 1
6.7122 | 50.0561 | 1
9.4536 | 4.99 | 1
23.2953 | 50.4826 | 1
14.6083 | 5.7938 | 1
14.8819 | 48.157 | 1
13.0346 | 46.163 | 1
9.4078 | 15.8649 | 1
21.4849 | 32.0102 | 1
8.4393 | 39.1957 | 1
5.4276 | 4.7855 | 1
5.2069 | 34.9552 | 1
6.7847 | 50.6658 | 1
10.4779 | 29.1483 | 1
3.1399 | 12.1922 | 1
19.3651 | 21.0581 | 1
18.3231 | 15.3803 | 1
19.1781 | 34.8474 | 1
15.9937 | 10.6744 | 1
16.9955 | 45.8796 | 1
8.7205 | 10.7444 | 1
18.6632 | 22.2182 | 1
14.1933 | 38.5051 | 1
7.2575 | 52.0027 | 1
22.4908 | 42.504 | 1
10.9844 | 18.7843 | 1
16.262 | 12.5919 | 1
8.742 | 25.5384 | 1
8.3797 | 36.0042 | 1
7.0746 | 52.8838 | 1
6.9458 | 0.68909 | 1
5.1913 | 52.4454 | 1
12.3341 | 48.9305 | 1
13.0379 | 43.9741 | 1
0.02647 | 12.518 | 1
0.39905 | 4.3242 | 1
2.1506 | 54.111 | 1
5.7905 | 5.548 | 1
2.3975 | 52.6474 | 1
10.69 | 53.4011 | 1
11.6485 | 1.8791 | 1
15.1386 | 8.2764 | 1
8.4571 | 30.3597 | 1
2.2938 | 50.7154 | 1
3.1257 | 4.5714 | 1
14.6526 | 48.8885 | 1
9.8588 | 5.4282 | 1
12.888 | 14.0656 | 1
13.1335 | 53.0715 | 1
0.90983 | 33.2141 | 1
16.3449 | 50.5683 | 1
7.1345 | 32.6717 | 1
9.2705 | 25.6869 | 1
9.8866 | 46.9832 | 1
15.7443 | 16.4636 | 1
19.6306 | 33.3719 | 1
16.9348 | 3.5395 | 1
14.2597 | 51.6108 | 1
5.4825 | 21.1301 | 1
6.6873 | 4.7412 | 1
11.2568 | 32.7154 | 1
5.0848 | 42.5047 | 1
20.3653 | 39.5272 | 1
2.2655 | 49.0769 | 1
17.1058 | 45.0215 | 1
21.8625 | 8.7778 | 1
1.0628 | 2.1577 | 1
7.5134 | 20.929 | 1
0.10972 | 37.807 | 1
4.3849 | 41.8616 | 1
7.2465 | 55.1997 | 1
1.3923 | 1.6449 | 1
13.3212 | 50.8193 | 1
3.555 | 30.9567 | 1
20.6546 | 33.1936 | 1
1.2565 | 54.0786 | 1
10.6032 | 49.1111 | 1
9.8764 | 14.8481 | 1
21.5448 | 39.1334 | 1
0.13999 | 16.0435 | 1
2.8017 | 41.78 | 1
6.5986 | 24.131 | 1
3.2633 | 29.7116 | 1
10.2187 | 25.7826 | 1
23.0132 | 32.217 | 1
10.5405 | 51.6225 | 1
6.4602 | 6.9206 | 1
16.3263 | 7.6015 | 1
12.6869 | 41.2143 | 1
22.8503 | 34.7652 | 1
3.7329 | 3.0594 | 1
2.3246 | 21.1789 | 1
0.94121 | 5.6151 | 1
15.8014 | 23.1959 | 1
7.6109 | 29.5155 | 1
9.5361 | 35.6331 | 1
3.8473 | 39.2137 | 1
19.614 | 44.186 | 1
0.094532 | 20.5903 | 1
17.9451 | 12.8077 | 1
2.218 | 35.5035 | 1
18.8365 | 46.4609 | 1
7.9884 | 28.3211 | 1
19.7862 | 51.8057 | 1
8.7829 | 0.41426 | 1
20.0215 | 37.8125 | 1
4.4119 | 10.8814 | 1
0.59377 | 38.4377 | 1
2.8929 | 11.4356 | 1
20.1601 | 50.926 | 1
0.651 | 36.3497 | 1
4.0656 | 5.961 | 1
17.043 | 51.7526 | 1
18.3098 | 2.9087 | 1
5.692 | 8.0796 | 1
17.3011 | 0.98769 | 1
2.5054 | 48.5829 | 1
11.3199 | 6.6065 | 1
15.1556 | 13.2024 | 1
5.7653 | 20.5601 | 1
14.6674 | 36.5705 | 1
16.7322 | 9.2345 | 1
11.0937 | 24.3808 | 1
0.022393 | 9.7919 | 1
18.7074 | 8.4576 | 1
1.7146 | 35.4964 | 1
7.3702 | 24.1234 | 1
21.8152 | 50.5747 | 1
12.5992 | 15.1656 | 1
2.8616 | 26.8279 | 1
12.586 | 37.6746 | 1
12.0102 | 49.8807 | 1
12.3879 | 13.5054 | 1
11.6823 | 43.1709 | 1
20.7567 | 19.335 | 1
0.66401 | 49.1346 | 1
4.7447 | 4.0869 | 1
3.5799 | 15.7104 | 1
8.2547 | 25.8117 | 1
9.5238 | 34.8198 | 1
5.3392 | 44.6514 | 1
15.1543 | 44.6381 | 1
15.1798 | 14.0604 | 1
16.2588 | 45.3831 | 1
17.5733 | 48.7987 | 1
4.0184 | 9.7729 | 1
17.0433 | 49.2961 | 1
2.172 | 46.0189 | 1
8.6923 | 43.278 | 1
7.9859 | 8.6773 | 1
3.4941 | 20.3612 | 1
5.6772 | 47.0878 | 1
9.5938 | 43.0285 | 1
21.6616 | 36.792 | 1
13.1536 | 44.5865 | 1
22.9053 | 27.6281 | 1
3.9646 | 26.682 | 1
5.5657 | 44.9308 | 1
19.1882 | 27.6987 | 1
21.1989 | 47.73 | 1
13.5657 | 44.3861 | 1
8.8699 | 3.4323 | 1
22.5265 | 40.3901 | 1
0.74532 | 4.823 | 1
11.8491 | 49.2847 | 1
4.7382 | 5.236 | 1
1.9311 | 32.6402 | 1
15.391 | 17.0269 | 1
11.8475 | 8.0954 | 1
8.8715 | 1.5493 | 1
12.1074 | 4.5674 | 1
14.0817 | 2.3934 | 1
4.7609 | 33.0903 | 1
20.6008 | 27.7429 | 1
3.3261 | 25.372 | 1
3.5212 | 23.2685 | 1
20.7864 | 4.4295 | 1
5.5623 | 26.0657 | 1
3.4416 | 43.8302 | 1
2.3928 | 14.0363 | 1
7.6958 | 4.3304 | 1
8.115 | 25.7817 | 1
21.1513 | 55.1252 | 1
5.4252 | 54.9747 | 1
22.2637 | 30.1153 | 1
0.022119 | 10.5357 | 1
17.9549 | 35.1868 | 1
16.1668 | 27.7613 | 1
10.3011 | 13.5567 | 1
17.0316 | 53.0725 | 1
12.7112 | 41.2134 | 1
3.618 | 47.1376 | 1
16.118 | 30.7087 | 1
10.5349 | 36.0594 | 1
16.3624 | 34.4095 | 1
20.7399 | 38.2474 | 1
16.2074 | 29.9467 | 1
23.0191 | 51.811 | 1
0.22332 | 41.6494 | 1
2.1002 | 11.0429 | 1
23.1005 | 45.1128 | 1
21.8184 | 16.6046 | 1
11.0505 | 3.9859 | 1
6.2895 | 32.4529 | 1
3.1592 | 46.561 | 1
8.3724 | 15.855 | 1
0.44909 | 26.4041 | 1
20.3343 | 43.8418 | 1
20.5328 | 46.0611 | 1
6.0242 | 26.2686 | 1
4.7998 | 3.8858 | 1
10.5873 | 48.2245 | 1
12.5775 | 27.2283 | 1
10.3483 | 7.8317 | 1
5.3723 | 31.9976 | 1
9.7466 | 32.2898 | 1
19.181 | 8.3171 | 1
8.286 | 40.15 | 1
3.9885 | 10.4201 | 1
15.1152 | 32.9305 | 1
16.9562 | 36.8693 | 1
14.694 | 7.6884 | 1
21.7228 | 50.1052 | 1
8.4086 | 10.0131 | 1
10.7806 | 11.5345 | 1
15.9404 | 34.6974 | 1
9.0623 | 8.7535 | 1
18.8108 | 14.8305 | 1
13.733 | 36.6357 | 1
2.9244 | 41.2471 | 1
4.4991 | 38.078 | 1
15.2368 | 25.3545 | 1
22.4903 | 45.365 | 1
0.72639 | 4.6802 | 1
21.8126 | 8.1376 | 1
6.7356 | 7.8637 | 1
19.2861 | 40.7952 | 1
18.7905 | 55.1586 | 1
23.2718 | 17.5162 | 1
13.1289 | 5.1523 | 1
23.2255 | 23.5955 | 1
8.6497 | 29.7744 | 1
21.9632 | 37.416 | 1
3.5076 | 47.7793 | 1
22.9907 | 49.5411 | 1
7.4925 | 37.9275 | 1
19.1633 | 15.302 | 1
10.4697 | 32.8629 | 1
16.7183 | 18.6813 | 1
4.6929 | 41.1083 | 1
19.4182 | 15.6067 | 1
16.806 | 12.8917 | 1
21.4172 | 5.7435 | 1
22.1508 | 23.9042 | 1
13.1036 | 1.2925 | 1
18.9418 | 48.2817 | 1
19.2266 | 40.1709 | 1
4.3301 | 22.6753 | 1
8.0568 | 30.4741 | 1
0.84942 | 5.1105 | 1
21.0936 | 18.2252 | 1
10.5546 | 23.0472 | 1
7.6515 | 44.6493 | 1
17.0015 | 29.4625 | 1
8.8272 | 49.0568 | 1
8.7706 | 21.3321 | 1
0.35996 | 50.8701 | 1
2.7958 | 43.5036 | 1
7.7099 | 4.9294 | 1
5.1073 | 40.2924 | 1
4.8765 | 11.6625 | 1
21.6314 | 23.9789 | 1
17.0105 | 40.918 | 1
22.8596 | 41.0791 | 1
20.6985 | 35.8372 | 1
6.4364 | 46.1168 | 1
3.9817 | 1.8398 | 1
4.7123 | 33.3968 | 1
15.1827 | 15.311 | 1
15.6642 | 5.205 | 1
4.3991 | 9.6496 | 1
0.90728 | 5.2791 | 1
4.7357 | 5.2739 | 1
4.6257 | 35.7793 | 1
9.5184 | 1.699 | 1
11.146 | 33.5244 | 1
22.4136 | 32.0726 | 1
0.2894 | 37.3118 | 1
21.7197 | 48.0723 | 1
3.1777 | 5.1455 | 1
8.145 | 14.8266 | 1
14.5735 | 42.8794 | 1
21.8714 | 30.8125 | 1
8.7182 | 34.1121 | 1
1.9316 | 19.864 | 1
8.8698 | 45.9598 | 1
21.3635 | 10.6753 | 1
10.4011 | 25.1037 | 1
7.0569 | 18.0052 | 1
17.3679 | 26.1666 | 1
14.2204 | 50.898 | 1
18.948 | 35.7453 | 1
4.7757 | 31.153 | 1
17.3012 | 45.6069 | 1
16.915 | 9.4535 | 1
22.7504 | 11.9502 | 1
0.25401 | 20.599 | 1
8.5917 | 34.4606 | 1
16.1596 | 47.0691 | 1
16.0398 | 55.2298 | 1
12.4998 | 39.4673 | 1
21.0786 | 16.063 | 1
2.3564 | 11.9934 | 1
16.1966 | 28.5747 | 1
3.4425 | 19.7556 | 1
12.6217 | 18.4467 | 1
19.4795 | 7.1941 | 1
22.6926 | 22.4433 | 1
11.7276 | 29.8565 | 1
9.0408 | 53.3321 | 1
18.4847 | 29.7334 | 1
22.5938 | 35.7941 | 1
2.97 | 11.5032 | 1
2.9048 | 10.438 | 1
3.2805 | 51.9282 | 1
21.2554 | 16.0284 | 1
2.1441 | 47.7292 | 1
3.2888 | 18.0896 | 1
8.4866 | 15.872 | 1
5.7977 | 12.4318 | 1
14.946 | 5.2593 | 1
5.1677 | 25.0241 | 1
17.2874 | 20.569 | 1
12.9308 | 30.1114 | 1
6.0832 | 3.3598 | 1
4.2852 | 49.751 | 1
0.0051213 | 19.7372 | 1
12.8784 | 9.5353 | 1
16.223 | 10.9488 | 1
9.1778 | 41.5347 | 1
12.7841 | 2.7128 | 1
21.7898 | 15.2127 | 1
15.0299 | 10.9385 | 1
1.0477 | 43.8018 | 1
16.5086 | 12.9243 | 1
19.4939 | 6.5059 | 1
11.3944 | 15.4664 | 1
20.5099 | 44.5399 | 1
3.1329 | 12.4346 | 1
2.5469 | 38.5593 | 1
11.0188 | 20.4964 | 1
15.356 | 0.78029 | 1
5.1326 | 35.1101 | 1
14.2614 | 1.1421 | 1
5.0666 | 46.6454 | 1
0.7637 | 43.7867 | 1
10.7772 | 45.2543 | 1
6.6567 | 34.9107 | 1
7.8929 | 25.0782 | 1
11.1202 | 12.7362 | 1
11.7952 | 17.166 | 1
19.302 | 40.8025 | 1
2.19 | 0.50743 | 1
18.475 | 18.0822 | 1
6.6887 | 51.1895 | 1
0.88415 | 44.703 | 1
9.8287 | 53.8799 | 1
19.634 | 48.7015 | 1
8.1118 | 43.7762 | 1
18.2969 | 17.3473 | 1
11.7557 | 23.8778 | 1
7.4666 | 11.4499 | 1
15.6087 | 45.5041 | 1
22.1119 | 17.1511 | 1
19.4061 | 4.8916 | 1
1.5635 | 41.9433 | 1
1.475 | 8.1346 | 1
7.2085 | 33.6583 | 1
20.1236 | 38.8377 | 1
19.0863 | 9.7486 | 1
1.8213 | 3.9141 | 1
13.7055 | 43.3788 | 1
6.5138 | 14.2691 | 1
15.7797 | 4.5511 | 1
14.5958 | 15.7862 | 1
15.0283 | 34.227 | 1
7.8302 | 3.8759 | 1
23.2652 | 14.7209 | 1
16.873 | 12.297 | 1
3.5247 | 1.3051 | 1
9.9088 | 47.0384 | 1
10.6319 | 53.1066 | 1
16.3074 | 44.2027 | 1
1.1047 | 20.1872 | 1
19.3989 | 24.2582 | 1
2.014 | 11.642 | 1
21.6613 | 49.7141 | 1
2.5146 | 26.3164 | 1
8.7994 | 7.6057 | 1
21.6294 | 46.4699 | 1
4.512 | 19.2621 | 1
18.2546 | 45.3428 | 1
15.2527 | 9.9003 | 1
6.1105 | 17.2614 | 1
16.946 | 22.3201 | 1
7.7466 | 54.4725 | 1
2.0988 | 24.3667 | 1
12.4423 | 25.2516 | 1
0.77086 | 39.3283 | 1
19.2016 | 45.8253 | 1
2.1521 | 0.55136 | 1
19.7221 | 30.2917 | 1
1.0161 | 43.473 | 1
8.2792 | 31.2427 | 1
19.2268 | 7.9537 | 1
12.2913 | 4.402 | 1
2.1065 | 41.8301 | 1
11.2157 | 51.8286 | 1
0.18912 | 35.5536 | 1
8.2667 | 50.9211 | 1
14.8193 | 2.3323 | 1
21.4143 | 24.2065 | 1
8.107 | 38.939 | 1
22.9339 | 6.0922 | 1
14.2972 | 0.54665 | 1
4.0866 | 14.0949 | 1
14.8225 | 4.0393 | 1
21.6877 | 31.4245 | 1
13.4051 | 36.5533 | 1
11.6202 | 50.4301 | 1
6.5846 | 9.1371 | 1
15.1499 | 38.6672 | 1
20.6732 | 34.061 | 1
7.2506 | 2.2242 | 1
8.6318 | 26.8751 | 1
0.4085 | 41.1546 | 1
21.5889 | 13.4152 | 1
22.8574 | 31.2062 | 1
18.3714 | 4.9095 | 1
14.622 | 43.9607 | 1
6.2521 | 54.1453 | 1
8.8801 | 27.8889 | 1
22.2626 | 47.5613 | 1
4.7744 | 18.8109 | 1
14.2253 | 54.9482 | 1
6.2607 | 30.7296 | 1
21.9752 | 8.4694 | 1
5.9166 | 12.1408 | 1
21.5223 | 21.1771 | 1
10.5706 | 15.3809 | 1
12.3379 | 45.9999 | 1
16.0307 | 51.4079 | 1
8.6921 | 22.1997 | 1
7.3278 | 21.4156 | 1
5.6235 | 7.7071 | 1
14.5243 | 1.693 | 1
18.0808 | 31.6349 | 1
7.9172 | 26.0239 | 1
21.2824 | 18.3069 | 1
16.8168 | 16.9386 | 1
12.9169 | 29.5729 | 1
8.5786 | 6.0368 | 1
2.9437 | 33.219 | 1
12.3357 | 19.0601 | 1
3.4496 | 22.5454 | 1
1.2937 | 17.2541 | 1
12.2418 | 37.2846 | 1
4.9705 | 12.5571 | 1
3.5415 | 6.6866 | 1
0.89854 | 23.9491 | 1
12.0945 | 18.2656 | 1
13.5518 | 20.9748 | 1
9.1036 | 24.0777 | 1
22.8133 | 23.5475 | 1
19.0937 | 46.4978 | 1
20.0181 | 49.7806 | 1
21.8386 | 35.0129 | 1
6.3487 | 11.2988 | 1
14.2312 | 11.0495 | 1
15.3894 | 54.2923 | 1
21.0098 | 22.9346 | 1
10.3568 | 19.4868 | 1
16.1455 | 37.9395 | 1
14.2625 | 4.3301 | 1
10.6352 | 30.3234 | 1
0.48581 | 17.0207 | 1
9.0687 | 35.8312 | 1
19.1788 | 6.9098 | 1
19.7191 | 46.7609 | 1
17.7855 | 4.4452 | 1
7.0099 | 20.1289 | 1
14.6459 | 51.1987 | 1
0.88581 | 18.5617 | 1
2.2624 | 54.9816 | 1
5.4229 | 17.6181 | 1
0.87199 | 31.3522 | 1
16.1946 | 22.7109 | 1
9.4035 | 50.9045 | 1
8.1583 | 52.4961 | 1
18.6055 | 35.0085 | 1
12.4219 | 38.385 | 1
12.7739 | 9.3061 | 1
15.8927 | 45.8307 | 1
13.8441 | 15.0349 | 1
23.1879 | 39.5046 | 1
2.0634 | 7.6781 | 1
19.4528 | 33.681 | 1
5.4134 | 44.5327 | 1
21.7191 | 20.3289 | 1
13.995 | 21.4288 | 1
17.7453 | 1.4444 | 1
17.2464 | 19.6743 | 1
3.7293 | 44.8305 | 1
21.6885 | 33.1023 | 1
20.9867 | 15.2214 | 1
7.2874 | 25.0961 | 1
12.4052 | 55.2828 | 1
9.9628 | 31.7533 | 1
19.3488 | 32.665 | 1
4.6419 | 11.5965 | 1
8.8295 | 19.5646 | 1
1.3727 | 18.8024 | 1
3.35 | 44.1173 | 1
17.0184 | 5.5186 | 1
7.2261 | 21.1511 | 1
22.9531 | 29.9381 | 1
20.1948 | 28.8301 | 1
5.045 | 52.4689 | 1
5.8021 | 38.367 | 1
9.5052 | 43.1496 | 1
2.4063 | 1.0764 | 1
12.3413 | 15.8254 | 1
9.673 | 54.3896 | 1
6.4861 | 31.6584 | 1
19.4243 | 39.1421 | 1
0.34392 | 27.0921 | 1
7.6031 | 28.248 | 1
3.0871 | 17.6292 | 1
18.9336 | 25.7856 | 1
20.233 | 6.3056 | 1
21.828 | 52.462 | 1
9.1308 | 1.4958 | 1
14.4167 | 23.3906 | 1
9.3927 | 44.9212 | 1
0.55658 | 36.4724 | 1
5.002 | 29.4132 | 1
19.4668 | 42.2811 | 1
14.1563 | 31.5807 | 1
12.825 | 14.2056 | 1
19.8148 | 14.491 | 1
22.1086 | 27.6489 | 1
22.5517 | 9.9724 | 1
22.5864 | 48.8512 | 1
16.2276 | 50.7018 | 1
3.582 | 12.2679 | 1
12.8441 | 6.7668 | 1
9.3243 | 8.2417 | 1
8.3691 | 31.9284 | 1
21.3639 | 32.8031 | 1
16.5112 | 31.4724 | 1
3.5252 | 3.283 | 1
12.7455 | 55.1884 | 1
8.5394 | 35.7331 | 1
7.9651 | 40.4336 | 1
14.2283 | 24.2197 | 1
23.2767 | 40.7513 | 1
15.3766 | 16.4625 | 1
17.667 | 26.2256 | 1
21.068 | 39.8805 | 1
21.8231 | 49.7564 | 1
2.8205 | 7.1659 | 1
22.5852 | 39.5049 | 1
4.9504 | 14.5961 | 1
12.3726 | 31.446 | 1
3.8648 | 31.7372 | 1
3.0862 | 40.0798 | 1
21.3061 | 13.3772 | 1
13.3156 | 39.8406 | 1
10.9412 | 52.7401 | 1
19.2488 | 53.0233 | 1
16.104 | 18.3618 | 1
21.1052 | 1.7921 | 1
1.2259 | 39.6008 | 1
18.5101 | 19.1336 | 1
18.3489 | 17.6031 | 1
22.7033 | 43.1876 | 1
4.776 | 25.0214 | 1
15.3359 | 48.4884 | 1
5.9441 | 6.8931 | 1
5.7123 | 0.92731 | 1
10.0559 | 14.8422 | 1
22.8769 | 0.62783 | 1
15.7435 | 32.5765 | 1
14.1912 | 25.9982 | 1
20.6837 | 5.905 | 1
22.8415 | 32.4146 | 1
5.4586 | 40.4768 | 1
19.8199 | 42.0151 | 1
0.14848 | 32.2068 | 1
8.5012 | 7.0833 | 1
14.5606 | 24.3113 | 1
7.3842 | 54.6353 | 1
8.6069 | 21.8414 | 1
7.0358 | 51.0728 | 1
20.6066 | 51.2698 | 1
18.2466 | 17.9937 | 1
22.7449 | 35.6547 | 1
16.36 | 3.0357 | 1
4.0204 | 29.7059 | 1
6.1832 | 48.7617 | 1
10.7844 | 38.2592 | 1
19.3699 | 13.3081 | 1
5.3059 | 27.7505 | 1
1.4373 | 31.2396 | 1
9.3422 | 38.3077 | 1
2.2806 | 7.4554 | 1
17.7204 | 49.9846 | 1
20.5437 | 3.2862 | 1
15.8076 | 37.053 | 1
16.2598 | 45.0251 | 1
21.8883 | 33.7075 | 1
5.3221 | 42.6695 | 1
0.7658 | 23.6018 | 1
6.7472 | 17.1391 | 1
1.5755 | 39.3168 | 1
11.4517 | 7.896 | 1
20.2227 | 43.9304 | 1
23.0749 | 52.5299 | 1
22.5206 | 21.5134 | 1
1.1845 | 3.8384 | 1
15.8351 | 7.7785 | 1
3.8846 | 32.8467 | 1
18.0231 | 33.8693 | 1
21.4296 | 52.2222 | 1
15.0591 | 31.4614 | 1
18.058 | 6.5932 | 1
21.7007 | 43.3054 | 1
14.1886 | 11.536 | 1
2.2031 | 46.1539 | 1
22.324 | 27.3081 | 1
22.6128 | 39.1534 | 1
5.3908 | 50.1594 | 1
12.8524 | 52.0286 | 1
11.0935 | 49.1675 | 1
0.61439 | 5.8401 | 1
3.7093 | 49.4366 | 1
8.595 | 50.9008 | 1
18.0677 | 1.9203 | 1
0.9283 | 16.9931 | 1
18.1689 | 24.8448 | 1
23.1763 | 32.1066 | 1
15.297 | 52.1809 | 1
14.1927 | 16.3379 | 1
17.2148 | 14.5058 | 1
22.5557 | 39.3396 | 1
4.2228 | 21.4868 | 1
9.3632 | 5.9536 | 1
17.5388 | 52.1474 | 1
11.1964 | 8.6358 | 1
19.4056 | 51.6244 | 1
10.6805 | 37.1351 | 1
6.9548 | 34.2372 | 1
12.2811 | 48.3866 | 1
11.0876 | 19.8077 | 1
2.9527 | 9.5437 | 1
19.3288 | 49.2829 | 1
19.1621 | 24.4623 | 1
16.7698 | 36.9854 | 1
19.4274 | 17.3013 | 1
17.3377 | 53.806 | 1
12.5416 | 8.6921 | 1
19.7524 | 12.4098 | 1
16.7649 | 14.8121 | 1
11.259 | 33.3576 | 1
0.83917 | 2.6967 | 1
1.3572 | 33.452 | 1
16.7478 | 33.6573 | 1
0.40527 | 54.1367 | 1
20.0734 | 26.9292 | 1
14.8404 | 50.6803 | 1
8.1235 | 33.2147 | 1
11.9897 | 39.4204 | 1
9.0363 | 31.1745 | 1
21.5819 | 22.4011 | 1
19.7084 | 44.95 | 1
18.3639 | 9.7792 | 1
9.9888 | 25.5759 | 1
18.2766 | 18.313 | 1
19.161 | 42.7197 | 1
8.015 | 25.3262 | 1
11.3258 | 12.1368 | 1
12.7155 | 40.0407 | 1
19.5689 | 15.2051 | 1
23.2376 | 42.2088 | 1
14.9046 | 7.0427 | 1
1.8964 | 19.1243 | 1
13.3764 | 10.2076 | 1
7.6799 | 50.3626 | 1
19.7466 | 36.6401 | 1
4.3486 | 54.0418 | 1
11.0527 | 7.8289 | 1
12.1958 | 19.9466 | 1
3.6356 | 35.8241 | 1
8.625 | 51.9133 | 1
13.1448 | 28.7091 | 1
15.885 | 30.8927 | 1
15.9051 | 11.0568 | 1
12.9137 | 14.6822 | 1
6.5518 | 22.664 | 1
6.0656 | 20.6435 | 1
0.75255 | 38.724 | 1
20.5441 | 1.1386 | 1
12.5959 | 15.5046 | 1
17.2678 | 42.4022 | 1
4.6281 | 54.1021 | 1
4.2747 | 5.2972 | 1
20.0751 | 19.5339 | 1
21.9796 | 6.3187 | 1
3.6883 | 42.5959 | 1
21.9488 | 2.1363 | 1
14.486 | 45.2587 | 1
8.9549 | 6.4096 | 1
1.4113 | 31.2209 | 1
11.6294 | 35.4585 | 1
13.5121 | 46.1433 | 1
3.1734 | 33.4416 | 1
22.7293 | 16.8359 | 1
5.7257 | 1.4635 | 1
18.7753 | 54.1328 | 1
10.1113 | 38.5474 | 1
20.0941 | 3.9845 | 1
13.2393 | 8.8003 | 1
16.8913 | 23.5998 | 1
1.7932 | 48.8112 | 1
18.2135 | 38.2859 | 1
12.8156 | 44.9009 | 1
12.404 | 38.7628 | 1
16.4893 | 51.5743 | 1
6.5554 | 48.039 | 1
19.3459 | 19.9697 | 1
13.1555 | 51.7837 | 1
8.2754 | 27.4984 | 1
21.4193 | 37.6101 | 1
1.1431 | 17.1595 | 1
9.3162 | 38.7569 | 1
10.583 | 54.9056 | 1
1.4034 | 24.4447 | 1
12.5125 | 39.0444 | 1
21.7674 | 54.2529 | 1
16.0573 | 51.7524 | 1
19.5146 | 8.0939 | 1
16.7638 | 7.2677 | 1
0.50955 | 42.6826 | 1
13.9631 | 24.062 | 1
18.2208 | 8.7126 | 1
21.5842 | 31.0826 | 1
12.1143 | 6.0397 | 1
15.4063 | 19.7416 | 1
21.3949 | 39.8879 | 1
14.4836 | 54.0319 | 1
0.067643 | 33.3473 | 1
16.0945 | 33.1909 | 1
1.4066 | 22.8896 | 1
12.2902 | 47.7849 | 1
1.0456 | 26.6422 | 1
21.8713 | 30.5776 | 1
22.3225 | 51.8217 | 1
22.2334 | 50.8842 | 1
21.3795 | 51.6968 | 1
19.0753 | 48.6094 | 1
1.3198 | 54.7708 | 1
9.1725 | 11.076 | 1
12.0527 | 45.7242 | 1
4.7628 | 46.0719 | 1
12.6082 | 55.0598 | 1
5.7112 | 44.4692 | 1
18.3626 | 48.3671 | 1
10.4728 | 50.6039 | 1
9.4093 | 10.9082 | 1
7.2054 | 15.5651 | 1
1.4183 | 33.1908 | 1
16.6216 | 24.9287 | 1
22.3472 | 13.4694 | 1
12.0435 | 21.9167 | 1
16.6956 | 17.1165 | 1
4.6948 | 45.3823 | 1
19.8338 | 11.6241 | 1
7.2395 | 15.8757 | 1
16.2268 | 55.0151 | 1
16.5672 | 42.2039 | 1
14.2526 | 11.4696 | 1
8.217 | 28.0725 | 1
10.8516 | 45.271 | 1
5.2576 | 44.5152 | 1
13.9211 | 22.5626 | 1
8.2018 | 24.7382 | 1
15.4259 | 1.7095 | 1
23.246 | 28.1605 | 1
12.8507 | 10.4721 | 1
14.5438 | 33.0364 | 1
21.9597 | 54.2478 | 1
3.336 | 2.2445 | 1
15.2501 | 30.0857 | 1
14.5202 | 22.9734 | 1
21.399 | 41.5511 | 1
0.74865 | 50.9878 | 1
18.2276 | 35.2094 | 1
13.7493 | 31.1869 | 1
3.8306 | 53.5503 | 1
21.085 | 41.9643 | 1
22.6416 | 45.8937 | 1
1.3121 | 25.7334 | 1
8.4892 | 52.8655 | 1
5.7408 | 9.1546 | 1
7.4827 | 43.3316 | 1
11.3644 | 43.8835 | 1
14.35 | 5.4266 | 1
18.7969 | 3.2092 | 1
2.438 | 3.1337 | 1
19.9682 | 47.0042 | 1
6.4808 | 13.7878 | 1
18.8498 | 5.135 | 1
10.7346 | 0.46755 | 1
3.7241 | 34.9776 | 1
21.3101 | 17.1752 | 1
14.3662 | 40.6816 | 1
9.5644 | 48.5377 | 1
16.0556 | 26.565 | 1
16.0477 | 40.437 | 1
11.436 | 10.1574 | 1
0.61233 | 22.248 | 1
6.5345 | 32.3558 | 1
15.2103 | 32.3425 | 1
0.27902 | 11.5576 | 1
4.8634 | 43.5745 | 1
0.67191 | 23.7905 | 1
2.8402 | 41.9284 | 1
17.0224 | 25.6957 | 1
18.679 | 49.6819 | 1
6.6682 | 17.7462 | 1
10.1556 | 41.8263 | 1
15.2461 | 33.4772 | 1
15.4199 | 33.3167 | 1
14.2355 | 12.4284 | 1
8.8162 | 17.6518 | 1
2.1168 | 45.1337 | 1
20.2754 | 5.8338 | 1
12.2958 | 19.1231 | 1
5.2334 | 28.6478 | 1
5.8797 | 7.0498 | 1
16.7708 | 11.8361 | 1
23.0756 | 28.6379 | 1
11.0509 | 7.1592 | 1
4.7111 | 26.7325 | 1
10.4996 | 10.4078 | 1
15.9524 | 44.5252 | 1
22.4785 | 1.984 | 1
3.0394 | 40.4411 | 1
0.8939 | 4.6006 | 1
0.60851 | 47.7772 | 1
10.429 | 5.4748 | 1
2.6266 | 14.454 | 1
7.6805 | 22.2961 | 1
16.683 | 37.727 | 1
3.4013 | 39.4757 | 1
10.5543 | 19.973 | 1
17.8987 | 19.2866 | 1
20.3768 | 54.5401 | 1
23.2189 | 12.0716 | 1
5.0952 | 14.6076 | 1
8.9186 | 12.4787 | 1
12.5692 | 30.0945 | 1
16.6817 | 29.8171 | 1
16.9696 | 7.0555 | 1
2.3591 | 2.8584 | 1
23.2896 | 48.063 | 1
2.6586 | 37.5084 | 1
6.1006 | 22.2184 | 1
15.4695 | 35.3552 | 1
23.0688 | 49.6238 | 1
16.9389 | 48.108 | 1
20.5003 | 49.3178 | 1
4.5223 | 40.8829 | 1
11.4663 | 49.2042 | 1
6.8996 | 48.5456 | 1
17.3286 | 27.9246 | 1
3.819 | 3.7826 | 1
16.267 | 24.2779 | 1
12.8226 | 22.535 | 1
13.682 | 18.6435 | 1
18.3338 | 18.1887 | 1
0.92708 | 30.637 | 1
9.441 | 47.2513 | 1
2.2192 | 53.2836 | 1
7.6906 | 27.0357 | 1
21.6726 | 43.092 | 1
0.042569 | 28.1265 | 1
15.0283 | 50.0367 | 1
13.9038 | 5.4587 | 1
14.453 | 4.5814 | 1
23.2554 | 23.7005 | 1
6.3349 | 34.9595 | 1
4.9634 | 52.9838 | 1
11.2528 | 34.3853 | 1
5.2565 | 16.5267 | 1
17.117 | 50.7473 | 1
1.2605 | 18.7341 | 1
13.4934 | 46.8434 | 1
20.6352 | 45.7521 | 1
16.5212 | 7.8846 | 1
21.3031 | 10.8614 | 1
9.6933 | 21.189 | 1
14.9225 | 50.2452 | 1
4.8495 | 3.5114 | 1
9.0334 | 42.8182 | 1
0.081203 | 28.3204 | 1
19.3841 | 13.1169 | 1
8.5528 | 45.03 | 1
22.4114 | 13.2089 | 1
5.259 | 36.2713 | 1
18.4741 | 52.0349 | 1
2.1539 | 55.1295 | 1
12.5035 | 0.86182 | 1
9.0033 | 46.804 | 1
7.2651 | 12.6373 | 1
16.0327 | 35.4253 | 1
22.2537 | 7.7024 | 1
6.7013 | 21.0193 | 1
3.3834 | 37.046 | 1
6.7105 | 31.8528 | 1
22.7911 | 47.5268 | 1
3.0725 | 25.8169 | 1
21.4828 | 14.65 | 1
13.661 | 50.5955 | 1
17.8126 | 13.9236 | 1
8.8017 | 18.8752 | 1
21.8654 | 5.8135 | 1
12.6064 | 33.8268 | 1
4.4433 | 34.978 | 1
2.2639 | 14.8367 | 1
17.2237 | 21.8082 | 1
16.6556 | 16.4012 | 1
3.8188 | 4.6423 | 1
22.2831 | 14.9483 | 1
11.2822 | 39.7611 | 1
12.5493 | 48.7701 | 1
11.0103 | 36.1065 | 1
19.7354 | 32.5924 | 1
10.2244 | 52.8461 | 1
20.7391 | 27.4479 | 1
4.4924 | 35.4354 | 1
7.0309 | 23.8783 | 1
0.13564 | 20.1884 | 1
7.6895 | 33.7669 | 1
19.3542 | 30.1933 | 1
6.2983 | 32.5933 | 1
19.757 | 31.3875 | 1
6.0175 | 40.4932 | 1
6.5304 | 24.3076 | 1
6.3213 | 49.0252 | 1
20.096 | 26.0753 | 1
22.1467 | 14.4067 | 1
3.6823 | 47.2965 | 1
7.0273 | 6.3676 | 1
0.19639 | 12.3538 | 1
16.3055 | 45.2066 | 1
8.373 | 12.1847 | 1
11.3399 | 51.0528 | 1
4.9657 | 36.3053 | 1
4.7994 | 4.5731 | 1
10.5968 | 26.151 | 1
18.6442 | 49.8299 | 1
14.9092 | 6.2967 | 1
8.7066 | 1.6841 | 1
2.504 | 35.347 | 1
3.5839 | 50.0709 | 1
8.1714 | 31.1962 | 1
11.9311 | 6.517 | 1
1.8671 | 0.91479 | 1
3.5884 | 35.5669 | 1
19.9173 | 18.539 | 1
7.3938 | 0.77725 | 1
10.666 | 55.1261 | 1
22.1343 | 35.5289 | 1
22.8396 | 36.2874 | 1
10.7215 | 34.8114 | 1
20.1526 | 40.5353 | 1
8.223 | 32.6844 | 1
18.8875 | 53.4079 | 1
15.6829 | 11.6766 | 1
2.3968 | 36.8458 | 1
0.89114 | 15.8727 | 1
19.735 | 28.2759 | 1
23.0767 | 11.8225 | 1
21.2036 | 38.2098 | 1
17.6043 | 53.105 | 1
15.0077 | 7.8262 | 1
5.9518 | 26.9948 | 1
8.7382 | 37.7694 | 1
7.4778 | 27.8419 | 1
15.151 | 46.1167 | 1
21.8343 | 7.9933 | 1
7.9485 | 11.5829 | 1
22.5295 | 35.9704 | 1
6.7389 | 37.373 | 1
3.6504 | 47.7534 | 1
18.4216 | 24.1198 | 1
5.1294 | 42.8973 | 1
11.4834 | 7.2103 | 1
1.3088 | 42.1651 | 1
16.7192 | 47.1867 | 1
14.9472 | 0.55392 | 1
14.1502 | 31.4334 | 1
0.56203 | 33.9936 | 1
3.9239 | 12.5653 | 1
19.1111 | 15.533 | 1
7.4683 | 51.6114 | 1
7.205 | 12.2918 | 1
7.0523 | 29.2778 | 1
14.1771 | 31.0192 | 1
6.2749 | 9.1356 | 1
5.124 | 47.0499 | 1
6.609 | 47.1851 | 1
3.0687 | 11.0126 | 1
16.9733 | 16.3577 | 1
21.6147 | 37.9849 | 1
15.5652 | 47.092 | 1
3.4998 | 39.4111 | 1
10.6127 | 17.831 | 1
17.004 | 24.0305 | 1
8.2517 | 27.0115 | 1
14.0022 | 18.4721 | 1
3.4869 | 10.6886 | 1
19.4612 | 39.3233 | 1
18.2863 | 19.8467 | 1
9.2196 | 7.3948 | 1
19.9406 | 53.2997 | 1
4.9163 | 41.1078 | 1
5.0226 | 13.9666 | 1
0.77516 | 11.7616 | 1
19.5952 | 24.5774 | 1
2.8638 | 51.2745 | 1
22.9332 | 37.7698 | 1
5.5676 | 36.7831 | 1
10.1469 | 33.5017 | 1
23.2704 | 19.6732 | 1
10.4713 | 52.5237 | 1
2.5297 | 5.6279 | 1
0.5202 | 55.198 | 1
18.9126 | 11.6322 | 1
1.2941 | 10.9644 | 1
3.2176 | 9.7864 | 1
17.4828 | 14.7015 | 1
15.2798 | 2.0382 | 1
19.5212 | 47.7195 | 1
0.057122 | 8.0063 | 1
7.3853 | 32.9895 | 1
15.8535 | 45.3238 | 1
3.4746 | 9.5635 | 1
4.6614 | 17.9927 | 1
14.2685 | 31.6628 | 1
20.0546 | 14.0803 | 1
14.6764 | 14.2608 | 1
22.2038 | 48.7605 | 1
12.1182 | 21.2974 | 1
10.4851 | 29.8655 | 1
15.7643 | 42.7622 | 1
6.991 | 29.6841 | 1
11.3868 | 54.3167 | 1
2.2991 | 44.3482 | 1
0.24573 | 25.6979 | 1
8.8046 | 18.5537 | 1
9.1843 | 22.7226 | 1
22.7008 | 46.8704 | 1
22.2269 | 39.3091 | 1
1.6723 | 23.9097 | 1
22.9003 | 8.4512 | 1
17.0645 | 20.8498 | 1
6.1165 | 46.2013 | 1
15.153 | 17.089 | 1
6.4951 | 23.9799 | 1
2.4859 | 37.3292 | 1
9.6894 | 47.2213 | 1
17.2661 | 33.2706 | 1
22.6656 | 13.028 | 1
2.8622 | 49.446 | 1
15.4299 | 38.3055 | 1
22.0282 | 8.1709 | 1
8.3997 | 8.007 | 1
21.7094 | 27.2526 | 1
1.5243 | 53.3407 | 1
19.3376 | 8.6084 | 1
8.7745 | 3.7009 | 1
20.4939 | 33.1483 | 1
8.0287 | 52.2459 | 1
17.9668 | 39.4398 | 1
21.0901 | 52.4703 | 1
11.8493 | 20.5136 | 1
16.6168 | 53.0167 | 1
6.705 | 39.834 | 1
1.924 | 37.344 | 1
6.9301 | 31.9613 | 1
16.9056 | 1.428 | 1
18.5255 | 36.443 | 1
5.8239 | 22.1591 | 1
16.9417 | 34.0552 | 1
18.9052 | 7.9225 | 1
16.5032 | 6.6987 | 1
12.415 | 5.8768 | 1
14.9359 | 21.6058 | 1
1.4843 | 9.9274 | 1
21.7443 | 41.3776 | 1
20.5667 | 37.7848 | 1
1.2078 | 4.2427 | 1
11.5761 | 13.9222 | 1
20.6495 | 54.2108 | 1
7.9595 | 42.2969 | 1
17.0235 | 15.9841 | 1
9.7362 | 49.7016 | 1
16.2754 | 16.9418 | 1
20.2963 | 48.4051 | 1
12.0023 | 6.3677 | 1
23.2721 | 21.4606 | 1
7.9983 | 13.3868 | 1
13.5338 | 20.043 | 1
8.9717 | 20.1199 | 1
3.508 | 52.9509 | 1
17.7557 | 8.343 | 1
0.95138 | 39.5419 | 1
13.3166 | 43.526 | 1
20.0087 | 49.2982 | 1
7.7449 | 17.6082 | 1
22.9738 | 51.3203 | 1
20.1968 | 17.3525 | 1
7.3992 | 2.5683 | 1
17.0787 | 36.8899 | 1
17.5409 | 54.3596 | 1
2.4462 | 38.8161 | 1
7.4428 | 6.4006 | 1
19.6817 | 15.998 | 1
1.2125 | 24.5613 | 1
5.5922 | 30.4484 | 1
2.5772 | 0.74122 | 1
17.3209 | 42.0083 | 1
10.7393 | 24.0299 | 1
9.5889 | 23.3117 | 1
2.0167 | 36.5887 | 1
0.42406 | 32.8741 | 1
7.5661 | 15.6311 | 1
2.3334 | 46.1462 | 1
0.17107 | 24.6659 | 1
4.5654 | 43.3607 | 1
9.4519 | 42.5364 | 1
1.1344 | 50.1862 | 1
16.6957 | 12.3574 | 1
3.0293 | 39.8508 | 1
19.6195 | 34.8322 | 1
18.1376 | 7.087 | 1
13.9005 | 8.7399 | 1
18.1123 | 40.2934 | 1
15.8516 | 2.8317 | 1
12.4222 | 32.3477 | 1
4.0133 | 43.1527 | 1
8.1362 | 17.4043 | 1
4.2966 | 43.6348 | 1
19.4766 | 0.96665 | 1
16.5864 | 25.8042 | 1
20.0167 | 32.1888 | 1
20.3135 | 22.1156 | 1
9.5275 | 17.5221 | 1
8.4044 | 3.5622 | 1
2.1603 | 11.8202 | 1
22.792 | 30.8034 | 1
5.8516 | 22.839 | 1
16.8532 | 6.5186 | 1
10.1411 | 44.4461 | 1
11.8036 | 15.2497 | 1
12.0413 | 42.373 | 1
20.6582 | 6.0693 | 1
3.5071 | 40.4745 | 1
2.5513 | 10.2156 | 1
7.7656 | 52.5301 | 1
8.1027 | 42.0755 | 1
9.443 | 54.1584 | 1
3.6052 | 26.9955 | 1
7.13 | 20.9792 | 1
10.688 | 12.1029 | 1
12.3585 | 1.1425 | 1
13.5688 | 20.0528 | 1
1.0999 | 37.9347 | 1
19.1069 | 54.2997 | 1
22.5891 | 22.1695 | 1
0.13173 | 49.886 | 1
14.9481 | 21.1667 | 1
16.314 | 29.2715 | 1
16.2731 | 26.5156 | 1
15.8623 | 4.1474 | 1
8.7171 | 19.0588 | 1
19.8602 | 6.0572 | 1
23.2435 | 34.9418 | 1
11.3744 | 30.4116 | 1
14.4661 | 27.1612 | 1
14.1045 | 48.8512 | 1
0.84065 | 28.3603 | 1
8.7437 | 36.3381 | 1
12.4108 | 1.0442 | 1
22.8845 | 12.8371 | 1
14.3866 | 16.6453 | 1
0.49699 | 34.6109 | 1
22.5165 | 24.9203 | 1
16.0437 | 19.5637 | 1
18.9203 | 5.9145 | 1
20.1074 | 2.144 | 1
20.7819 | 41.3969 | 1
1.6088 | 13.3639 | 1
1.0199 | 35.6698 | 1
12.5147 | 35.2118 | 1
9.0345 | 7.9814 | 1
15.0191 | 21.752 | 1
5.8478 | 50.0876 | 1
3.0735 | 16.6014 | 1
2.8383 | 16.305 | 1
4.323 | 35.0898 | 1
19.4501 | 32.639 | 1
15.2355 | 34.263 | 1
19.5878 | 39.5786 | 1
14.0664 | 35.3732 | 1
10.9385 | 42.6498 | 1
0.90398 | 3.0256 | 1
13.3407 | 44.0042 | 1
2.0839 | 38.1976 | 1
15.1806 | 38.1227 | 1
17.3042 | 39.38 | 1
1.0688 | 53.159 | 1
12.1863 | 14.0191 | 1
9.8681 | 6.2595 | 1
17.5777 | 21.6515 | 1
20.203 | 43.2553 | 1
2.9401 | 2.1978 | 1
16.1248 | 35.4627 | 1
12.4648 | 6.7892 | 1
15.0529 | 40.2051 | 1
2.9685 | 44.8295 | 1
22.2555 | 12.3326 | 1
18.4567 | 27.6728 | 1
6.4657 | 11.9443 | 1
5.0453 | 22.0624 | 1
4.576 | 42.8922 | 1
6.0931 | 52.4347 | 1
17.3959 | 6.2656 | 1
5.5582 | 16.2475 | 1
10.1827 | 21.6976 | 1
1.5439 | 32.2699 | 1
21.8462 | 6.2992 | 1
7.038 | 48.5656 | 1
1.1065 | 20.4938 | 1
13.7671 | 51.7151 | 1
17.3122 | 22.6477 | 1
8.2798 | 7.8464 | 1
9.8527 | 52.9563 | 1
13.0566 | 28.2813 | 1
23.0199 | 32.4203 | 1
8.9978 | 47.2932 | 1
22.5969 | 17.5895 | 1
19.4323 | 32.4841 | 1
13.9714 | 53.0996 | 1
19.7171 | 31.006 | 1
11.336 | 17.7469 | 1
9.0802 | 37.3988 | 1
4.9728 | 48.9294 | 1
22.6785 | 8.2925 | 1
7.185 | 2.8234 | 1
4.3781 | 33.9721 | 1
1.9408 | 41.2698 | 1
3.4594 | 31.3871 | 1
4.8099 | 33.3051 | 1
10.1955 | 8.6947 | 1
20.4596 | 35.6141 | 1
8.3836 | 44.6479 | 1
20.4568 | 43.5038 | 1
22.107 | 25.6116 | 1
16.4127 | 46.1413 | 1
19.9599 | 51.982 | 1
8.5992 | 22.6626 | 1
17.7558 | 16.2402 | 1
1.8458 | 29.2156 | 1
19.0477 | 54.9093 | 1
16.9325 | 42.8027 | 1
2.226 | 50.2972 | 1
14.475 | 34.4829 | 1
20.8582 | 34.2432 | 1
7.9401 | 51.1314 | 1
6.1297 | 6.2399 | 1
23.0303 | 39.1467 | 1
3.4337 | 32.4107 | 1
10.8413 | 16.7744 | 1
20.9035 | 26.0623 | 1
8.3923 | 55.0905 | 1
17.6283 | 19.5832 | 1
15.2159 | 25.5674 | 1
20.1449 | 11.8348 | 1
13.6553 | 4.4199 | 1
13.5375 | 23.5501 | 1
16.6501 | 46.5252 | 1
22.8257 | 54.1039 | 1
12.3616 | 13.8271 | 1
1.0213 | 42.4075 | 1
21.4183 | 54.1523 | 1
17.3734 | 45.5085 | 1
13.6257 | 29.3916 | 1
0.078261 | 8.0642 | 1
1.0691 | 22.199 | 1
14.1558 | 5.6707 | 1
13.8466 | 28.4421 | 1
7.6076 | 34.7517 | 1
5.9087 | 9.1173 | 1
8.9557 | 55.0747 | 1
17.0542 | 48.868 | 1
0.71554 | 44.5451 | 1
12.8941 | 43.5402 | 1
7.16 | 49.7659 | 1
10.2924 | 7.4657 | 1
21.8207 | 8.858 | 1
18.6354 | 26.9567 | 1
12.0961 | 14.4413 | 1
2.8217 | 24.2145 | 1
19.9194 | 27.3837 | 1
12.4879 | 10.1773 | 1
19.9778 | 37.2997 | 1
0.49635 | 54.1657 | 1
16.6657 | 11.3647 | 1
21.9054 | 2.194 | 1
10.7841 | 44.6715 | 1
10.3457 | 51.1586 | 1
10.1762 | 32.1289 | 1
5.0288 | 4.232 | 1
14.4714 | 52.5181 | 1
14.0062 | 36.1 | 1
1.5782 | 0.47224 | 1
3.7527 | 50.1431 | 1
8.5868 | 38.4606 | 1
7.0342 | 42.2985 | 1
3.6993 | 35.1703 | 1
8.0344 | 11.3567 | 1
3.4591 | 44.7442 | 1
13.8993 | 35.0352 | 1
19.9098 | 31.3585 | 1
9.7374 | 20.4489 | 1
22.0635 | 29.4365 | 1
12.1017 | 34.4054 | 1
7.4327 | 34.2887 | 1
22.911 | 1.8749 | 1
2.8716 | 29.948 | 1
4.9277 | 6.8937 | 1
1.4103 | 14.4309 | 1
17.9039 | 35.6522 | 1
20.8508 | 33.0323 | 1
8.1316 | 46.4826 | 1
5.3799 | 40.9183 | 1
19.2087 | 51.1075 | 1
10.9608 | 49.2305 | 1
11.0956 | 31.5621 | 1
14.3818 | 32.2324 | 1
13.2695 | 32.6335 | 1
3.5487 | 28.6597 | 1
0.42411 | 32.3275 | 1
19.1183 | 23.3769 | 1
14.5736 | 40.1105 | 1
11.0089 | 16.6974 | 1
9.4211 | 25.3771 | 1
2.1269 | 3.396 | 1
20.2655 | 39.0625 | 1
2.8041 | 26.0302 | 1
0.4827 | 20.512 | 1
7.8413 | 50.7438 | 1
14.087 | 34.752 | 1
12.8881 | 41.0337 | 1
18.5971 | 3.0286 | 1
20.0803 | 9.8794 | 1
0.18344 | 16.4446 | 1
17.182 | 17.6258 | 1
20.9673 | 18.0754 | 1
2.5643 | 51.9553 | 1
18.2859 | 34.7142 | 1
21.6284 | 44.5065 | 1
21.6896 | 4.9709 | 1
16.6911 | 22.1387 | 1
12.6856 | 5.2682 | 1
19.6122 | 48.3648 | 1
11.5036 | 42.2579 | 1
5.8071 | 39.5553 | 1
13.2382 | 25.6544 | 1
19.2757 | 50.736 | 1
18.8218 | 41.5273 | 1
9.1087 | 46.0153 | 1
12.6895 | 17.1294 | 1
16.3328 | 44.2742 | 1
12.1269 | 3.8658 | 1
14.6966 | 7.4569 | 1
1.1614 | 44.4173 | 1
15.0757 | 17.8012 | 1
20.6005 | 6.6346 | 1
5.1421 | 50.2875 | 1
0.57202 | 24.8506 | 1
11.0639 | 1.7816 | 1
17.5691 | 41.7126 | 1
22.9731 | 33.0553 | 1
16.9379 | 10.9583 | 1
18.0439 | 47.6739 | 1
8.3926 | 29.4886 | 1
7.422 | 22.0352 | 1
20.5174 | 26.6273 | 1
0.60215 | 18.2489 | 1
23.1786 | 19.8638 | 1
19.4583 | 37.124 | 1
0.90425 | 4.5653 | 1
11.5371 | 46.9393 | 1
1.3563 | 14.4903 | 1
20.0329 | 11.9336 | 1
10.3714 | 0.7924 | 1
21.0154 | 3.621 | 1
11.4109 | 11.1849 | 1
20.4372 | 35.1125 | 1
19.5888 | 50.4813 | 1
12.7214 | 19.5058 | 1
14.0267 | 26.9326 | 1
1.7369 | 36.615 | 1
11.0286 | 53.3298 | 1
14.569 | 37.9479 | 1
9.2454 | 3.4553 | 1
1.4709 | 8.9096 | 1
13.4151 | 49.8104 | 1
9.0377 | 38.2789 | 1
0.36814 | 36.7825 | 1
19.95 | 6.9011 | 1
20.2864 | 47.9338 | 1
0.82501 | 30.1879 | 1
15.4025 | 6.0954 | 1
11.1515 | 10.0557 | 1
1.0501 | 52.1935 | 1
12.3896 | 53.4358 | 1
20.2877 | 0.91932 | 1
22.5711 | 7.2283 | 1
3.8444 | 15.9879 | 1
17.6292 | 39.7699 | 1
12.6916 | 44.9193 | 1
0.4767 | 10.9118 | 1
20.4483 | 51.4549 | 1
0.61767 | 40.8911 | 1
16.8898 | 39.9719 | 1
7.9146 | 48.627 | 1
21.8106 | 6.2922 | 1
16.7921 | 44.1442 | 1
2.5811 | 16.4841 | 1
4.8105 | 45.0412 | 1
22.6379 | 27.5809 | 1
13.6933 | 46.8061 | 1
1.1381 | 13.8461 | 1
4.0892 | 13.4708 | 1
0.45826 | 26.3614 | 1
8.4971 | 10.8786 | 1
20.3869 | 44.2288 | 1
18.547 | 3.9168 | 1
6.2979 | 25.5619 | 1
0.24212 | 43.767 | 1
2.3389 | 42.7125 | 1
11.5647 | 25.1852 | 1
18.0343 | 15.9597 | 1
4.8799 | 11.7957 | 1
17.9628 | 36.3007 | 1
7.3464 | 27.2114 | 1
12.8572 | 24.1242 | 1
14.1499 | 12.7503 | 1
2.8166 | 32.3178 | 1
9.4045 | 19.0674 | 1
10.0959 | 8.7781 | 1
21.7495 | 40.1944 | 1
8.8719 | 2.5372 | 1
23.1292 | 40.0018 | 1
16.5194 | 48.6647 | 1
20.0412 | 9.6882 | 1
7.1092 | 11.5521 | 1
0.53077 | 5.5676 | 1
18.3095 | 1.2071 | 1
22.7657 | 23.5959 | 1
20.3194 | 6.897 | 1
2.1539 | 3.399 | 1
8.5208 | 8.5357 | 1
5.4659 | 38.1458 | 1
14.6669 | 35.3691 | 1
5.9649 | 22.4124 | 1
10.1629 | 27.1681 | 1
23.1837 | 50.6313 | 1
17.799 | 38.7209 | 1
4.6484 | 48.8216 | 1
20.2576 | 28.4974 | 1
19.8369 | 32.022 | 1
17.2517 | 45.6508 | 1
17.2093 | 34.364 | 1
15.8612 | 5.2205 | 1
22.2519 | 40.6216 | 1
14.0096 | 6.6697 | 1
11.5945 | 33.0745 | 1
22.72 | 28.2261 | 1
20.3471 | 18.245 | 1
8.5582 | 31.2796 | 1
8.3428 | 39.7969 | 1
13.7159 | 14.3707 | 1
1.9737 | 36.0983 | 1
3.9241 | 54.8328 | 1
11.7068 | 24.8856 | 1
7.2668 | 30.4907 | 1
8.2162 | 8.1363 | 1
22.9565 | 13.0816 | 1
13.3519 | 49.1465 | 1
7.3718 | 43.9145 | 1
8.1651 | 10.682 | 1
1.8743 | 14.0102 | 1
4.8895 | 35.498 | 1
16.7367 | 8.7265 | 1
2.6539 | 11.6553 | 1
4.3497 | 42.8025 | 1
6.2509 | 4.0319 | 1
17.7561 | 45.8022 | 1
2.0029 | 50.5102 | 1
15.7943 | 22.1706 | 1
5.7018 | 2.1454 | 1
5.8792 | 27.4103 | 1
6.8949 | 26.6911 | 1
14.1741 | 26.0681 | 1
5.2322 | 17.5893 | 1
13.3719 | 20.8206 | 1
0.021916 | 34.9822 | 1
2.665 | 6.2617 | 1
10.846 | 22.0115 | 1
20.5081 | 31.6583 | 1
21.6743 | 50.0121 | 1
22.9099 | 28.6476 | 1
11.9176 | 53.1261 | 1
11.6986 | 21.399 | 1
6.6077 | 4.8721 | 1
15.3209 | 29.1641 | 1
6.2421 | 32.064 | 1
18.4215 | 55.2218 | 1
15.7487 | 22.5856 | 1
17.5055 | 42.7704 | 1
3.8234 | 25.8113 | 1
20.0613 | 14.7708 | 1
18.727 | 18.0018 | 1
1.8541 | 43.5321 | 1
7.2431 | 2.1037 | 1
20.4123 | 29.0026 | 1
4.1556 | 2.6812 | 1
8.2719 | 5.7971 | 1
12.2038 | 6.1279 | 1
5.773 | 33.8354 | 1
17.4968 | 16.7385 | 1
18.3437 | 31.0277 | 1
22.3113 | 22.4217 | 1
8.6878 | 2.5007 | 1
10.1853 | 38.1099 | 1
4.7519 | 0.86557 | 1
10.1995 | 0.85907 | 1
19.9378 | 6.1842 | 1
8.8281 | 53.8292 | 1
16.6641 | 46.4701 | 1
15.9936 | 0.79781 | 1
18.9383 | 51.3187 | 1
15.8325 | 10.1608 | 1
15.1278 | 16.1182 | 1
5.6754 | 35.5597 | 1
16.9241 | 32.5937 | 1
8.8818 | 42.8144 | 1
9.6751 | 43.8656 | 1
4.1621 | 3.0122 | 1
13.6944 | 51.7558 | 1
11.7683 | 53.4795 | 1
22.0963 | 39.8634 | 1
15.2922 | 25.4969 | 1
3.8251 | 24.3678 | 1
0.79694 | 21.7576 | 1
17.3607 | 37.2972 | 1
11.5593 | 43.5008 | 1
1.7405 | 4.0893 | 1
16.1988 | 11.6536 | 1
1.7247 | 4.6182 | 1
19.2058 | 48.06 | 1
3.1184 | 16.7609 | 1
3.7236 | 24.7979 | 1
2.9506 | 29.2883 | 1
10.1318 | 34.1674 | 1
13.068 | 1.8866 | 1
17.9936 | 38.0709 | 1
8.9786 | 50.1326 | 1
15.9308 | 52.4869 | 1
0.95446 | 53.0006 | 1
10.3181 | 13.9162 | 1
0.16501 | 48.9756 | 1
0.15612 | 4.6173 | 1
21.2645 | 16.6267 | 1
20.7145 | 44.3437 | 1
17.1069 | 16.904 | 1
3.3109 | 31.2523 | 1
5.1318 | 29.6501 | 1
5.6468 | 53.5875 | 1
0.7999 | 39.4039 | 1
16.5268 | 44.1491 | 1
19.5324 | 44.5466 | 1
8.3031 | 9.1926 | 1
5.6431 | 1.0189 | 1
0.93937 | 52.0997 | 1
13.9425 | 18.7531 | 1
14.1065 | 25.6806 | 1
12.0156 | 1.4656 | 1
12.8877 | 16.4587 | 1
4.3962 | 42.0707 | 1
2.0399 | 9.7643 | 1
22.2738 | 34.2005 | 1
13.2947 | 15.6185 | 1
18.51 | 50.6828 | 1
15.981 | 44.7543 | 1
10.5274 | 15.8963 | 1
14.9821 | 54.8364 | 1
4.6431 | 52.106 | 1
10.1537 | 20.8152 | 1
0.41488 | 32.029 | 1
10.7575 | 41.261 | 1
17.6478 | 37.0092 | 1
22.2913 | 36.5387 | 1
16.2034 | 54.4792 | 1
10.635 | 33.7929 | 1
1.0706 | 37.2985 | 1
20.6877 | 33.7089 | 1
12.0664 | 42.4446 | 1
20.8926 | 54.3036 | 1
0.35623 | 39.8561 | 1
15.3047 | 16.6218 | 1
17.7843 | 39.6786 | 1
5.6256 | 5.4952 | 1
13.486 | 15.091 | 1
14.4399 | 41.9232 | 1
16.5198 | 8.0382 | 1
23.1645 | 20.6421 | 1
15.0611 | 0.65994 | 1
10.19 | 5.8049 | 1
20.8949 | 5.4647 | 1
4.9718 | 0.86691 | 1
2.312 | 9.5774 | 1
17.9048 | 3.6998 | 1
9.0428 | 39.3795 | 1
20.0934 | 7.5785 | 1
8.4046 | 1.4454 | 1
3.2279 | 7.5429 | 1
5.514 | 4.0817 | 1
8.722 | 38.2037 | 1
1.5929 | 22.5391 | 1
19.9618 | 12.4704 | 1
4.2921 | 15.5224 | 1
8.4664 | 38.1978 | 1
2.125 | 54.3903 | 1
9.4234 | 21.9221 | 1
20.3447 | 38.8675 | 1
15.1724 | 44.3436 | 1
2.8891 | 11.2223 | 1
7.071 | 15.1236 | 1
21.1882 | 3.4471 | 1
13.6582 | 48.6815 | 1
2.1609 | 42.526 | 1
2.5087 | 32.3228 | 1
5.0743 | 12.678 | 1
16.0908 | 15.659 | 1
5.0209 | 17.1846 | 1
6.7092 | 39.0285 | 1
15.5981 | 28.7285 | 1
19.9591 | 1.2522 | 1
18.8557 | 34.0643 | 1
4.6508 | 51.18 | 1
17.5117 | 32.993 | 1
10.1461 | 13.5677 | 1
1.3559 | 23.6789 | 1
3.9333 | 30.807 | 1
4.3173 | 50.221 | 1
22.684 | 48.1029 | 1
22.6092 | 35.5747 | 1
13.4636 | 33.8111 | 1
22.5662 | 35.1593 | 1
19.2458 | 14.3836 | 1
4.2204 | 45.189 | 1
21.1823 | 26.2344 | 1
11.5707 | 20.7839 | 1
20.1381 | 38.547 | 1
15.0508 | 47.0567 | 1
6.3806 | 22.9752 | 1
20.0184 | 25.8421 | 1
21.3351 | 46.3327 | 1
16.4668 | 46.1882 | 1
19.8696 | 19.9644 | 1
3.0835 | 28.0772 | 1
6.483 | 49.6868 | 1
8.7874 | 37.5438 | 1
16.2835 | 5.7323 | 1
11.3142 | 34.7093 | 1
2.7721 | 23.5125 | 1
5.2661 | 15.2285 | 1
22.6683 | 29.25 | 1
14.4593 | 32.1046 | 1
19.7063 | 42.6815 | 1
5.6165 | 14.7879 | 1
7.098 | 37.1666 | 1
16.6687 | 21.2787 | 1
16.8086 | 41.3373 | 1
14.4385 | 39.1116 | 1
4.0567 | 12.4535 | 1
13.9353 | 41.0445 | 1
6.7888 | 49.7056 | 1
19.7812 | 17.0703 | 1
8.6146 | 46.2639 | 1
9.2079 | 2.208 | 1
11.2513 | 14.4227 | 1
20.5642 | 0.79309 | 1
7.3471 | 20.6732 | 1
12.7795 | 11.8788 | 1
0.10217 | 20.7494 | 1
1.7475 | 53.5947 | 1
4.1253 | 14.5801 | 1
23.2254 | 45.9826 | 1
10.5423 | 29.8836 | 1
9.6335 | 20.1318 | 1
3.5035 | 30.4827 | 1
22.0179 | 45.8384 | 1
14.9557 | 39.558 | 1
12.6832 | 30.1422 | 1
11.7851 | 25.28 | 1
20.7756 | 52.2628 | 1
2.3924 | 25.7935 | 1
11.3153 | 40.8106 | 1
23.1577 | 8.3529 | 1
4.5779 | 31.1952 | 1
3.1001 | 35.7441 | 1
14.6336 | 40.8215 | 1
8.4713 | 53.7072 | 1
19.6124 | 35.5702 | 1
17.2174 | 35.6555 | 1
0.1148 | 13.7396 | 1
3.6337 | 21.6779 | 1
7.6803 | 4.868 | 1
5.3911 | 31.9845 | 1
22.0809 | 14.1656 | 1
3.6518 | 45.6264 | 1
16.0528 | 47.7694 | 1
3.4262 | 27.7432 | 1
14.545 | 4.082 | 1
12.2694 | 45.369 | 1
19.5054 | 14.4389 | 1
4.9553 | 33.882 | 1
22.9459 | 13.0738 | 1
20.8435 | 30.7085 | 1
1.0774 | 5.029 | 1
14.8577 | 53.6157 | 1
13.6228 | 13.1801 | 1
4.7941 | 42.1177 | 1
9.2693 | 26.7058 | 1
4.0207 | 19.4663 | 1
21.9087 | 43.6063 | 1
0.7455 | 31.2545 | 1
22.7842 | 40.8639 | 1
1.1076 | 53.1237 | 1
4.9099 | 20.1078 | 1
4.9945 | 28.1823 | 1
9.8124 | 15.503 | 1
20.0117 | 15.9998 | 1
9.8419 | 22.5963 | 1
18.7862 | 47.68 | 1
14.1533 | 31.7459 | 1
17.5151 | 21.5403 | 1
17.3309 | 36.6062 | 1
7.9153 | 23.8897 | 1
9.8676 | 38.4471 | 1
12.0877 | 0.58711 | 1
15.1714 | 51.7064 | 1
1.3151 | 17.6057 | 1
2.3828 | 19.0275 | 1
22.2016 | 46.5913 | 1
4.951 | 19.7405 | 1
15.9055 | 8.1974 | 1
7.4227 | 52.4545 | 1
22.7668 | 27.5421 | 1
16.531 | 26.94 | 1
17.4025 | 36.0932 | 1
3.2337 | 18.4426 | 1
15.0686 | 43.3875 | 1
3.8113 | 18.4787 | 1
7.4155 | 32.0606 | 1
5.7015 | 21.8406 | 1
1.6599 | 11.1998 | 1
19.6833 | 53.3085 | 1
12.5465 | 42.1307 | 1
3.9623 | 52.4002 | 1
4.0933 | 18.383 | 1
16.788 | 3.5441 | 1
8.0566 | 31.192 | 1
4.066 | 23.5611 | 1
7.3337 | 53.97 | 1
10.0829 | 5.9955 | 1
21.3618 | 38.4786 | 1
20.074 | 9.4489 | 1
11.4575 | 5.7649 | 1
4.944 | 13.8437 | 1
0.1312 | 50.6682 | 1
10.9782 | 46.1433 | 1
0.20307 | 2.084 | 1
12.4132 | 33.7691 | 1
7.9228 | 6.227 | 1
6.264 | 48.7559 | 1
9.0351 | 53.8969 | 1
23.1648 | 27.6883 | 1
2.2278 | 17.2554 | 1
1.756 | 12.6865 | 1
3.7326 | 52.7642 | 1
21.6186 | 27.396 | 1
16.8191 | 29.1225 | 1
6.9724 | 12.2538 | 1
12.4729 | 14.203 | 1
17.3054 | 14.7813 | 1
13.5403 | 8.6831 | 1
18.8292 | 47.2539 | 1
16.8929 | 30.5193 | 1
11.9651 | 31.9909 | 1
22.6054 | 44.0422 | 1
5.718 | 20.1316 | 1
10.9782 | 38.3682 | 1
21.3088 | 22.5764 | 1
7.9497 | 12.8227 | 1
6.3039 | 48.6796 | 1
0.10227 | 45.1534 | 1
20.8262 | 19.0959 | 1
9.2098 | 15.7504 | 1
20.7265 | 37.7954 | 1
4.3819 | 44.8915 | 1
21.5857 | 43.3935 | 1
22.2661 | 47.263 | 1
3.7577 | 31.973 | 1
15.0924 | 19.5938 | 1
2.4702 | 51.37 | 1
9.6666 | 8.2145 | 1
21.3454 | 23.5734 | 1
3.2667 | 25.9864 | 1
10.6437 | 53.3658 | 1
13.8587 | 21.6852 | 1
2.58 | 36.4535 | 1
16.9718 | 39.3302 | 1
10.4272 | 42.1341 | 1
3.1658 | 0.8855 | 1
7.9643 | 15.6617 | 1
8.4998 | 14.4393 | 1
11.0051 | 54.7705 | 1
14.5333 | 11.2129 | 1
12.1626 | 8.3685 | 1
22.7176 | 33.1066 | 1
12.3934 | 22.0987 | 1
17.6585 | 1.2938 | 1
2.9777 | 11.5575 | 1
8.7727 | 25.555 | 1
19.6096 | 27.2578 | 1
5.3949 | 30.6809 | 1
8.1588 | 32.2965 | 1
11.3449 | 25.2323 | 1
10.1751 | 45.2235 | 1
10.5649 | 29.7008 | 1
10.7844 | 15.0325 | 1
17.0339 | 28.9006 | 1
10.9075 | 2.8188 | 1
2.9796 | 24.7229 | 1
2.5961 | 45.2835 | 1
22.8753 | 10.2361 | 1
1.6585 | 42.3306 | 1
18.7667 | 16.1834 | 1
2.8177 | 46.1185 | 1
18.5622 | 1.9616 | 1
17.1616 | 13.7643 | 1
14.0413 | 3.7766 | 1
6.7575 | 19.0761 | 1
2.8752 | 2.9734 | 1
11.3813 | 7.6487 | 1
0.068479 | 21.6102 | 1
18.6862 | 27.0317 | 1
10.5901 | 7.453 | 1
22.0334 | 48.8157 | 1
19.3177 | 14.4301 | 1
21.4128 | 26.3178 | 1
2.1526 | 1.2468 | 1
10.3794 | 18.4607 | 1
20.7121 | 10.5312 | 1
9.3633 | 10.0799 | 1
15.0038 | 35.1881 | 1
4.6866 | 1.3677 | 1
3.9338 | 42.4093 | 1
3.7705 | 47.3763 | 1
12.2501 | 31.5044 | 1
18.4066 | 13.1435 | 1
13.8746 | 50.0166 | 1
7.0388 | 41.3599 | 1
11.6885 | 31.3467 | 1
16.966 | 27.3414 | 1
0.43637 | 36.7209 | 1
1.8615 | 41.1884 | 1
15.2444 | 39.8176 | 1
3.3053 | 25.8383 | 1
11.6218 | 53.9694 | 1
5.386 | 48.65 | 1
13.5034 | 23.4508 | 1
5.6197 | 52.2325 | 1
4.8572 | 10.0226 | 1
13.573 | 3.9301 | 1
12.1939 | 38.0396 | 1
21.6327 | 15.2989 | 1
5.1094 | 23.5785 | 1
0.81997 | 10.9838 | 1
10.5642 | 6.8677 | 1
19.7759 | 53.2138 | 1
21.8422 | 0.70443 | 1
12.5871 | 6.3033 | 1
16.3124 | 37.4105 | 1
22.288 | 4.7812 | 1
5.739 | 47.0001 | 1
0.072402 | 39.887 | 1
21.0285 | 34.272 | 1
21.6425 | 49.8264 | 1
6.8127 | 14.7297 | 1
1.2867 | 25.7378 | 1
8.4861 | 29.4693 | 1
10.544 | 51.2195 | 1
0.75342 | 48.9619 | 1
1.3643 | 18.5723 | 1
21.1221 | 9.3192 | 1
14.6448 | 13.3326 | 1
14.4445 | 42.6212 | 1
9.2694 | 31.5801 | 1
6.2857 | 42.2426 | 1
10.4236 | 19.1318 | 1
6.2651 | 41.9342 | 1
6.854 | 30.9984 | 1
14.0829 | 18.0361 | 1
17.496 | 43.9081 | 1
10.3767 | 54.409 | 1
22.3638 | 53.9165 | 1
12.0807 | 29.8648 | 1
14.3238 | 33.7132 | 1
10.2118 | 19.8024 | 1
22.3395 | 7.5699 | 1
2.106 | 28.266 | 1
17.4034 | 2.027 | 1
10.1861 | 18.4975 | 1
6.5161 | 35.7223 | 1
22.9658 | 45.2652 | 1
22.0639 | 17.9458 | 1
9.0452 | 51.7869 | 1
0.60262 | 11.1249 | 1
19.9815 | 12.3101 | 1
13.7463 | 36.5071 | 1
21.4548 | 18.1563 | 1
7.4665 | 30.3615 | 1
12.0251 | 21.2676 | 1
0.72821 | 35.8715 | 1
21.575 | 26.7779 | 1
4.5321 | 43.6848 | 1
20.5493 | 26.249 | 1
5.1444 | 5.7491 | 1
13.976 | 2.5118 | 1
4.7228 | 31.8581 | 1
12.0087 | 26.8931 | 1
16.7135 | 11.2179 | 1
7.9612 | 44.5143 | 1
2.3593 | 8.8377 | 1
14.1872 | 9.5386 | 1
13.7552 | 15.4896 | 1
22.2872 | 19.0895 | 1
16.8845 | 17.7222 | 1
20.9001 | 41.5636 | 1
12.4076 | 2.1672 | 1
10.5611 | 45.9932 | 1
21.3243 | 49.8521 | 1
2.7679 | 17.593 | 1
12.1166 | 44.1668 | 1
7.5165 | 22.9353 | 1
8.5452 | 50.8431 | 1
20.4699 | 13.4844 | 1
22.9069 | 2.2583 | 1
4.7718 | 36.1691 | 1
1.1929 | 42.2247 | 1
20.7567 | 16.4425 | 1
9.6519 | 35.3727 | 1
7.6444 | 20.3209 | 1
11.5628 | 18.505 | 1
11.3741 | 29.1255 | 1
13.6556 | 52.9386 | 1
14.8045 | 47.7591 | 1
8.8887 | 3.494 | 1
9.4506 | 5.4476 | 1
15.4891 | 25.6197 | 1
15.8923 | 54.836 | 1
3.214 | 14.0944 | 1
12.5603 | 36.6234 | 1
13.3637 | 11.4083 | 1
2.7887 | 13.1649 | 1
15.6491 | 32.7519 | 1
10.3472 | 23.1519 | 1
21.7694 | 31.7083 | 1
16.9545 | 5.3367 | 1
11.7012 | 35.12 | 1
8.1545 | 30.0734 | 1
6.0857 | 46.5829 | 1
2.5209 | 51.3101 | 1
20.5071 | 33.0026 | 1
5.7175 | 46.7526 | 1
18.091 | 2.685 | 1
7.9695 | 9.1503 | 1
0.51765 | 32.1065 | 1
6.6562 | 9.83 | 1
21.8201 | 21.88 | 1
5.3595 | 21.9141 | 1
13.1106 | 3.8184 | 1
3.0953 | 12.8621 | 1
0.78725 | 33.4548 | 1
2.2556 | 9.8652 | 1
6.3691 | 22.3306 | 1
12.2578 | 13.3231 | 1
19.2365 | 47.5917 | 1
2.2116 | 32.2573 | 1
0.75604 | 19.5356 | 1
2.0694 | 5.7475 | 1
3.8168 | 12.4512 | 1
23.1863 | 38.3274 | 1
14.7902 | 25.5972 | 1
22.0168 | 34.8737 | 1
22.9008 | 29.4829 | 1
21.2025 | 41.7082 | 1
6.1862 | 41.8776 | 1
8.2575 | 16.6128 | 1
21.9116 | 35.9792 | 1
1.1291 | 54.1735 | 1
18.3252 | 50.0574 | 1
15.8831 | 18.4859 | 1
5.9173 | 28.1641 | 1
7.848 | 54.3667 | 1
21.096 | 40.4079 | 1
16.9683 | 51.1919 | 1
2.585 | 19.6882 | 1
16.0277 | 45.5193 | 1
5.7431 | 50.4686 | 1
13.5798 | 10.5691 | 1
14.6772 | 26.6038 | 1
11.6416 | 13.7693 | 1
3.8463 | 46.6817 | 1
19.91 | 18.9466 | 1
11.7335 | 12.7465 | 1
19.7495 | 4.7456 | 1
19.4608 | 4.0709 | 1
16.5644 | 49.2288 | 1
9.0165 | 14.0232 | 1
8.6603 | 6.8443 | 1
9.6861 | 46.5228 | 1
11.9287 | 50.9901 | 1
2.6131 | 5.8478 | 1
15.1339 | 53.4662 | 1
19.8231 | 32.4483 | 1
0.8858 | 38.6952 | 1
8.2509 | 7.0054 | 1
13.5661 | 12.9145 | 1
4.5986 | 13.8046 | 1
11.834 | 14.6466 | 1
2.4183 | 1.707 | 1
8.4643 | 25.7769 | 1
10.9213 | 16.4116 | 1
18.5473 | 10.8915 | 1
10.7326 | 11.6433 | 1
8.0227 | 10.0595 | 1
6.3395 | 55.1697 | 1
17.8561 | 13.1048 | 1
23.0523 | 49.4798 | 1
8.5414 | 39.8733 | 1
9.4827 | 41.4783 | 1
5.76 | 47.1355 | 1
6.3406 | 8.2098 | 1
12.8808 | 46.5854 | 1
13.9288 | 24.4923 | 1
17.4568 | 22.8214 | 1
4.2215 | 43.8828 | 1
4.2972 | 6.8288 | 1
6.7433 | 44.4881 | 1
23.2222 | 17.9358 | 1
19.6704 | 47.5454 | 1
21.4325 | 17.8479 | 1
4.7152 | 45.0534 | 1
7.6228 | 3.1651 | 1
11.9221 | 30.7345 | 1
10.0152 | 53.1667 | 1
14.7798 | 51.7154 | 1
14.9587 | 32.0473 | 1
7.1507 | 51.7865 | 1
14.5499 | 46.6499 | 1
13.6737 | 22.2536 | 1
8.3283 | 48.9432 | 1
5.2415 | 4.117 | 1
21.9096 | 37.9051 | 1
6.9099 | 11.5205 | 1
20.4105 | 29.7326 | 1
14.1168 | 35.6982 | 1
0.90081 | 30.5189 | 1
20.1001 | 29.0369 | 1
0.49424 | 9.5451 | 1
7.7962 | 51.0586 | 1
19.6392 | 31.0989 | 1
13.8086 | 8.8055 | 1
0.102 | 20.0414 | 1
3.1882 | 38.4301 | 1
14.0317 | 34.7529 | 1
22.3595 | 10.6877 | 1
17.5303 | 44.4366 | 1
8.3886 | 25.1088 | 1
8.0995 | 20.9112 | 1
7.8466 | 7.8657 | 1
12.1873 | 28.7431 | 1
3.43 | 16.7259 | 1
21.6745 | 33.9943 | 1
9.9198 | 45.3874 | 1
17.576 | 34.1411 | 1
21.145 | 21.7477 | 1
7.948 | 47.3053 | 1
6.9748 | 50.0641 | 1
7.2203 | 28.8903 | 1
13.3828 | 45.9961 | 1
13.6307 | 25.4575 | 1
22.8454 | 15.1958 | 1
18.118 | 33.6788 | 1
7.4407 | 19.5067 | 1
10.2789 | 20.2975 | 1
19.3925 | 13.4043 | 1
4.6872 | 43.0164 | 1
17.4688 | 6.0858 | 1
1.8285 | 36.9268 | 1
16.7007 | 32.6768 | 1
2.2005 | 4.5855 | 1
6.4465 | 6.8907 | 1
4.7429 | 4.025 | 1
12.4496 | 50.9572 | 1
10.8887 | 26.73 | 1
8.5906 | 36.6655 | 1
6.3936 | 30.9359 | 1
10.0439 | 48.6055 | 1
11.9665 | 19.9465 | 1
1.323 | 44.8802 | 1
8.8274 | 17.6081 | 1
1.6281 | 31.6371 | 1
6.7683 | 45.9689 | 1
10.6578 | 54.3467 | 1
3.712 | 45.192 | 1
22.9756 | 12.7816 | 1
19.8592 | 54.7892 | 1
16.8624 | 37.265 | 1
2.6655 | 20.9635 | 1
0.47807 | 44.004 | 1
19.6461 | 16.8605 | 1
21.0194 | 52.6264 | 1
12.6322 | 12.8313 | 1
7.504 | 28.6394 | 1
4.5328 | 14.9085 | 1
7.8245 | 16.4537 | 1
19.6071 | 22.6857 | 1
11.4858 | 36.9358 | 1
15.6431 | 28.5648 | 1
13.5182 | 6.2922 | 1
0.86015 | 50.7802 | 1
3.8892 | 52.9304 | 1
8.2076 | 43.0594 | 1
6.7658 | 8.794 | 1
21.1453 | 40.6982 | 1
16.4257 | 11.9786 | 1
15.0429 | 12.9874 | 1
6.2722 | 28.1457 | 1
9.8708 | 4.6773 | 1
2.8252 | 44.5197 | 1
7.1039 | 6.8427 | 1
9.1267 | 21.9256 | 1
8.4111 | 6.4309 | 1
3.0628 | 16.4378 | 1
6.7443 | 33.8373 | 1
2.5907 | 2.5839 | 1
4.9553 | 45.119 | 1
20.5101 | 46.7942 | 1
21.4709 | 6.0112 | 1
2.3353 | 1.4928 | 1
21.2193 | 19.3411 | 1
12.4719 | 12.2693 | 1
2.4252 | 30.2886 | 1
11.3643 | 9.6899 | 1
6.7439 | 4.5297 | 1
3.8552 | 27.5049 | 1
11.2937 | 36.115 | 1
6.9096 | 12.1043 | 1
22.4171 | 51.1358 | 1
15.1913 | 15.6774 | 1
7.1292 | 26.102 | 1
14.982 | 7.6285 | 1
2.519 | 28.2245 | 1
22.323 | 24.5374 | 1
8.4891 | 27.6407 | 1
20.8791 | 24.6515 | 1
2.9483 | 37.8078 | 1
18.6714 | 46.2153 | 1
0.70902 | 40.5796 | 1
2.7496 | 34.7789 | 1
4.9293 | 13.6465 | 1
15.8112 | 6.5003 | 1
0.18492 | 30.9726 | 1
3.2035 | 43.4246 | 1
14.6965 | 40.1866 | 1
20.3222 | 5.1698 | 1
7.3883 | 39.4658 | 1
13.1503 | 52.0867 | 1
17.6217 | 28.4299 | 1
16.7613 | 31.4556 | 1
2.3335 | 3.5731 | 1
4.0945 | 25.9184 | 1
7.8369 | 30.2762 | 1
13.8419 | 9.401 | 1
18.2912 | 19.9817 | 1
8.9834 | 27.7494 | 1
6.3704 | 16.1364 | 1
12.9528 | 9.2124 | 1
1.6105 | 6.9196 | 1
21.6583 | 46.0714 | 1
18.4217 | 12.6996 | 1
19.7106 | 7.3629 | 1
16.9931 | 3.5376 | 1
1.5084 | 5.9714 | 1
14.9855 | 31.3294 | 1
1.0407 | 53.7444 | 1
0.49973 | 10.558 | 1
17.1808 | 6.3289 | 1
3.1756 | 46.3793 | 1
19.461 | 43.0257 | 1
12.3452 | 35.7936 | 1
15.1142 | 22.639 | 1
4.6949 | 51.9989 | 1
1.4071 | 52.7205 | 1
6.5269 | 30.3657 | 1
10.1782 | 4.1972 | 1
2.7762 | 4.3552 | 1
11.866 | 9.8927 | 1
22.6707 | 35.8101 | 1
0.95794 | 26.2499 | 1
13.0121 | 27.3375 | 1
20.1092 | 12.3337 | 1
6.3823 | 11.8455 | 1
14.479 | 40.2489 | 1
13.1285 | 18.1029 | 1
14.7321 | 21.4057 | 1
22.1771 | 20.399 | 1
18.5536 | 40.9529 | 1
9.6073 | 42.8215 | 1
20.311 | 1.3982 | 1
20.024 | 1.4977 | 1
14.7132 | 52.6473 | 1
9.7594 | 52.12 | 1
20.9917 | 42.3487 | 1
11.6899 | 7.493 | 1
20.7915 | 31.5789 | 1
23.2526 | 13.5353 | 1
21.1206 | 12.8427 | 1
13.5487 | 10.0747 | 1
7.7826 | 4.7676 | 1
2.0612 | 8.1744 | 1
11.5774 | 49.2565 | 1
17.0905 | 31.4074 | 1
19.0779 | 24.7367 | 1
0.15405 | 25.0215 | 1
9.2054 | 50.9944 | 1
0.41001 | 34.6676 | 1
15.8722 | 41.0623 | 1
16.3909 | 53.0007 | 1
15.051 | 27.8077 | 1
9.2752 | 31.0126 | 1
18.0082 | 17.8795 | 1
18.1866 | 33.2359 | 1
0.2633 | 1.4128 | 1
2.049 | 32.3041 | 1
10.4195 | 47.3675 | 1
18.1192 | 17.9913 | 1
12.3562 | 44.9891 | 1
11.3392 | 6.5248 | 1
19.4421 | 26.1789 | 1
16.0757 | 32.4993 | 1
6.2131 | 13.3826 | 1
22.564 | 4.9783 | 1
5.3458 | 32.6189 | 1
2.3339 | 54.0841 | 1
21.9897 | 44.6214 | 1
18.4388 | 25.9782 | 1
17.3864 | 29.4505 | 1
5.2486 | 3.7169 | 1
22.059 | 12.0446 | 1
2.6307 | 26.1287 | 1
11.8167 | 48.0575 | 1
1.7569 | 16.4148 | 1
22.5134 | 16.2463 | 1
6.8333 | 17.458 | 1
17.5357 | 7.3643 | 1
7.6515 | 14.4678 | 1
1.5259 | 27.0626 | 1
12.3182 | 33.0977 | 1
14.1105 | 51.0878 | 1
15.3814 | 30.0098 | 1
7.0449 | 5.8264 | 1
2.9981 | 0.39793 | 1
17.8577 | 29.8761 | 1
16.7881 | 37.982 | 1
18.9121 | 49.5765 | 1
15.9569 | 44.2657 | 1
10.7966 | 47.7575 | 1
3.9606 | 47.3225 | 1
22.826 | 54.3562 | 1
21.7492 | 10.1135 | 1
20.4688 | 25.5523 | 1
12.617 | 46.5076 | 1
12.7462 | 32.3613 | 1
12.0418 | 36.0308 | 1
14.6204 | 37.4658 | 1
22.3062 | 31.4385 | 1
22.6228 | 46.0949 | 1
21.6248 | 20.3049 | 1
5.6716 | 30.9238 | 1
18.2767 | 17.2158 | 1
9.0079 | 23.5569 | 1
4.3148 | 35.7005 | 1
9.9456 | 41.8276 | 1
16.7747 | 36.2354 | 1
18.4888 | 41.806 | 1
14.8023 | 39.7292 | 1
0.52613 | 5.7424 | 1
12.4339 | 39.9777 | 1
11.1152 | 5.5459 | 1
7.9742 | 28.6698 | 1
5.5675 | 20.742 | 1
6.4454 | 25.3488 | 1
16.0354 | 43.0423 | 1
9.7442 | 5.0162 | 1
8.2964 | 25.49 | 1
1.3079 | 38.5636 | 1
19.4371 | 18.0101 | 1
15.9226 | 15.3208 | 1
4.7534 | 8.3167 | 1
6.0353 | 15.1677 | 1
8.6448 | 19.9349 | 1
22.6505 | 48.7395 | 1
2.3193 | 30.9623 | 1
17.5191 | 1.4504 | 1
13.0016 | 18.2096 | 1
20.4123 | 5.743 | 1
11.2533 | 10.5261 | 1
4.5264 | 24.4682 | 1
18.3351 | 30.574 | 1
1.8409 | 52.4529 | 1
22.5843 | 44.0018 | 1
15.1682 | 33.8465 | 1
9.7639 | 15.6538 | 1
4.0435 | 19.4183 | 1
1.0682 | 26.382 | 1
2.5898 | 4.1495 | 1
21.7592 | 22.6787 | 1
8.3541 | 8.6645 | 1
3.3517 | 7.3345 | 1
18.8075 | 48.9307 | 1
0.87442 | 28.0897 | 1
1.627 | 42.8879 | 1
10.2828 | 42.9353 | 1
5.1519 | 15.6471 | 1
18.9103 | 39.8824 | 1
14.7544 | 3.4386 | 1
8.9518 | 14.235 | 1
19.8983 | 39.2297 | 1
12.2549 | 8.8713 | 1
17.2304 | 19.457 | 1
21.4007 | 21.585 | 1
15.4512 | 7.3053 | 1
1.5373 | 21.8868 | 1
20.4313 | 38.2632 | 1
11.6151 | 24.6145 | 1
7.8005 | 11.308 | 1
20.3886 | 24.229 | 1
6.0459 | 25.3452 | 1
18.6221 | 25.55 | 1
16.6636 | 52.4201 | 1
10.3642 | 31.4202 | 1
11.371 | 31.0919 | 1
14.2066 | 36.9648 | 1
4.656 | 22.2536 | 1
0.84738 | 1.8888 | 1
19.6224 | 45.1277 | 1
7.1465 | 54.2281 | 1
4.8654 | 12.1561 | 1
17.0601 | 10.8542 | 1
6.1457 | 15.2526 | 1
8.4605 | 38.6451 | 1
7.8282 | 33.2928 | 1
14.7719 | 15.8608 | 1
7.1156 | 7.0805 | 1
0.84786 | 16.82 | 1
21.445 | 40.4579 | 1
19.8548 | 47.6558 | 1
11.624 | 17.4381 | 1
17.6669 | 30.348 | 1
21.5824 | 40.421 | 1
17.7464 | 7.9953 | 1
20.2313 | 33.8926 | 1
12.3838 | 30.6747 | 1
13.0054 | 38.1898 | 1
20.1382 | 28.7771 | 1
21.7895 | 33.5293 | 1
15.2065 | 11.0445 | 1
14.2909 | 54.1169 | 1
3.2001 | 49.0873 | 1
9.1443 | 14.4031 | 1
3.3449 | 46.3917 | 1
20.9601 | 2.5552 | 1
18.2555 | 32.3414 | 1
3.5467 | 37.5375 | 1
1.9875 | 48.1242 | 1
22.412 | 35.5528 | 1
10.8077 | 49.385 | 1
5.5634 | 9.6217 | 1
20.0238 | 19.5172 | 1
1.0449 | 12.6748 | 1
0.95787 | 50.6717 | 1
18.8527 | 2.4909 | 1
0.6311 | 55.2789 | 1
10.0242 | 14.0838 | 1
2.0607 | 53.3258 | 1
13.9771 | 21.4533 | 1
21.6152 | 34.5703 | 1
14.0559 | 50.9534 | 1
10.6129 | 54.5364 | 1
4.9448 | 43.1413 | 1
19.6742 | 32.9472 | 1
15.4022 | 43.5278 | 1
10.9384 | 10.117 | 1
21.9239 | 4.3553 | 1
0.34685 | 29.8113 | 1
15.2211 | 1.738 | 1
19.5519 | 33.4543 | 1
1.1952 | 12.1599 | 1
1.3652 | 43.671 | 1
14.9915 | 12.293 | 1
7.1885 | 53.1321 | 1
18.6627 | 39.1955 | 1
0.25713 | 28.2377 | 1
16.7425 | 47.8691 | 1
21.8554 | 43.3102 | 1
6.8372 | 45.1787 | 1
5.4908 | 42.8783 | 1
22.8015 | 40.9485 | 1
13.5079 | 50.9354 | 1
12.2755 | 46.2094 | 1
10.4672 | 11.126 | 1
10.5576 | 32.1077 | 1
22.8436 | 14.9482 | 1
11.1747 | 32.9916 | 1
14.9125 | 43.1646 | 1
10.5725 | 14.4718 | 1
3.9127 | 47.4652 | 1
4.7609 | 22.062 | 1
22.8985 | 8.0603 | 1
23.2576 | 32.5038 | 1
1.426 | 2.3875 | 1
12.6586 | 22.1776 | 1
10.5605 | 15.6004 | 1
5.4126 | 1.8298 | 1
9.1131 | 33.9352 | 1
9.0082 | 6.9292 | 1
19.494 | 42.8028 | 1
6.8383 | 42.3131 | 1
17.4345 | 14.6166 | 1
8.198 | 13.4951 | 1
22.1656 | 31.5755 | 1
10.7415 | 32.8933 | 1
4.3129 | 41.111 | 1
4.3209 | 38.3998 | 1
21.1292 | 18.9638 | 1
8.9037 | 16.5204 | 1
18.1156 | 24.6469 | 1
19.2098 | 49.3294 | 1
7.7784 | 52.1464 | 1
5.4582 | 34.7263 | 1
17.1261 | 51.8597 | 1
20.7714 | 47.1595 | 1
9.546 | 20.2908 | 1
13.3858 | 17.086 | 1
12.9222 | 17.8042 | 1
15.5667 | 22.2654 | 1
12.3998 | 5.5568 | 1
17.4018 | 17.7167 | 1
1.6417 | 45.4933 | 1
19.3931 | 45.852 | 1
18.7792 | 44.7884 | 1
15.0609 | 35.6387 | 1
14.8368 | 47.7538 | 1
18.9619 | 4.8627 | 1
14.3767 | 12.9664 | 1
10.3439 | 38.2052 | 1
21.4338 | 29.668 | 1
4.0669 | 50.2665 | 1
5.7092 | 15.8645 | 1
8.4113 | 44.0654 | 1
11.1808 | 16.1684 | 1
0.89037 | 3.4573 | 1
4.8393 | 36.8372 | 1
11.6904 | 23.395 | 1
19.2168 | 44.8403 | 1
9.2376 | 53.853 | 1
15.3617 | 31.7705 | 1
16.0673 | 15.047 | 1
6.0866 | 30.5311 | 1
0.01932 | 45.5536 | 1
5.3275 | 2.2548 | 1
0.1778 | 19.11 | 1
20.3839 | 15.7066 | 1
11.6133 | 5.4449 | 1
18.4324 | 8.2575 | 1
3.3082 | 13.5038 | 1
10.9375 | 20.3087 | 1
18.4231 | 2.5178 | 1
17.3192 | 10.9366 | 1
14.043 | 35.9073 | 1
18.9528 | 7.4971 | 1
1.1932 | 11.1635 | 1
20.8437 | 10.9195 | 1
11.5946 | 48.1767 | 1
4.5177 | 26.474 | 1
22.738 | 16.4819 | 1
6.2786 | 34.7182 | 1
15.1284 | 18.7155 | 1
12.8595 | 3.4503 | 1
13.9207 | 15.6379 | 1
16.3155 | 10.1811 | 1
20.6886 | 34.8408 | 1
1.8551 | 26.4635 | 1
2.5295 | 32.1448 | 1
9.3024 | 24.0065 | 1
6.2176 | 11.8379 | 1
16.5921 | 15.3664 | 1
15.7028 | 23.5327 | 1
10.3446 | 42.992 | 1
2.6927 | 46.3169 | 1
7.5354 | 41.0308 | 1
16.0831 | 7.02 | 1
22.9674 | 21.7146 | 1
19.0715 | 24.0916 | 1
6.7141 | 54.6799 | 1
10.5443 | 2.969 | 1
12.014 | 6.6446 | 1
2.2829 | 20.928 | 1
14.203 | 45.5227 | 1
4.3041 | 47.2935 | 1
10.9031 | 24.284 | 1
20.3864 | 27.4786 | 1
16.5728 | 33.3751 | 1
7.3554 | 54.4767 | 1
16.8098 | 31.6198 | 1
11.3711 | 33.3319 | 1
5.1237 | 28.617 | 1
12.8334 | 23.2633 | 1
8.6863 | 38.3635 | 1
10.1564 | 0.5843 | 1
21.9074 | 19.5388 | 1
15.6424 | 55.0858 | 1
18.8817 | 22.0893 | 1
14.3968 | 41.4086 | 1
10.8979 | 16.8586 | 1
2.8226 | 18.0785 | 1
1.295 | 47.9786 | 1
16.6096 | 25.4642 | 1
5.6574 | 2.9339 | 1
23.1609 | 38.5676 | 1
10.1906 | 47.4727 | 1
19.7946 | 41.9425 | 1
0.8475 | 33.1297 | 1
9.2142 | 9.4035 | 1
20.6404 | 40.3661 | 1
10.3697 | 0.43941 | 1
9.1281 | 11.2362 | 1
22.2645 | 39.1286 | 1
0.44609 | 12.2873 | 1
7.1442 | 49.8489 | 1
2.3333 | 35.0584 | 1
3.4591 | 30.1884 | 1
4.3613 | 11.375 | 1
4.4338 | 7.7877 | 1
16.6648 | 11.2785 | 1
13.1442 | 42.2774 | 1
10.8488 | 5.2614 | 1
0.82257 | 53.112 | 1
22.6757 | 2.7207 | 1
0.40002 | 39.9039 | 1
2.0109 | 46.5729 | 1
20.7867 | 15.0178 | 1
10.028 | 18.1209 | 1
16.729 | 44.6234 | 1
5.0462 | 0.71051 | 1
0.82406 | 28.2338 | 1
20.6049 | 5.9572 | 1
22.8017 | 2.5992 | 1
22.8799 | 30.1057 | 1
14.8413 | 10.874 | 1
1.1079 | 24.3765 | 1
11.6375 | 37.7036 | 1
10.4372 | 19.148 | 1
2.5612 | 44.2488 | 1
17.3897 | 5.7964 | 1
17.8963 | 22.5503 | 1
18.1211 | 0.59726 | 1
20.3692 | 8.3794 | 1
14.855 | 8.5454 | 1
16.9228 | 41.3409 | 1
15.5145 | 47.0686 | 1
22.5317 | 24.3847 | 1
17.16 | 21.4792 | 1
1.0559 | 15.1474 | 1
6.2323 | 22.1447 | 1
19.4113 | 20.5875 | 1
21.2083 | 46.213 | 1
13.403 | 1.4711 | 1
6.5169 | 47.2494 | 1
11.7381 | 20.1259 | 1
15.444 | 15.0131 | 1
10.4559 | 38.4129 | 1
13.2138 | 32.5566 | 1
18.3933 | 25.0222 | 1
20.9925 | 52.2277 | 1
16.753 | 34.7105 | 1
15.5132 | 4.3356 | 1
20.3783 | 25.9746 | 1
22.673 | 52.7853 | 1
15.9634 | 15.1066 | 1
5.3835 | 35.7202 | 1
13.8105 | 25.9529 | 1
4.3748 | 51.8908 | 1
6.6165 | 53.3617 | 1
19.9772 | 21.3557 | 1
17.0879 | 3.9611 | 1
16.0523 | 20.4033 | 1
4.9142 | 47.3245 | 1
3.0965 | 27.4954 | 1
2.2136 | 0.72542 | 1
22.612 | 19.2309 | 1
17.0794 | 9.0587 | 1
10.4135 | 8.7993 | 1
17.8206 | 30.6449 | 1
1.1731 | 49.9109 | 1
15.7153 | 47.9993 | 1
5.9075 | 11.8212 | 1
22.2326 | 45.2056 | 1
4.5987 | 50.564 | 1
18.7703 | 36.897 | 1
16.7039 | 32.2333 | 1
13.2976 | 36.8211 | 1
10.6456 | 21.1796 | 1
3.6953 | 44.0381 | 1
7.9978 | 8.9316 | 1
1.3019 | 53.8628 | 1
14.6578 | 36.4103 | 1
1.6237 | 15.6716 | 1
22.6385 | 33.9783 | 1
18.1193 | 52.3426 | 1
15.1443 | 34.9938 | 1
3.5996 | 14.5859 | 1
13.4582 | 41.9241 | 1
14.2081 | 51.1697 | 1
17.6177 | 35.4631 | 1
23.2793 | 35.242 | 1
21.4066 | 44.0323 | 1
1.2405 | 43.815 | 1
12.2671 | 23.0805 | 1
22.0606 | 15.0067 | 1
0.17272 | 52.1979 | 1
9.979 | 16.1982 | 1
1.5527 | 36.845 | 1
12.7037 | 11.3202 | 1
1.4243 | 10.8398 | 1
6.9715 | 29.0899 | 1
3.4783 | 48.0403 | 1
10.1453 | 38.1406 | 1
1.993 | 1.8679 | 1
10.7234 | 23.266 | 1
11.2846 | 53.1205 | 1
8.2748 | 1.7668 | 1
16.3739 | 27.2718 | 1
1.6076 | 50.2688 | 1
1.3101 | 39.7341 | 1
15.6233 | 49.8169 | 1
14.5109 | 32.078 | 1
12.1986 | 49.1959 | 1
8.4736 | 47.5893 | 1
6.2893 | 38.2041 | 1
1.8853 | 26.3431 | 1
11.4157 | 15.0902 | 1
13.1791 | 19.4756 | 1
3.5033 | 34.6301 | 1
13.0067 | 49.0473 | 1
20.6112 | 54.7123 | 1
17.895 | 1.0558 | 1
13.2179 | 42.7767 | 1
22.0919 | 18.8894 | 1
17.12 | 33.1286 | 1
17.968 | 24.1121 | 1
0.035727 | 3.4279 | 1
9.9139 | 24.9094 | 1
19.647 | 31.079 | 1
15.4918 | 1.5961 | 1
8.3577 | 17.15 | 1
5.8288 | 46.2966 | 1
10.6431 | 28.3896 | 1
17.6454 | 37.9413 | 1
16.0274 | 23.5921 | 1
21.0848 | 43.3966 | 1
11.5782 | 46.0951 | 1
12.6283 | 34.3697 | 1
2.3954 | 49.4035 | 1
16.0492 | 34.4844 | 1
16.7526 | 0.83804 | 1
9.6357 | 28.8728 | 1
5.0851 | 4.9896 | 1
4.6671 | 2.8005 | 1
0.41931 | 45.3832 | 1
10.8488 | 49.1793 | 1
8.7381 | 26.4864 | 1
22.5787 | 41.6803 | 1
8.9414 | 0.51647 | 1
9.9293 | 47.3376 | 1
17.1713 | 34.714 | 1
1.6514 | 11.8858 | 1
7.792 | 42.4766 | 1
3.9844 | 24.0031 | 1
21.872 | 40.335 | 1
13.4419 | 23.0013 | 1
10.3606 | 32.6768 | 1
16.5694 | 23.6213 | 1
0.2814 | 53.5537 | 1
18.4913 | 36.3332 | 1
17.9019 | 48.5302 | 1
16.5686 | 48.4419 | 1
2.8151 | 8.8552 | 1
16.9189 | 28.2273 | 1
22.2235 | 44.7756 | 1
17.967 | 25.3177 | 1
8.3833 | 1.7735 | 1
10.7853 | 11.8942 | 1
14.7598 | 20.2672 | 1
2.8736 | 54.0109 | 1
6.891 | 1.8447 | 1
13.9664 | 41.8948 | 1
15.8981 | 22.8265 | 1
20.764 | 15.4284 | 1
11.9494 | 23.8651 | 1
12.0633 | 48.2542 | 1
0.80777 | 17.2149 | 1
5.0049 | 17.5544 | 1
19.9028 | 29.4255 | 1
15.7504 | 40.475 | 1
4.2574 | 2.3361 | 1
22.3011 | 44.2537 | 1
18.8587 | 31.9031 | 1
3.5101 | 51.8772 | 1
12.2855 | 18.4348 | 1
9.634 | 33.9162 | 1
13.9023 | 24.9325 | 1
17.1992 | 53.107 | 1
20.2093 | 16.9508 | 1
6.7716 | 12.2305 | 1
9.5006 | 33.1218 | 1
17.5999 | 31.1696 | 1
0.065704 | 7.0688 | 1
9.8411 | 37.1583 | 1
7.046 | 34.7924 | 1
11.8363 | 54.4829 | 1
0.64517 | 7.4012 | 1
3.6048 | 37.1149 | 1
1.7749 | 14.4335 | 1
6.6508 | 49.2977 | 1
5.7687 | 33.594 | 1
22.6382 | 47.2586 | 1
3.2302 | 13.429 | 1
19.4022 | 26.3173 | 1
7.692 | 45.7157 | 1
16.5459 | 24.477 | 1
17.9096 | 51.9097 | 1
3.3534 | 15.5038 | 1
21.6013 | 20.714 | 1
5.2106 | 4.1467 | 1
15.1906 | 1.9916 | 1
6.6535 | 36.9242 | 1
0.422 | 9.0162 | 1
7.2484 | 41.0333 | 1
11.7529 | 30.1746 | 1
5.3825 | 17.2868 | 1
5.6965 | 52.9486 | 1
5.2999 | 32.9866 | 1
3.4709 | 29.9349 | 1
10.4109 | 28.5463 | 1
6.1492 | 54.1541 | 1
4.5267 | 1.5833 | 1
19.1575 | 40.1374 | 1
21.3165 | 19.2676 | 1
7.2681 | 23.7275 | 1
11.4033 | 33.5829 | 1
21.8205 | 6.471 | 1
18.4941 | 42.0148 | 1
4.1764 | 47.6182 | 1
14.0027 | 33.4862 | 1
19.5032 | 50.702 | 1
19.7035 | 6.015 | 1
5.4208 | 1.7712 | 1
15.3629 | 35.6075 | 1
0.25698 | 43.477 | 1
20.8464 | 11.8123 | 1
0.23236 | 5.5481 | 1
8.3406 | 6.2695 | 1
14.3812 | 51.8605 | 1
0.719 | 39.866 | 1
11.7725 | 31.657 | 1
2.4909 | 54.8568 | 1
0.18933 | 41.7434 | 1
23.2321 | 22.7599 | 1
2.4959 | 39.2057 | 1
4.5856 | 19.3792 | 1
11.3537 | 11.1304 | 1
11.1546 | 7.6363 | 1
21.7016 | 38.6143 | 1
16.5436 | 9.3773 | 1
15.4164 | 25.4809 | 1
0.33232 | 7.7478 | 1
17.9473 | 33.0903 | 1
12.338 | 23.2466 | 1
6.5363 | 36.4899 | 1
13.4891 | 37.9055 | 1
4.1474 | 52.96 | 1
5.3229 | 6.6302 | 1
14.9475 | 32.7587 | 1
19.069 | 11.385 | 1
6.3248 | 1.3834 | 1
6.3826 | 18.2952 | 1
23.2126 | 11.5976 | 1
9.2904 | 12.3876 | 1
15.3892 | 16.5671 | 1
18.1854 | 38.7284 | 1
4.9445 | 45.0183 | 1
15.8832 | 18.1581 | 1
10.7226 | 53.6932 | 1
17.7758 | 52.9529 | 1
9.6679 | 27.1247 | 1
4.9622 | 5.3934 | 1
16.5711 | 37.4534 | 1
22.1529 | 7.7547 | 1
9.2223 | 28.2593 | 1
12.3723 | 44.5206 | 1
5.3305 | 51.457 | 1
7.037 | 1.0344 | 1
9.5605 | 35.3268 | 1
10.7786 | 21.1892 | 1
9.3745 | 53.2943 | 1
9.9215 | 31.5979 | 1
17.5463 | 44.8148 | 1
21.6945 | 36.3411 | 1
4.6415 | 49.5533 | 1
21.2299 | 3.3794 | 1
11.6798 | 47.1567 | 1
7.8391 | 52.564 | 1
22.4648 | 34.5298 | 1
11.5227 | 12.6836 | 1
22.5373 | 10.5929 | 1
0.15855 | 20.2087 | 1
11.5881 | 21.8971 | 1
10.5365 | 26.5321 | 1
19.7606 | 22.932 | 1
13.5329 | 44.0796 | 1
16.7428 | 41.3694 | 1
10.8277 | 54.4095 | 1
18.4305 | 22.7121 | 1
21.6532 | 14.5924 | 1
15.0178 | 51.0821 | 1
18.6891 | 47.2587 | 1
7.5697 | 48.9095 | 1
23.2716 | 15.5808 | 1
16.6706 | 53.204 | 1
3.9647 | 4.9702 | 1
3.3856 | 26.0289 | 1
17.9416 | 43.4045 | 1
10.1412 | 9.0915 | 1
6.9091 | 13.5304 | 1
13.319 | 3.9955 | 1
17.8132 | 54.3586 | 1
12.0411 | 28.4384 | 1
7.536 | 32.0499 | 1
11.0182 | 0.94982 | 1
22.0543 | 20.3218 | 1
3.193 | 22.988 | 1
12.054 | 36.7063 | 1
20.3758 | 16.5405 | 1
10.2897 | 24.4502 | 1
22.3815 | 24.084 | 1
1.9111 | 16.9381 | 1
17.2039 | 38.4256 | 1
18.1037 | 14.1158 | 1
5.159 | 7.0851 | 1
10.0333 | 17.36 | 1
1.5877 | 44.4652 | 1
0.17802 | 18.9439 | 1
9.1384 | 2.63 | 1
22.308 | 47.9326 | 1
21.8354 | 50.5636 | 1
15.6047 | 3.0319 | 1
23.1841 | 49.3168 | 1
4.2521 | 5.2611 | 1
10.2712 | 43.1806 | 1
23.1476 | 7.5676 | 1
3.7225 | 10.1942 | 1
3.0835 | 31.2629 | 1
13.5575 | 37.6095 | 1
3.9792 | 2.4758 | 1
10.6983 | 22.2737 | 1
14.1345 | 42.9911 | 1
13.8293 | 20.0663 | 1
17.7152 | 18.6711 | 1
19.5899 | 53.2933 | 1
19.9438 | 19.915 | 1
18.255 | 31.077 | 1
18.8893 | 15.9808 | 1
15.9705 | 15.2836 | 1
0.56001 | 52.0799 | 1
13.1727 | 8.1455 | 1
3.5756 | 1.3109 | 1
16.1511 | 48.4114 | 1
17.4636 | 22.679 | 1
6.0088 | 37.1783 | 1
9.7691 | 32.3295 | 1
3.8733 | 29.98 | 1
15.2555 | 11.2131 | 1
4.6565 | 39.6964 | 1
13.2889 | 46.4149 | 1
17.1709 | 34.5531 | 1
11.9045 | 40.9 | 1
9.6272 | 28.7512 | 1
0.87464 | 42.5034 | 1
10.7487 | 33.0016 | 1
4.9279 | 6.9726 | 1
19.8451 | 17.899 | 1
17.7703 | 41.1627 | 1
21.5293 | 43.1579 | 1
20.6933 | 50.433 | 1
3.9958 | 40.953 | 1
2.3688 | 24.9661 | 1
11.4797 | 33.162 | 1
20.3819 | 21.001 | 1
1.4885 | 20.4832 | 1
1.9482 | 33.1404 | 1
20.0311 | 7.5561 | 1
20.362 | 55.1139 | 1
13.4551 | 49.7861 | 1
19.9025 | 51.0426 | 1
3.3276 | 49.8707 | 1
8.5464 | 45.8325 | 1
12.8457 | 17.3485 | 1
18.2263 | 46.475 | 1
5.6883 | 4.177 | 1
20.6235 | 17.669 | 1
11.9872 | 41.9997 | 1
6.2337 | 41.5758 | 1
20.5194 | 26.7873 | 1
7.1128 | 39.0453 | 1
7.2105 | 50.412 | 1
0.72975 | 53.4206 | 1
6.9613 | 13.8227 | 1
1.3972 | 3.3601 | 1
11.6322 | 16.6938 | 1
4.7491 | 19.2224 | 1
9.184 | 4.2729 | 1
4.364 | 21.5187 | 1
19.7218 | 38.8877 | 1
17.558 | 25.6666 | 1
1.0728 | 21.3827 | 1
22.2646 | 42.2294 | 1
13.4011 | 8.4271 | 1
17.048 | 34.8781 | 1
12.1394 | 10.5954 | 1
22.2333 | 5.9577 | 1
14.6333 | 46.735 | 1
21.5051 | 44.8577 | 1
14.9924 | 23.3793 | 1
13.9141 | 39.8652 | 1
10.9294 | 51.164 | 1
22.9037 | 22.7469 | 1
7.1623 | 13.5758 | 1
1.4674 | 52.577 | 1
19.7798 | 34.0519 | 1
2.2622 | 43.2988 | 1
11.9211 | 49.5809 | 1
13.644 | 29.5296 | 1
17.0721 | 20.9534 | 1
19.1437 | 37.0039 | 1
12.9901 | 36.8635 | 1
7.9759 | 5.3649 | 1
17.6524 | 24.88 | 1
15.2907 | 20.7732 | 1
6.7884 | 49.9313 | 1
8.8002 | 20.0098 | 1
9.1923 | 14.0327 | 1
9.8469 | 16.0322 | 1
22.5927 | 18.9521 | 1
0.98758 | 25.681 | 1
17.7884 | 30.2752 | 1
8.1983 | 20.2652 | 1
9.8539 | 16.0558 | 1
4.1542 | 4.8655 | 1
21.0179 | 22.7969 | 1
5.4957 | 39.6316 | 1
14.5827 | 30.3016 | 1
17.9597 | 31.3947 | 1
17.1583 | 6.6931 | 1
19.6017 | 43.6921 | 1
16.7267 | 20.6804 | 1
2.5482 | 6.3407 | 1
10.8191 | 39.8456 | 1
9.5105 | 10.4523 | 1
5.8473 | 10.0362 | 1
6.2335 | 37.1346 | 1
22.1586 | 9.6628 | 1
1.0728 | 27.4135 | 1
0.88797 | 36.4891 | 1
16.7494 | 29.7566 | 1
12.4503 | 32.8255 | 1
9.4056 | 9.8243 | 1
22.1626 | 50.3868 | 1
16.2084 | 4.029 | 1
20.5572 | 32.2273 | 1
7.2646 | 53.6376 | 1
23.2383 | 36.9215 | 1
8.059 | 48.1741 | 1
20.9668 | 53.0264 | 1
16.3479 | 20.2686 | 1
17.0734 | 1.9869 | 1
5.9869 | 37.0868 | 1
6.3667 | 44.5772 | 1
1.6114 | 37.3846 | 1
16.8132 | 45.8654 | 1
2.8486 | 18.3966 | 1
14.4521 | 6.2895 | 1
4.9389 | 17.1433 | 1
7.3818 | 43.8845 | 1
21.4573 | 26.6964 | 1
1.4515 | 15.6343 | 1
17.4894 | 14.0013 | 1
5.6695 | 47.5415 | 1
1.2434 | 14.2544 | 1
14.3118 | 16.3485 | 1
20.536 | 39.5418 | 1
21.4137 | 10.2743 | 1
8.2447 | 34.2248 | 1
10.7286 | 2.2324 | 1
22.5829 | 24.9492 | 1
8.1391 | 1.2604 | 1
20.0168 | 35.9429 | 1
21.0483 | 16.212 | 1
13.6266 | 4.4982 | 1
5.1148 | 9.369 | 1
8.7521 | 7.678 | 1
15.9579 | 15.3092 | 1
17.3201 | 45.7541 | 1
17.8426 | 34.5186 | 1
3.1647 | 7.7095 | 1
16.2376 | 17.0926 | 1
3.2799 | 19.8083 | 1
7.9529 | 53.8713 | 1
19.794 | 54.5809 | 1
0.44513 | 38.6067 | 1
21.3718 | 28.3441 | 1
6.9045 | 40.0347 | 1
5.9943 | 25.8018 | 1
13.1947 | 55.236 | 1
4.3761 | 46.0479 | 1
18.0368 | 20.2058 | 1
12.4849 | 4.2232 | 1
8.2742 | 25.0898 | 1
2.6336 | 29.0254 | 1
15.4727 | 14.9809 | 1
4.7958 | 49.8579 | 1
2.9253 | 39.2099 | 1
8.3038 | 23.3402 | 1
10.1199 | 53.3069 | 1
20.7395 | 50.6818 | 1
16.5819 | 49.8614 | 1
22.0777 | 40.9047 | 1
11.5669 | 6.3341 | 1
3.7008 | 12.2796 | 1
23.2818 | 23.0922 | 1
14.1774 | 48.3872 | 1
3.0455 | 38.4207 | 1
5.046 | 16.9174 | 1
20.1022 | 23.9832 | 1
8.7244 | 42.9016 | 1
10.6254 | 13.1574 | 1
22.488 | 11.4684 | 1
5.1318 | 11.2394 | 1
1.6174 | 52.5575 | 1
17.1401 | 17.8341 | 1
1.4388 | 46.7798 | 1
8.2759 | 8.3313 | 1
20.0871 | 4.075 | 1
20.0615 | 17.9876 | 1
7.4918 | 2.0634 | 1
22.2233 | 2.9153 | 1
3.63 | 25.2387 | 1
21.3353 | 32.4444 | 1
18.4704 | 7.2223 | 1
10.4736 | 9.1583 | 1
6.3272 | 41.6588 | 1
1.0458 | 23.8199 | 1
11.1704 | 41.763 | 1
1.9189 | 13.7963 | 1
17.8837 | 13.554 | 1
18.2323 | 37.293 | 1
6.2376 | 41.0557 | 1
23.1315 | 10.8288 | 1
11.4483 | 25.4916 | 1
15.8892 | 37.6485 | 1
18.791 | 37.8116 | 1
17.3029 | 40.8752 | 1
9.6605 | 10.4562 | 1
12.9784 | 11.0764 | 1
14.6416 | 4.6962 | 1
21.7611 | 43.4686 | 1
3.709 | 22.0489 | 1
8.3321 | 12.1045 | 1
9.8409 | 6.8513 | 1
19.4206 | 28.3011 | 1
2.0602 | 53.7553 | 1
6.8029 | 19.6542 | 1
0.35739 | 28.8746 | 1
17.9378 | 23.0057 | 1
14.3929 | 2.5367 | 1
7.1969 | 21.3703 | 1
20.0547 | 6.4584 | 1
7.6331 | 2.5849 | 1
11.2638 | 18.7672 | 1
19.6618 | 45.2035 | 1
7.383 | 9.7638 | 1
1.1849 | 44.4541 | 1
12.447 | 23.6944 | 1
2.7611 | 51.5221 | 1
21.9652 | 1.5003 | 1
11.1377 | 19.4845 | 1
8.2064 | 7.384 | 1
16.6688 | 35.832 | 1
12.895 | 24.8591 | 1
4.2813 | 33.5504 | 1
11.4378 | 44.4948 | 1
14.759 | 35.9129 | 1
3.6371 | 43.3832 | 1
6.2493 | 8.6639 | 1
6.7478 | 1.0847 | 1
5.7183 | 44.8308 | 1
17.3632 | 18.3462 | 1
16.6715 | 7.8918 | 1
4.2971 | 44.7135 | 1
23.2886 | 25.8449 | 1
1.26 | 36.4718 | 1
6.6589 | 4.7246 | 1
20.1919 | 33.2498 | 1
0.58225 | 44.6781 | 1
10.7925 | 45.0427 | 1
20.292 | 7.233 | 1
9.6914 | 17.3773 | 1
2.8344 | 43.7591 | 1
4.7199 | 18.0485 | 1
8.3406 | 51.9591 | 1
3.2503 | 31.0551 | 1
3.674 | 39.7888 | 1
18.994 | 24.0393 | 1
20.7341 | 44.7225 | 1
11.0192 | 43.0884 | 1
14.1092 | 40.0789 | 1
7.0771 | 2.0121 | 1
15.0926 | 20.4116 | 1
10.3308 | 3.6595 | 1
20.0605 | 21.7987 | 1
19.6048 | 13.7909 | 1
0.87484 | 29.0576 | 1
20.6312 | 6.8278 | 1
0.352 | 22.3027 | 1
3.7394 | 6.1019 | 1
16.0704 | 49.7749 | 1
6.1284 | 19.1835 | 1
1.9468 | 50.1644 | 1
4.7666 | 0.97559 | 1
22.4409 | 19.3814 | 1
13.8956 | 4.0241 | 1
22.1095 | 1.0868 | 1
14.7946 | 50.0226 | 1
14.0822 | 20.1017 | 1
7.0005 | 10.0344 | 1
9.3084 | 55.1064 | 1
0.55004 | 42.8748 | 1
14.5814 | 41.3715 | 1
17.2916 | 11.5147 | 1
23.1963 | 24.0113 | 1
9.3764 | 0.50135 | 1
4.0125 | 49.8604 | 1
9.6628 | 40.3519 | 1
18.8683 | 14.2217 | 1
12.4959 | 30.0184 | 1
10.0702 | 25.3668 | 1
18.038 | 26.3353 | 1
13.9236 | 42.9453 | 1
5.3173 | 41.0115 | 1
16.0379 | 18.144 | 1
7.9143 | 3.8455 | 1
2.2415 | 9.9272 | 1
10.6926 | 11.5013 | 1
5.801 | 11.8224 | 1
17.1518 | 46.1379 | 1
18.3852 | 44.9694 | 1
15.1324 | 15.2779 | 1
17.8371 | 32.2158 | 1
11.3296 | 12.1144 | 1
5.9455 | 11.2986 | 1
6.7489 | 42.4467 | 1
10.4296 | 7.8014 | 1
4.3853 | 25.9708 | 1
8.6263 | 39.9711 | 1
0.89154 | 6.3699 | 1
12.8277 | 46.7213 | 1
10.2997 | 34.2083 | 1
23.116 | 22.6277 | 1
8.1333 | 15.3342 | 1
8.3048 | 16.1549 | 1
14.1459 | 18.8259 | 1
17.3875 | 22.4472 | 1
14.7282 | 35.5758 | 1
11.2513 | 7.9211 | 1
22.301 | 54.7697 | 1
20.6543 | 4.2957 | 1
4.3006 | 55.3076 | 1
9.152 | 25.6458 | 1
15.0027 | 51.8063 | 1
14.2784 | 49.8722 | 1
19.5165 | 20.9196 | 1
12.2766 | 33.7916 | 1
20.0799 | 24.2368 | 1
6.4935 | 51.8501 | 1
9.8786 | 6.0943 | 1
11.1106 | 47.3226 | 1
4.4249 | 49.2106 | 1
19.3973 | 22.4738 | 1
16.0088 | 24.3723 | 1
22.1376 | 34.9854 | 1
7.1618 | 53.7815 | 1
11.5909 | 33.3455 | 1
2.387 | 21.8275 | 1
7.5548 | 24.2171 | 1
16.9112 | 29.545 | 1
13.6298 | 0.68998 | 1
4.0556 | 36.0713 | 1
6.1508 | 3.4179 | 1
18.8098 | 47.2709 | 1
19.3512 | 20.7521 | 1
4.9011 | 27.3183 | 1
3.4844 | 5.8425 | 1
11.1487 | 9.5742 | 1
4.3875 | 50.6274 | 1
1.3991 | 2.9632 | 1
13.107 | 28.9335 | 1
9.6509 | 13.8137 | 1
21.4933 | 20.8745 | 1
22.4766 | 42.8968 | 1
18.5341 | 14.9162 | 1
17.4676 | 1.7487 | 1
0.067248 | 7.203 | 1
22.1852 | 8.2313 | 1
14.0941 | 4.5393 | 1
4.6556 | 29.0708 | 1
8.642 | 11.8187 | 1
17.8356 | 55.0598 | 1
6.784 | 53.014 | 1
0.829 | 9.0785 | 1
8.6572 | 47.557 | 1
14.9285 | 5.1866 | 1
0.99023 | 35.2142 | 1
7.5947 | 17.0811 | 1
7.0592 | 28.0544 | 1
19.1155 | 7.3206 | 1
21.8401 | 5.3798 | 1
8.6499 | 53.4493 | 1
5.0683 | 24.0831 | 1
0.38175 | 48.3416 | 1
7.9987 | 20.5873 | 1
5.0158 | 28.7666 | 1
11.4482 | 49.9344 | 1
14.3494 | 50.864 | 1
12.627 | 41.8966 | 1
22.9266 | 22.699 | 1
20.0068 | 12.4093 | 1
15.7865 | 50.1041 | 1
1.1194 | 15.2455 | 1
23.0835 | 53.2988 | 1
13.8898 | 21.3449 | 1
7.9377 | 14.0222 | 1
4.6157 | 10.1143 | 1
3.2562 | 6.3256 | 1
10.8277 | 44.3248 | 1
16.5035 | 21.9439 | 1
6.5327 | 49.3706 | 1
8.9238 | 45.2961 | 1
10.8228 | 24.1057 | 1
7.073 | 19.8413 | 1
11.9556 | 24.0408 | 1
19.4628 | 19.4329 | 1
6.3982 | 20.7073 | 1
11.6167 | 30.1518 | 1
11.9564 | 30.9905 | 1
11.8505 | 35.7098 | 1
2.2672 | 12.6077 | 1
12.7052 | 53.844 | 1
9.3519 | 43.3401 | 1
15.9537 | 2.2373 | 1
16.954 | 16.7299 | 1
6.2848 | 45.1908 | 1
16.4505 | 27.4569 | 1
21.297 | 1.8214 | 1
18.9589 | 24.5847 | 1
9.9171 | 40.3023 | 1
22.4638 | 20.2596 | 1
14.6774 | 17.9141 | 1
2.5241 | 19.2706 | 1
19.8639 | 1.0331 | 1
22.1392 | 14.6899 | 1
2.2101 | 39.3928 | 1
17.0955 | 29.896 | 1
3.2394 | 52.692 | 1
22.8643 | 24.6641 | 1
21.9253 | 6.2106 | 1
15.1974 | 4.7674 | 1
22.461 | 23.7761 | 1
3.1825 | 19.6786 | 1
16.4331 | 5.117 | 1
16.3676 | 27.8814 | 1
4.4802 | 2.2412 | 1
16.1396 | 16.5747 | 1
20.5898 | 40.0896 | 1
3.6449 | 8.8102 | 1
15.3576 | 29.6533 | 1
15.5451 | 55.0562 | 1
22.2919 | 13.7517 | 1
2.1521 | 35.1085 | 1
6.5902 | 40.6767 | 1
9.3361 | 14.415 | 1
1.5722 | 7.4675 | 1
12.8331 | 41.0902 | 1
17.9845 | 3.9758 | 1
6.0611 | 31.6418 | 1
0.59943 | 42.6424 | 1
12.0834 | 33.4753 | 1
20.532 | 9.2606 | 1
20.9685 | 51.4004 | 1
14.017 | 52.9634 | 1
5.6779 | 34.2847 | 1
3.5081 | 35.2728 | 1
22.5162 | 30.2533 | 1
19.0086 | 14.4652 | 1
13.2136 | 49.8272 | 1
14.315 | 43.3316 | 1
6.5672 | 13.5732 | 1
19.4767 | 0.57053 | 1
16.9396 | 16.4015 | 1
4.7765 | 6.1096 | 1
1.8887 | 4.4969 | 1
12.885 | 1.1683 | 1
11.3152 | 14.6593 | 1
18.1923 | 26.8623 | 1
3.3516 | 36.857 | 1
5.2916 | 16.7496 | 1
1.571 | 19.4207 | 1
16.2011 | 27.2209 | 1
20.1481 | 5.7106 | 1
19.149 | 8.322 | 1
22.274 | 39.1183 | 1
13.0821 | 13.5261 | 1
15.483 | 42.6444 | 1
4.9024 | 36.1955 | 1
9.755 | 48.6282 | 1
14.4595 | 35.0006 | 1
3.2426 | 5.7639 | 1
4.7072 | 21.1493 | 1
3.3388 | 21.9434 | 1
18.6928 | 23.4803 | 1
15.0074 | 17.6219 | 1
3.2028 | 29.274 | 1
21.2269 | 24.0283 | 1
2.4013 | 13.1165 | 1
5.8404 | 39.2528 | 1
18.7998 | 45.7931 | 1
4.2652 | 1.7479 | 1
6.5277 | 49.7134 | 1
8.0044 | 9.4189 | 1
15.2791 | 2.1657 | 1
9.2281 | 6.8934 | 1
15.1526 | 14.263 | 1
11.1984 | 18.8126 | 1
5.1728 | 33.007 | 1
13.9948 | 32.7377 | 1
9.3966 | 7.9212 | 1
20.46 | 5.4243 | 1
6.5651 | 31.0129 | 1
17.1724 | 0.69657 | 1
9.5295 | 45.1684 | 1
22.2993 | 10.9626 | 1
12.5912 | 15.4969 | 1
9.853 | 38.968 | 1
10.4294 | 6.9731 | 1
12.2072 | 31.2538 | 1
20.2506 | 12.2296 | 1
16.6465 | 24.754 | 1
11.0475 | 35.994 | 1
20.56 | 1.7243 | 1
1.6785 | 53.0399 | 1
22.463 | 10.6766 | 1
20.854 | 3.2377 | 1
19.2934 | 35.6321 | 1
19.9563 | 53.6113 | 1
0.83934 | 7.6314 | 1
3.0677 | 23.5664 | 1
14.6946 | 8.962 | 1
13.6261 | 21.7659 | 1
17.7334 | 1.7294 | 1
20.3191 | 15.9732 | 1
8.971 | 33.9199 | 1
3.6994 | 5.8355 | 1
11.3019 | 42.418 | 1
14.6968 | 42.1145 | 1
8.3199 | 11.3932 | 1
11.671 | 6.1648 | 1
22.6837 | 14.7056 | 1
2.4953 | 50.0232 | 1
15.3614 | 4.1929 | 1
20.264 | 5.2014 | 1
15.3327 | 43.0462 | 1
0.075856 | 2.565 | 1
10.0389 | 36.7205 | 1
18.8933 | 21.7342 | 1
12.1175 | 54.8853 | 1
11.2984 | 31.6471 | 1
21.1478 | 3.9115 | 1
0.31293 | 9.3737 | 1
8.9704 | 1.9329 | 1
12.3418 | 38.4665 | 1
9.3091 | 26.6401 | 1
1.0144 | 13.415 | 1
16.6618 | 28.2357 | 1
18.5907 | 24.6225 | 1
0.64677 | 16.3064 | 1
16.5871 | 51.4124 | 1
17.8336 | 3.6599 | 1
1.4469 | 1.8386 | 1
13.0721 | 49.4693 | 1
2.2019 | 23.8091 | 1
4.0136 | 29.4539 | 1
22.719 | 27.4262 | 1
18.7542 | 41.8936 | 1
19.6584 | 24.0128 | 1
0.62296 | 8.1286 | 1
15.1896 | 39.978 | 1
10.0127 | 17.1187 | 1
19.2834 | 16.5268 | 1
10.7835 | 8.3527 | 1
21.5666 | 12.8841 | 1
8.365 | 13.0036 | 1
13.9009 | 49.8651 | 1
20.526 | 20.6531 | 1
6.8892 | 13.6236 | 1
16.2179 | 5.9819 | 1
6.312 | 16.2898 | 1
23.054 | 14.7273 | 1
15.1625 | 0.51056 | 1
2.4092 | 25.5175 | 1
22.1181 | 1.0443 | 1
15.8744 | 20.2489 | 1
3.0151 | 31.6116 | 1
1.9467 | 49.6271 | 1
0.76781 | 37.5755 | 1
12.6654 | 21.7905 | 1
18.4585 | 8.0592 | 1
9.8427 | 32.0234 | 1
17.2366 | 8.9738 | 1
16.5793 | 13.9506 | 1
1.2074 | 38.6064 | 1
17.0294 | 37.7024 | 1
22.8394 | 46.3554 | 1
0.4622 | 49.1053 | 1
17.1193 | 22.029 | 1
17.0037 | 9.4171 | 1
8.7809 | 34.7664 | 1
0.089931 | 50.5615 | 1
2.608 | 4.5982 | 1
8.7521 | 38.1939 | 1
7.5645 | 44.4862 | 1
0.95192 | 36.9912 | 1
16.5219 | 6.3809 | 1
3.5878 | 5.6595 | 1
15.2598 | 41.218 | 1
18.2183 | 14.3168 | 1
13.3677 | 27.982 | 1
16.2708 | 33.3034 | 1
10.2015 | 52.0118 | 1
14.9588 | 23.9931 | 1
19.6276 | 28.7101 | 1
20.2762 | 33.5428 | 1
10.3128 | 2.7018 | 1
15.836 | 54.9725 | 1
0.68903 | 15.3137 | 1
11.4317 | 47.0161 | 1
13.6091 | 19.9279 | 1
5.0323 | 42.5163 | 1
0.40556 | 19.1376 | 1
0.50264 | 13.7709 | 1
1.7643 | 6.9805 | 1
15.2569 | 39.2285 | 1
2.7169 | 39.0617 | 1
12.3525 | 27.5149 | 1
4.1941 | 12.3932 | 1
17.2652 | 22.5525 | 1
0.50008 | 30.1848 | 1
1.0091 | 33.496 | 1
3.8452 | 10.6298 | 1
11.7463 | 44.1778 | 1
7.3169 | 39.9003 | 1
2.3931 | 24.8153 | 1
16.901 | 44.6873 | 1
7.1454 | 27.5247 | 1
4.4871 | 23.2063 | 1
16.2003 | 3.9804 | 1
13.0226 | 1.0619 | 1
14.0305 | 37.9136 | 1
13.481 | 1.7801 | 1
21.7177 | 24.7534 | 1
10.8921 | 50.1975 | 1
7.4257 | 40.5712 | 1
5.3449 | 31.7081 | 1
22.187 | 27.8139 | 1
19.4305 | 53.5431 | 1
21.5059 | 48.0795 | 1
8.7418 | 8.5902 | 1
5.8539 | 35.3119 | 1
9.0536 | 22.8255 | 1
12.7376 | 31.0245 | 1
13.5051 | 18.9828 | 1
13.8598 | 16.88 | 1
0.25371 | 54.4704 | 1
10.2968 | 38.7754 | 1
11.6622 | 12.9619 | 1
16.3804 | 0.3884 | 1
9.1073 | 54.0412 | 1
10.7243 | 27.9287 | 1
2.6318 | 37.2208 | 1
8.8006 | 54.7363 | 1
7.15 | 17.1749 | 1
7.9667 | 22.5055 | 1
11.3386 | 22.2165 | 1
19.6938 | 17.9021 | 1
5.7595 | 45.0503 | 1
8.1657 | 31.3347 | 1
19.0611 | 29.8521 | 1
8.6883 | 25.8547 | 1
17.355 | 36.1903 | 1
12.5806 | 31.7738 | 1
6.1443 | 17.6604 | 1
1.8542 | 26.7607 | 1
14.2093 | 35.0467 | 1
15.8594 | 27.9535 | 1
14.3759 | 43.2352 | 1
9.9364 | 10.5562 | 1
16.887 | 47.6231 | 1
18.0341 | 19.794 | 1
2.602 | 17.9053 | 1
15.9223 | 24.743 | 1
19.671 | 14.8139 | 1
9.0446 | 44.7493 | 1
8.9422 | 46.4072 | 1
12.7934 | 55.174 | 1
6.7452 | 35.4736 | 1
19.8139 | 14.2513 | 1
6.1945 | 5.6235 | 1
11.5223 | 19.5079 | 1
14.8034 | 2.2509 | 1
10.3968 | 21.6349 | 1
18.5679 | 38.5248 | 1
12.5937 | 35.2349 | 1
12.3823 | 3.1734 | 1
4.655 | 32.944 | 1
5.9891 | 11.0279 | 1
5.2111 | 35.0198 | 1
4.6495 | 22.9833 | 1
15.3935 | 48.5472 | 1
11.0508 | 17.0223 | 1
7.3623 | 51.5963 | 1
15.8866 | 34.5292 | 1
11.0345 | 10.0194 | 1
13.0375 | 18.0161 | 1
2.3802 | 29.6498 | 1
15.0446 | 38.487 | 1
8.5433 | 27.4759 | 1
1.9033 | 51.0973 | 1
12.3189 | 4.2533 | 1
7.5727 | 23.4853 | 1
19.3031 | 11.0554 | 1
11.9034 | 34.4986 | 1
0.66328 | 32.575 | 1
20.6176 | 41.2031 | 1
10.2879 | 30.8352 | 1
13.2299 | 26.0624 | 1
2.2339 | 11.5841 | 1
8.1385 | 13.8821 | 1
1.2785 | 28.533 | 1
21.131 | 9.2408 | 1
13.7267 | 42.5429 | 1
17.6183 | 45.4735 | 1
0.37575 | 5.2067 | 1
10.8955 | 50.0448 | 1
1.9107 | 45.1845 | 1
15.7292 | 11.0472 | 1
22.2188 | 53.1191 | 1
21.0191 | 35.4041 | 1
18.1378 | 34.3915 | 1
16.833 | 41.6892 | 1
21.4146 | 51.8963 | 1
15.7775 | 12.8424 | 1
17.4819 | 21.2486 | 1
2.2821 | 2.1912 | 1
2.0336 | 24.4593 | 1
0.47644 | 30.9412 | 1
0.12738 | 30.7595 | 1
5.5282 | 12.8453 | 1
6.8004 | 12.0096 | 1
1.2247 | 20.4414 | 1
12.8972 | 35.7314 | 1
14.2984 | 36.0846 | 1
9.6528 | 6.6798 | 1
22.5011 | 7.5955 | 1
16.7662 | 9.013 | 1
21.725 | 51.1053 | 1
11.7556 | 25.766 | 1
16.9042 | 29.8529 | 1
15.2832 | 38.9981 | 1
12.7726 | 23.3315 | 1
1.7595 | 39.7073 | 1
3.7968 | 36.7499 | 1
12.377 | 19.3037 | 1
0.54302 | 28.1436 | 1
5.5443 | 32.382 | 1
5.5508 | 1.8468 | 1
2.598 | 24.0488 | 1
13.7189 | 46.7592 | 1
12.1983 | 22.031 | 1
2.333 | 50.4615 | 1
8.8598 | 40.5118 | 1
23.2362 | 1.9269 | 1
9.1017 | 27.7925 | 1
17.538 | 22.9792 | 1
21.7037 | 1.9746 | 1
8.3992 | 12.818 | 1
3.4367 | 50.8163 | 1
17.4617 | 10.9679 | 1
22.2553 | 47.8159 | 1
5.4659 | 36.2107 | 1
7.0202 | 34.7012 | 1
4.3737 | 53.1806 | 1
20.9908 | 6.4689 | 1
15.5763 | 24.4827 | 1
11.6612 | 13.673 | 1
20.3092 | 51.3989 | 1
1.2973 | 8.5105 | 1
5.8684 | 52.7942 | 1
1.7899 | 24.8739 | 1
16.3152 | 9.4073 | 1
18.984 | 1.4749 | 1
9.4034 | 55.2372 | 1
17.506 | 32.7885 | 1
17.8196 | 7.9408 | 1
14.7823 | 5.1695 | 1
22.2664 | 38.5888 | 1
15.9827 | 42.4253 | 1
4.921 | 25.0585 | 1
20.5417 | 13.9126 | 1
23.1936 | 44.7671 | 1
1.6548 | 8.4568 | 1
19.0683 | 17.0744 | 1
17.9424 | 40.5851 | 1
20.7836 | 15.5405 | 1
8.7856 | 40.5577 | 1
6.0847 | 28.1022 | 1
5.7495 | 38.3066 | 1
12.3838 | 1.5031 | 1
13.0259 | 5.6548 | 1
23.2312 | 23.6811 | 1
0.857 | 27.3459 | 1
15.5158 | 47.0829 | 1
22.4074 | 6.4944 | 1
21.69 | 0.76528 | 1
18.6693 | 52.2029 | 1
20.6842 | 47.3805 | 1
1.848 | 38.5262 | 1
1.2942 | 12.9403 | 1
8.0803 | 54.9917 | 1
17.9812 | 38.4463 | 1
16.2403 | 49.1165 | 1
7.6238 | 15.4199 | 1
1.8713 | 44.3067 | 1
11.6353 | 11.6768 | 1
7.6356 | 41.3192 | 1
14.2526 | 8.7616 | 1
19.5306 | 52.6077 | 1
6.6792 | 23.2771 | 1
21.2866 | 6.469 | 1
21.0586 | 46.0629 | 1
7.5412 | 21.9377 | 1
8.5792 | 13.7221 | 1
21.3783 | 2.6453 | 1
17.6698 | 54.8224 | 1
17.8291 | 36.7454 | 1
20.904 | 23.6324 | 1
20.8197 | 25.7041 | 1
4.4718 | 42.1866 | 1
18.9483 | 45.3715 | 1
15.1808 | 44.52 | 1
16.6474 | 41.9891 | 1
7.5388 | 41.8042 | 1
3.0391 | 50.228 | 1
6.7303 | 14.7414 | 1
0.60915 | 15.2357 | 1
1.9124 | 24.928 | 1
15.8897 | 51.095 | 1
7.8461 | 42.2579 | 1
21.5068 | 10.7843 | 1
11.9665 | 10.794 | 1
1.4111 | 15.8117 | 1
20.8358 | 18.3333 | 1
14.0171 | 22.1425 | 1
17.9702 | 17.039 | 1
12.4114 | 38.7523 | 1
10.3101 | 10.0083 | 1
3.5901 | 16.692 | 1
12.5664 | 30.4588 | 1
5.4764 | 26.7411 | 1
8.2439 | 2.4652 | 1
19.7878 | 10.5892 | 1
9.4406 | 49.1779 | 1
1.8805 | 21.663 | 1
12.7934 | 21.9114 | 1
0.74507 | 5.8277 | 1
4.4972 | 24.0201 | 1
13.0723 | 34.1584 | 1
21.0589 | 48.0267 | 1
5.4012 | 20 | 1
17.1991 | 8.5405 | 1
19.1623 | 17.4292 | 1
6.7398 | 48.588 | 1
20.8802 | 6.8649 | 1
22.489 | 26.495 | 1
19.7899 | 29.432 | 1
17.2891 | 45.6815 | 1
8.2915 | 5.3806 | 1
2.5927 | 20.5326 | 1
7.0514 | 9.0213 | 1
3.0798 | 45.1 | 1
12.3809 | 38.856 | 1
20.5245 | 17.4787 | 1
1.7811 | 44.537 | 1
12.984 | 37.9582 | 1
20.3163 | 20.8137 | 1
2.7295 | 2.5801 | 1
19.2158 | 16.4206 | 1
13.947 | 16.3434 | 1
14.5933 | 0.39325 | 1
12.4371 | 28.4252 | 1
12.62 | 26.333 | 1
2.7827 | 49.2309 | 1
3.6007 | 24.6991 | 1
21.0806 | 15.7412 | 1
5.8053 | 30.6689 | 1
6.6452 | 37.4365 | 1
9.3085 | 54.2979 | 1
5.5537 | 8.5792 | 1
20.8528 | 12.2135 | 1
20.0173 | 34.5985 | 1
19.498 | 17.3568 | 1
18.9657 | 31.0695 | 1
14.3288 | 6.8385 | 1
11.037 | 33.2356 | 1
10.6387 | 37.1738 | 1
21.4691 | 44.9963 | 1
15.9643 | 43.4419 | 1
12.9821 | 0.50412 | 1
19.3587 | 38.0901 | 1
10.5748 | 53.7156 | 1
0.22706 | 53.5908 | 1
4.8464 | 9.6935 | 1
22.3044 | 8.9474 | 1
9.6226 | 15.2983 | 1
23.1392 | 55.0382 | 1
9.0308 | 18.4122 | 1
13.1765 | 22.9817 | 1
13.6858 | 37.6912 | 1
8.3846 | 8.565 | 1
15.4511 | 8.8915 | 1
2.1843 | 37.5025 | 1
21.5662 | 11.6398 | 1
8.2368 | 31.4928 | 1
2.307 | 35.6064 | 1
8.0924 | 31.9157 | 1
20.9186 | 52.7746 | 1
14.0954 | 23.7154 | 1
3.5746 | 2.433 | 1
18.9886 | 25.9542 | 1
11.5463 | 12.9885 | 1
2.8041 | 43.6903 | 1
3.3804 | 8.0978 | 1
1.3678 | 14.9654 | 1
18.9074 | 51.4636 | 1
16.9762 | 12.0244 | 1
3.2053 | 1.8036 | 1
22.9399 | 41.4303 | 1
0.48244 | 10.2598 | 1
13.5549 | 54.3235 | 1
8.248 | 27.5245 | 1
1.0549 | 50.275 | 1
12.6539 | 8.6468 | 1
5.7149 | 45.6876 | 1
1.967 | 21.2783 | 1
17.7995 | 37.2898 | 1
6.4579 | 7.9476 | 1
12.8733 | 40.2721 | 1
21.086 | 14.1801 | 1
16.5188 | 35.6468 | 1
11.3574 | 11.9929 | 1
3.4086 | 14.4789 | 1
12.3883 | 32.0586 | 1
2.7147 | 50.9173 | 1
17.7167 | 25.2514 | 1
16.5089 | 16.2927 | 1
11.2867 | 37.5451 | 1
14.6407 | 39.3607 | 1
4.2782 | 8.7694 | 1
21.309 | 5.7049 | 1
22.8144 | 27.0413 | 1
18.7374 | 49.1923 | 1
16.1239 | 32.6229 | 1
4.1195 | 27.6255 | 1
12.224 | 48.6252 | 1
6.9928 | 3.5559 | 1
4.6189 | 45.5799 | 1
7.3034 | 22.5055 | 1
14.929 | 51.8149 | 1
0.032247 | 28.7278 | 1
20.5264 | 50.0163 | 1
5.9045 | 52.6595 | 1
18.6743 | 48.8455 | 1
19.4903 | 30.3026 | 1
4.4287 | 3.5235 | 1
22.2811 | 49.7257 | 1
7.0498 | 11.4643 | 1
4.3787 | 54.7546 | 1
22.0957 | 9.501 | 1
19.1986 | 36.0313 | 1
3.9903 | 40.0664 | 1
22.7751 | 10.2202 | 1
6.0332 | 53.1744 | 1
0.99779 | 36.605 | 1
11.8059 | 34.6171 | 1
15.1811 | 18.3255 | 1
18.2491 | 24.246 | 1
5.7199 | 10.5666 | 1
12.9568 | 7.29 | 1
3.6809 | 6.8394 | 1
17.2767 | 24.3976 | 1
1.0189 | 29.6042 | 1
4.453 | 35.6784 | 1
20.934 | 52.3077 | 1
20.9934 | 2.584 | 1
9.5153 | 13.0328 | 1
11.9686 | 51.5573 | 1
18.43 | 34.8267 | 1
3.454 | 5.4084 | 1
19.2603 | 0.41248 | 1
2.223 | 38.9672 | 1
11.0393 | 30.6059 | 1
11.6744 | 41.4645 | 1
16.4697 | 38.1601 | 1
4.6853 | 30.5536 | 1
22.3931 | 43.4028 | 1
4.6228 | 35.6602 | 1
15.0357 | 4.4993 | 1
17.5414 | 49.8945 | 1
11.0991 | 46.8368 | 1
11.1296 | 18.4879 | 1
17.2663 | 13.2486 | 1
20.3425 | 41.5366 | 1
6.6677 | 20.3835 | 1
23.149 | 54.3108 | 1
18.6155 | 52.1949 | 1
22.8226 | 11.7388 | 1
16.9349 | 21.3982 | 1
7.2898 | 52.7282 | 1
6.3812 | 11.1738 | 1
12.1645 | 45.1172 | 1
13.4936 | 37.7595 | 1
20.2585 | 8.0174 | 1
6.2603 | 11.8626 | 1
2.5248 | 14.3236 | 1
2.5351 | 29.4961 | 1
22.7453 | 9.7012 | 1
7.5115 | 17.3083 | 1
15.9878 | 45.7487 | 1
18.5193 | 15.1209 | 1
10.2418 | 52.165 | 1
4.5792 | 17.301 | 1
11.5259 | 16.7741 | 1
7.3948 | 28.4767 | 1
0.72973 | 29.7374 | 1
10.7011 | 16.2975 | 1
2.4973 | 6.5758 | 1
3.6726 | 13.8513 | 1
14.304 | 50.6738 | 1
8.7492 | 29.2655 | 1
2.732 | 53.2711 | 1
14.5887 | 51.3132 | 1
9.0032 | 20.0542 | 1
12.0661 | 29.0678 | 1
7.2202 | 34.9965 | 1
19.3306 | 19.3274 | 1
4.8135 | 53.4912 | 1
8.3351 | 43.6166 | 1
5.171 | 6.1527 | 1
19.8806 | 29.9985 | 1
3.2329 | 49.0725 | 1
6.4728 | 40.3036 | 1
14.0772 | 44.4392 | 1
0.15476 | 15.911 | 1
7.6894 | 16.3786 | 1
10.8451 | 31.4632 | 1
3.2724 | 5.5272 | 1
1.2166 | 17.8134 | 1
9.22 | 40.8725 | 1
7.6212 | 22.9475 | 1
1.8967 | 2.088 | 1
13.4039 | 14.2038 | 1
0.26927 | 45.7315 | 1
16.9483 | 17.1715 | 1
13.0627 | 35.8744 | 1
18.3035 | 27.7211 | 1
5.1368 | 31.8528 | 1
21.5518 | 36.0328 | 1
21.4219 | 30.5872 | 1
6.6406 | 54.9032 | 1
19.052 | 31.5012 | 1
3.2531 | 35.1468 | 1
13.4035 | 50.8875 | 1
0.76067 | 21.4627 | 1
17.9797 | 24.4073 | 1
22.9444 | 30.1611 | 1
8.147 | 5.0887 | 1
17.6055 | 37.8578 | 1
21.0192 | 36.9043 | 1
10.001 | 27.1838 | 1
12.7614 | 19.2075 | 1
22.4428 | 22.3891 | 1
0.7343 | 4.3813 | 1
20.8547 | 19.4526 | 1
20.8308 | 2.822 | 1
3.2941 | 7.4404 | 1
23.2954 | 37.7711 | 1
13.0895 | 37.5172 | 1
12.678 | 17.9983 | 1
12.8145 | 17.1481 | 1
2.4249 | 9.4587 | 1
12.9865 | 7.5152 | 1
22.4146 | 27.8054 | 1
0.74696 | 48.5532 | 1
8.9297 | 10.332 | 1
2.9023 | 33.365 | 1
5.9192 | 24.9266 | 1
1.6094 | 39.6216 | 1
23.1694 | 33.5164 | 1
0.033632 | 36.0278 | 1
3.7415 | 11.8796 | 1
4.1944 | 0.82406 | 1
8.9745 | 18.2999 | 1
8.4976 | 9.2435 | 1
0.348 | 35.7931 | 1
6.7619 | 1.567 | 1
13.9254 | 32.8949 | 1
10.4368 | 0.48476 | 1
11.8557 | 20.0947 | 1
15.7608 | 17.5886 | 1
22.4549 | 15.6097 | 1
20.827 | 43.1894 | 1
1.5125 | 42.0628 | 1
11.6847 | 5.4117 | 1
15.5841 | 23.0029 | 1
6.9169 | 31.8163 | 1
21.3199 | 8.756 | 1
8.365 | 41.5658 | 1
14.7168 | 33.361 | 1
12.2224 | 2.4403 | 1
17.0925 | 18.6607 | 1
15.8351 | 42.2652 | 1
21.873 | 43.1255 | 1
19.9411 | 38.0289 | 1
21.4805 | 52.7122 | 1
11.8316 | 54.3239 | 1
1.89 | 28.4409 | 1
7.886 | 44.8109 | 1
16.1203 | 45.9398 | 1
10.8879 | 43.8507 | 1
14.0879 | 39.7752 | 1
3.5626 | 37.3214 | 1
12.9697 | 0.98754 | 1
21.0639 | 34.3402 | 1
3.5212 | 49.4073 | 1
5.0911 | 35.4708 | 1
8.9239 | 13.2577 | 1
1.9345 | 32.6004 | 1
20.9627 | 51.4245 | 1
21.1171 | 52.2407 | 1
20.2898 | 11.2058 | 1
18.5958 | 2.5819 | 1
1.6255 | 4.7365 | 1
1.7864 | 29.5425 | 1
12.2539 | 2.0132 | 1
5.9887 | 33.6445 | 1
15.3045 | 49.1219 | 1
3.9691 | 13.8874 | 1
8.2096 | 17.2562 | 1
0.85212 | 40.1399 | 1
22.5522 | 52.9423 | 1
21.4249 | 5.2655 | 1
11.9364 | 10.9226 | 1
19.6992 | 31.7763 | 1
4.4349 | 1.3795 | 1
16.105 | 2.9138 | 1
14.1709 | 5.1742 | 1
7.3005 | 53.92 | 1
16.3603 | 34.9642 | 1
20.8435 | 16.5702 | 1
19.2382 | 51.9472 | 1
8.5626 | 48.457 | 1
6.8839 | 45.7546 | 1
11.7866 | 45.1882 | 1
8.4189 | 50.6416 | 1
14.3003 | 8.7425 | 1
15.7217 | 18.1063 | 1
13.7505 | 22.2305 | 1
8.4667 | 1.141 | 1
18.7368 | 37.2715 | 1
3.7337 | 31.5092 | 1
21.8517 | 0.41717 | 1
19.4644 | 22.2869 | 1
10.1536 | 14.5399 | 1
2.1164 | 3.3699 | 1
19.348 | 30.3753 | 1
4.588 | 18.3298 | 1
2.8948 | 38.5248 | 1
12.9218 | 11.8851 | 1
15.9852 | 42.0998 | 1
10.272 | 36.2131 | 1
11.5483 | 36.0147 | 1
19.4795 | 50.1351 | 1
20.4475 | 0.85549 | 1
14.9865 | 46.5969 | 1
14.6357 | 0.67031 | 1
7.5373 | 30.4379 | 1
14.1006 | 23.036 | 1
19.3042 | 32.0532 | 1
12.9769 | 41.9934 | 1
2.9184 | 14.1354 | 1
14.5865 | 47.2577 | 1
3.7134 | 1.37 | 1
0.45886 | 0.89799 | 1
15.4387 | 3.7699 | 1
5.6085 | 36.6591 | 1
11.3249 | 48.5043 | 1
10.6739 | 37.2966 | 1
11.1251 | 24.4801 | 1
18.4028 | 34.2107 | 1
16.465 | 29.1842 | 1
4.1425 | 36.4824 | 1
14.8854 | 44.9484 | 1
15.9807 | 42.1907 | 1
18.2512 | 50.0865 | 1
18.7373 | 37.3992 | 1
14.5529 | 13.8346 | 1
10.3992 | 42.3352 | 1
17.5783 | 35.8693 | 1
1.8285 | 12.1286 | 1
18.1749 | 46.42 | 1
5.6184 | 38.6684 | 1
6.6694 | 8.0515 | 1
14.3983 | 36.7337 | 1
12.5236 | 21.4885 | 1
11.0643 | 24.1639 | 1
7.1306 | 53.6491 | 1
12.0378 | 32.5876 | 1
16.8023 | 52.7876 | 1
22.4938 | 1.2582 | 1
11.4817 | 17.0448 | 1
18.3334 | 24.0223 | 1
16.7566 | 1.2044 | 1
9.1367 | 43.3009 | 1
16.0897 | 39.2556 | 1
13.878 | 10.4399 | 1
4.7628 | 40.5842 | 1
15.2271 | 24.5824 | 1
19.8843 | 54.5846 | 1
9.8415 | 51.1388 | 1
5.9701 | 44.2983 | 1
16.7498 | 37.1844 | 1
10.3719 | 9.1108 | 1
18.5994 | 31.7749 | 1
5.5449 | 7.3188 | 1
11.8453 | 52.9119 | 1
9.5035 | 32.6671 | 1
19.4867 | 45.6955 | 1
21.997 | 19.8244 | 1
13.9376 | 51.246 | 1
19.2274 | 35.1034 | 1
20.7266 | 38.9408 | 1
12.4681 | 2.4354 | 1
20.313 | 31.973 | 1
21.4671 | 44.9268 | 1
2.0025 | 20.0453 | 1
10.3248 | 6.2646 | 1
14.3992 | 19.4573 | 1
8.9814 | 42.6634 | 1
16.62 | 20.8236 | 1
19.6765 | 44.6403 | 1
20.2662 | 53.3362 | 1
14.6158 | 9.6849 | 1
3.6687 | 29.5446 | 1
3.0825 | 18.061 | 1
6.2862 | 31.6517 | 1
2.4339 | 42.1796 | 1
7.0936 | 38.9561 | 1
19.5093 | 37.2702 | 1
17.3466 | 19.3657 | 1
22.5853 | 51.8883 | 1
14.4939 | 41.6544 | 1
18.6485 | 17.7271 | 1
21.7734 | 45.2122 | 1
0.62502 | 38.8081 | 1
8.6765 | 30.9614 | 1
10.1555 | 16.3147 | 1
9.57 | 9.5435 | 1
9.4349 | 24.5119 | 1
14.6989 | 33.3483 | 1
17.3827 | 40.8457 | 1
2.9097 | 20.3779 | 1
8.2664 | 43.7709 | 1
7.1866 | 19.3359 | 1
8.1927 | 16.3825 | 1
16.5941 | 5.0497 | 1
9.3479 | 39.2889 | 1
11.9262 | 7.7067 | 1
8.2047 | 47.4719 | 1
11.7457 | 14.4788 | 1
16.7006 | 50.1075 | 1
14.525 | 14.4833 | 1
10.4055 | 39.9578 | 1
17.364 | 0.89468 | 1
2.7779 | 45.0864 | 1
12.6706 | 52.3727 | 1
22.3625 | 51.5824 | 1
6.1042 | 51.493 | 1
20.2567 | 40.932 | 1
4.4462 | 24.7965 | 1
16.41 | 29.1968 | 1
6.1575 | 12.9605 | 1
9.537 | 48.3245 | 1
14.9051 | 10.4927 | 1
5.0573 | 54.2285 | 1
2.9759 | 25.0669 | 1
19.1107 | 41.8009 | 1
20.9938 | 45.6899 | 1
3.2398 | 11.6643 | 1
21.2168 | 26.5314 | 1
8.41 | 47.7066 | 1
12.0768 | 50.4546 | 1
5.1 | 28.6573 | 1
16.419 | 48.7966 | 1
11.602 | 34.6008 | 1
12.6918 | 9.7998 | 1
21.7269 | 35.2318 | 1
14.6192 | 19.0113 | 1
0.78082 | 4.1799 | 1
14.7068 | 33.5121 | 1
17.0086 | 53.7682 | 1
9.0854 | 22.5738 | 1
23.1615 | 51.642 | 1
2.079 | 55.0682 | 1
7.4718 | 30.8944 | 1
12.1269 | 54.1232 | 1
22.6069 | 34.434 | 1
0.943 | 31.5399 | 1
6.357 | 21.4784 | 1
18.5954 | 19.621 | 1
20.7511 | 15.1976 | 1
6.2624 | 22.1397 | 1
4.3924 | 8.7401 | 1
4.2119 | 6.5696 | 1
22.8905 | 50.6528 | 1
17.4582 | 39.4468 | 1
21.8378 | 25.6134 | 1
10.0524 | 23.8056 | 1
5.8924 | 23.643 | 1
12.4396 | 13.951 | 1
4.2778 | 37.8821 | 1
9.2017 | 8.4066 | 1
3.1839 | 5.3166 | 1
19.6667 | 30.3468 | 1
22.6682 | 39.7798 | 1
4.6432 | 11.6965 | 1
17.0372 | 43.392 | 1
2.7117 | 40.2497 | 1
9.6866 | 5.4016 | 1
3.5527 | 27.601 | 1
14.7026 | 30.0385 | 1
2.1713 | 30.785 | 1
4.3967 | 54.9972 | 1
22.9678 | 33.6076 | 1
22.4996 | 43.8148 | 1
22.4724 | 22.2387 | 1
10.4173 | 51.8986 | 1
5.2815 | 26.4434 | 1
5.7894 | 2.6566 | 1
9.0597 | 34.92 | 1
15.5348 | 22.8735 | 1
22.6061 | 16.8778 | 1
2.0743 | 39.0704 | 1
1.7299 | 43.3943 | 1
8.0695 | 45.3681 | 1
5.5289 | 33.5377 | 1
14.3957 | 2.6022 | 1
17.544 | 3.1172 | 1
9.6961 | 17.6299 | 1
8.4942 | 18.3914 | 1
11.9484 | 28.2799 | 1
15.9051 | 20.6301 | 1
17.3631 | 39.1499 | 1
11.7013 | 53.6995 | 1
10.1465 | 20.8894 | 1
20.0335 | 49.074 | 1
13.8172 | 25.6835 | 1
4.3633 | 9.6466 | 1
0.051976 | 32.3117 | 1
5.8786 | 54.1926 | 1
18.8728 | 50.6314 | 1
8.1727 | 54.3396 | 1
3.6644 | 31.3315 | 1
3.1858 | 44.9619 | 1
19.9012 | 46.1612 | 1
20.3661 | 51.7377 | 1
3.3895 | 4.2812 | 1
19.4528 | 13.2345 | 1
3.3082 | 22.3259 | 1
12.0255 | 31.0613 | 1
15.3728 | 23.438 | 1
16.6714 | 15.0064 | 1
4.5099 | 11.9369 | 1
20.5168 | 1.4642 | 1
18.8041 | 30.7265 | 1
11.1189 | 10.6994 | 1
7.234 | 9.5031 | 1
3.607 | 1.5444 | 1
5.7922 | 17.2714 | 1
9.4225 | 9.5254 | 1
9.713 | 19.9108 | 1
4.9886 | 43.9862 | 1
9.261 | 45.0792 | 1
15.7869 | 38.9249 | 1
2.9639 | 45.0951 | 1
8.8545 | 33.6879 | 1
11.5215 | 39.6178 | 1
2.1302 | 22.8474 | 1
16.0327 | 47.321 | 1
19.4392 | 48.166 | 1
4.1166 | 55.1478 | 1
1.1972 | 38.3802 | 1
21.2671 | 50.2922 | 1
1.8926 | 3.6174 | 1
0.16095 | 14.0325 | 1
12.0529 | 39.1104 | 1
12.6133 | 21.4948 | 1
7.3407 | 38.2536 | 1
0.57698 | 35.0674 | 1
18.2722 | 9.8152 | 1
20.4121 | 7.4973 | 1
20.2355 | 39.9144 | 1
12.1779 | 13.3593 | 1
14.4211 | 25.6233 | 1
9.895 | 42.5899 | 1
8.7232 | 37.2426 | 1
4.3246 | 9.229 | 1
0.12945 | 54.3747 | 1
8.1498 | 48.8719 | 1
20.7359 | 16.887 | 1
2.2261 | 51.2944 | 1
19.0391 | 19.2266 | 1
15.8444 | 51.3209 | 1
12.5447 | 46.6719 | 1
21.7293 | 42.9561 | 1
8.4851 | 34.0583 | 1
17.5299 | 39.2476 | 1
15.1194 | 10.9861 | 1
6.1924 | 49.3678 | 1
19.9679 | 53.4747 | 1
13.8015 | 47.8243 | 1
1.5582 | 16.1749 | 1
0.29925 | 17.8857 | 1
22.2392 | 19.6828 | 1
21.3582 | 37.5635 | 1
20.8015 | 21.1158 | 1
13.683 | 43.8322 | 1
3.8684 | 6.9023 | 1
12.6714 | 24.3315 | 1
7.0223 | 8.19 | 1
3.2171 | 39.4537 | 1
2.1862 | 31.7998 | 1
15.8366 | 31.8267 | 1
17.3275 | 22.0127 | 1
8.8378 | 10.9791 | 1
19.7632 | 2.4014 | 1
19.2444 | 38.2533 | 1
3.8082 | 5.7607 | 1
13.0185 | 30.597 | 1
12.7896 | 38.4072 | 1
4.6457 | 16.4417 | 1
16.6357 | 39.7438 | 1
15.918 | 29.593 | 1
5.9354 | 46.0596 | 1
7.36 | 30.1697 | 1
7.4883 | 39.9301 | 1
0.76787 | 22.7809 | 1
11.3186 | 51.0088 | 1
7.8554 | 47.7244 | 1
20.7988 | 24.3502 | 1
8.2043 | 34.9207 | 1
1.8256 | 7.5209 | 1
3.9172 | 39.2322 | 1
12.7536 | 47.8437 | 1
3.9044 | 18.0768 | 1
19.113 | 6.8557 | 1
9.7029 | 11.4145 | 1
16.5767 | 51.0213 | 1
22.7034 | 23.5166 | 1
2.5854 | 0.58933 | 1
6.1666 | 42.4732 | 1
8.2203 | 13.228 | 1
7.4091 | 44.7369 | 1
22.0449 | 48.3892 | 1
20.9734 | 1.948 | 1
10.3187 | 17.9233 | 1
2.0321 | 37.5863 | 1
2.0902 | 51.7236 | 1
19.9695 | 33.6687 | 1
7.1849 | 49.2591 | 1
5.0177 | 15.0293 | 1
17.9155 | 53.7309 | 1
1.715 | 33.4472 | 1
15.819 | 19.584 | 1
3.8352 | 43.1953 | 1
19.2212 | 0.45861 | 1
16.7669 | 52.4429 | 1
13.8872 | 39.7168 | 1
16.9091 | 38.5029 | 1
12.2502 | 19.4017 | 1
1.8398 | 54.9517 | 1
3.376 | 29.1977 | 1
9.0231 | 23.8746 | 1
8.2175 | 13.6126 | 1
1.1997 | 34.4039 | 1
2.3992 | 40.827 | 1
3.0045 | 30.9413 | 1
3.0256 | 5.0783 | 1
22.7709 | 42.407 | 1
8.2306 | 26.6017 | 1
7.5939 | 46.9027 | 1
13.571 | 20.2371 | 1
3.7311 | 37.1894 | 1
21.6602 | 23.4043 | 1
19.805 | 4.542 | 1
0.70848 | 34.4645 | 1
21.1068 | 25.633 | 1
1.7454 | 12.2534 | 1
12.2711 | 2.808 | 1
6.7843 | 25.1611 | 1
20.8953 | 21.1326 | 1
22.4847 | 42.5761 | 1
20.4287 | 45.1974 | 1
10.964 | 32.2251 | 1
6.6496 | 37.4094 | 1
8.155 | 28.5238 | 1
17.733 | 38.37 | 1
6.9189 | 9.603 | 1
17.2966 | 49.907 | 1
3.7879 | 12.0833 | 1
16.7391 | 27.495 | 1
2.9288 | 33.6924 | 1
16.2036 | 42.2962 | 1
15.5965 | 14.1574 | 1
15.3138 | 4.413 | 1
18.6831 | 32.1274 | 1
1.9292 | 8.0828 | 1
20.3432 | 2.6252 | 1
10.8257 | 21.1429 | 1
7.225 | 20.4611 | 1
12.817 | 29.4892 | 1
6.1471 | 31.7588 | 1
18.3845 | 29.4177 | 1
6.1564 | 33.7416 | 1
11.4651 | 16.182 | 1
1.461 | 23.9298 | 1
4.2577 | 21.5307 | 1
4.53 | 43.6038 | 1
18.3794 | 24.1923 | 1
12.4156 | 11.4079 | 1
14.366 | 29.3015 | 1
6.9621 | 49.2306 | 1
8.3528 | 34.3183 | 1
11.7356 | 53.9965 | 1
16.1942 | 5.1862 | 1
19.8364 | 5.2913 | 1
14.0241 | 20.2154 | 1
20.0305 | 30.5583 | 1
21.3726 | 21.4459 | 1
13.8373 | 22.3725 | 1
13.8646 | 15.9853 | 1
0.21084 | 1.3345 | 1
17.4255 | 42.6265 | 1
10.3807 | 44.9223 | 1
3.114 | 33.293 | 1
20.9898 | 50.6315 | 1
12.8857 | 5.8124 | 1
7.2287 | 29.1107 | 1
21.4345 | 53.4308 | 1
16.5141 | 5.552 | 1
5.24 | 24.0561 | 1
4.046 | 32.5028 | 1
1.1176 | 16.1861 | 1
13.1109 | 45.6368 | 1
8.0825 | 46.3314 | 1
9.5938 | 38.2916 | 1
11.0394 | 43.6554 | 1
9.5718 | 8.5318 | 1
20.7553 | 5.8908 | 1
4.1811 | 29.4561 | 1
19.3638 | 1.2378 | 1
4.2577 | 12.3462 | 1
11.1045 | 13.9363 | 1
20.9476 | 35.065 | 1
15.6012 | 5.1054 | 1
9.4365 | 44.6139 | 1
13.2706 | 46.3697 | 1
1.6316 | 4.9145 | 1
10.3633 | 23.7588 | 1
3.9533 | 37.8402 | 1
16.1873 | 44.1158 | 1
5.9814 | 38.8311 | 1
9.3161 | 48.2751 | 1
6.0383 | 2.859 | 1
17.2769 | 28.9811 | 1
7.0135 | 27.4789 | 1
16.0272 | 27.3329 | 1
20.9017 | 1.9211 | 1
11.242 | 49.8859 | 1
2.1585 | 29.5323 | 1
10.6053 | 49.4177 | 1
8.3186 | 38.3877 | 1
20.9191 | 2.0758 | 1
20.5431 | 49.2078 | 1
9.4583 | 32.6065 | 1
11.2682 | 15.5318 | 1
17.3546 | 10.5181 | 1
7.3861 | 40.9798 | 1
3.8268 | 23.9803 | 1
1.2671 | 54.1616 | 1
6.2162 | 23.8221 | 1
2.3613 | 23.6974 | 1
13.6416 | 27.5204 | 1
8.9867 | 29.6842 | 1
15.7566 | 50.7763 | 1
5.3196 | 49.8379 | 1
17.5384 | 14.1093 | 1
1.5551 | 15.2315 | 1
0.32843 | 27.1513 | 1
10.1418 | 53.8731 | 1
22.7552 | 38.2563 | 1
4.5168 | 24.13 | 1
12.3228 | 38.64 | 1
2.5254 | 51.9694 | 1
2.6054 | 44.9474 | 1
19.3881 | 9.4431 | 1
11.4084 | 34.8023 | 1
18.597 | 46.8806 | 1
15.4515 | 40.3606 | 1
0.34959 | 55.2053 | 1
6.8865 | 52.24 | 1
22.8732 | 46.845 | 1
7.8483 | 12.3374 | 1
9.8731 | 31.7816 | 1
14.968 | 32.0499 | 1
16.8805 | 25.7469 | 1
5.2808 | 26.9955 | 1
18.9216 | 51.2549 | 1
10.925 | 25.0367 | 1
11.0008 | 42.4012 | 1
7.1616 | 21.4164 | 1
16.5046 | 40.6926 | 1
4.4297 | 26.6934 | 1
9.0804 | 9.3239 | 1
1.3159 | 21.7699 | 1
18.8014 | 4.4463 | 1
2.4733 | 16.7744 | 1
16.4843 | 35.1677 | 1
23.0543 | 6.6813 | 1
21.0363 | 47.4286 | 1
11.6783 | 46.2741 | 1
13.102 | 3.4612 | 1
1.0145 | 42.2871 | 1
13.2093 | 22.7581 | 1
14.1091 | 18.6227 | 1
12.1032 | 53.1467 | 1
9.045 | 44.621 | 1
8.8459 | 28.9917 | 1
12.5928 | 45.6064 | 1
5.1994 | 33.7698 | 1
12.1423 | 33.9613 | 1
17.1635 | 10.4918 | 1
0.32063 | 50.7597 | 1
22.7706 | 19.2063 | 1
8.1579 | 52.6084 | 1
2.7532 | 49.304 | 1
0.68736 | 39.9866 | 1
13.869 | 45.5118 | 1
17.9011 | 15.9713 | 1
16.9235 | 5.7107 | 1
4.368 | 19.9034 | 1
8.8737 | 15.1648 | 1
10.3303 | 18.6594 | 1
12.5797 | 1.5049 | 1
18.0042 | 54.9668 | 1
12.3057 | 15.9172 | 1
10.7962 | 55.2948 | 1
22.4649 | 35.4252 | 1
10.4865 | 16.5149 | 1
9.7171 | 3.2783 | 1
3.1292 | 13.362 | 1
16.9914 | 40.8705 | 1
9.5139 | 54.8707 | 1
6.0356 | 48.8224 | 1
17.0471 | 10.9067 | 1
1.2108 | 20.0573 | 1
10.7093 | 32.4114 | 1
17.8986 | 47.7676 | 1
19.9627 | 35.288 | 1
8.7901 | 1.325 | 1
18.8873 | 34.5132 | 1
7.0362 | 27.2208 | 1
14.6138 | 34.8836 | 1
1.4825 | 3.6251 | 1
13.314 | 16.4412 | 1
14.1818 | 52.4427 | 1
20.7784 | 18.3706 | 1
8.818 | 0.92532 | 1
8.3805 | 27.5641 | 1
4.7306 | 42.2968 | 1
2.6066 | 25.2708 | 1
19.9328 | 15.4069 | 1
6.4219 | 42.7556 | 1
0.18001 | 8.73 | 1
1.0004 | 5.7485 | 1
9.4825 | 50.7126 | 1
6.417 | 29.8145 | 1
13.4322 | 27.3149 | 1
2.6777 | 12.2378 | 1
12.0453 | 44.9759 | 1
21.6314 | 39.7717 | 1
14.115 | 34.7005 | 1
5.3509 | 1.6625 | 1
16.2785 | 34.2794 | 1
14.042 | 44.0177 | 1
13.8191 | 5.5813 | 1
19.7874 | 43.421 | 1
8.8607 | 13.5945 | 1
5.4521 | 34.8109 | 1
14.0482 | 18.7365 | 1
6.0054 | 13.399 | 1
14.3723 | 45.9953 | 1
12.4815 | 24.1447 | 1
20.1037 | 43.0273 | 1
21.7382 | 29.8427 | 1
15.1907 | 13.8148 | 1
20.5487 | 27.6824 | 1
8.7851 | 1.2323 | 1
11.9168 | 21.9525 | 1
3.8526 | 39.3132 | 1
13.5379 | 14.5848 | 1
10.1336 | 30.5786 | 1
1.3164 | 17.3976 | 1
15.0156 | 50.0331 | 1
11.8542 | 43.0577 | 1
21.5543 | 37.3674 | 1
2.4585 | 2.3989 | 1
6.1379 | 15.3712 | 1
19.2969 | 14.4109 | 1
16.3114 | 14.4147 | 1
18.4555 | 5.571 | 1
14.687 | 10.1913 | 1
3.2201 | 19.2405 | 1
14.7556 | 5.1196 | 1
12.405 | 43.6338 | 1
10.5818 | 33.8329 | 1
11.8693 | 49.5518 | 1
14.7838 | 47.6077 | 1
16.5696 | 0.94583 | 1
0.80714 | 29.79 | 1
2.7244 | 48.9915 | 1
22.2001 | 35.3091 | 1
22.3088 | 6.0346 | 1
0.712 | 45.9958 | 1
18.99 | 17.8216 | 1
12.3514 | 5.9863 | 1
15.0482 | 42.5076 | 1
8.2036 | 12.8155 | 1
0.90718 | 13.3565 | 1
0.97996 | 53.3496 | 1
2.9492 | 6.4397 | 1
5.8282 | 21.9818 | 1
7.1301 | 18.2688 | 1
6.3177 | 26.4375 | 1
6.5562 | 21.2744 | 1
18.2671 | 29.8019 | 1
17.6502 | 30.2747 | 1
6.2845 | 4.8773 | 1
8.7103 | 22.0338 | 1
10.1575 | 44.4999 | 1
9.8885 | 18.2531 | 1
13.54 | 36.0506 | 1
17.2692 | 29.8754 | 1
13.431 | 45.2227 | 1
5.955 | 22.5403 | 1
19.4637 | 6.5035 | 1
18.2971 | 53.268 | 1
1.5039 | 38.0885 | 1
20.3906 | 45.052 | 1
11.3009 | 17.2469 | 1
9.8596 | 31.4053 | 1
1.44 | 51.5678 | 1
7.9595 | 8.5129 | 1
8.8602 | 6.5481 | 1
3.1885 | 42.9576 | 1
3.1694 | 15.4037 | 1
20.6241 | 10.7966 | 1
16.6344 | 47.1739 | 1
7.9282 | 5.8702 | 1
5.1043 | 46.9332 | 1
12.4482 | 30.2175 | 1
22.0302 | 45.0872 | 1
5.8898 | 37.7449 | 1
3.5684 | 17.0447 | 1
22.0105 | 49.4086 | 1
13.6186 | 23.4659 | 1
12.3506 | 28.5297 | 1
11.7655 | 3.1775 | 1
2.6978 | 31.0305 | 1
16.498 | 28.6501 | 1
20.3629 | 0.66564 | 1
11.1986 | 12.7605 | 1
12.5669 | 51.2504 | 1
7.0046 | 28.2805 | 1
20.1297 | 28.7678 | 1
13.4934 | 34.6338 | 1
9.3976 | 15.2931 | 1
23.2022 | 32.726 | 1
16.8545 | 38.3791 | 1
9.2974 | 3.3616 | 1
23.2518 | 12.1325 | 1
18.1485 | 13.5495 | 1
3.1271 | 54.9651 | 1
1.4798 | 10.799 | 1
4.7483 | 19.7976 | 1
12.4081 | 25.5761 | 1
0.29613 | 48.5458 | 1
18.3557 | 1.6524 | 1
13.4061 | 53.7617 | 1
7.6058 | 24.9315 | 1
1.2847 | 20.8607 | 1
18.9887 | 34.7928 | 1
15.5581 | 41.7807 | 1
1.7614 | 9.9317 | 1
22.3189 | 19.4378 | 1
16.1794 | 0.78863 | 1
15.7324 | 50.772 | 1
11.4326 | 29.5041 | 1
10.7489 | 34.6374 | 1
14.4814 | 28.0797 | 1
21.0063 | 23.1997 | 1
9.4767 | 9.975 | 1
8.2124 | 38.8297 | 1
15.1134 | 4.6981 | 1
19.0386 | 52.8019 | 1
0.42516 | 23.0491 | 1
5.8318 | 45.1266 | 1
13.9502 | 24.4852 | 1
6.7021 | 15.0933 | 1
23.2598 | 19.0549 | 1
14.3849 | 25.0392 | 1
17.3799 | 48.945 | 1
6.8323 | 3.1268 | 1
22.9257 | 51.4672 | 1
0.69022 | 7.6767 | 1
19.1016 | 13.9694 | 1
13.2416 | 19.8166 | 1
16.5076 | 20.651 | 1
9.1827 | 47.0933 | 1
20.4966 | 9.1238 | 1
15.2041 | 46.7922 | 1
7.8096 | 19.2584 | 1
3.4968 | 39.8087 | 1
13.6974 | 29.4332 | 1
17.3076 | 52.3256 | 1
0.54177 | 44.6304 | 1
3.4582 | 5.5629 | 1
15.0949 | 30.6701 | 1
7.7249 | 4.7907 | 1
15.7639 | 34.5172 | 1
19.2039 | 0.76783 | 1
14.0541 | 23.9626 | 1
7.0722 | 48.9859 | 1
6.4585 | 21.7376 | 1
20.3951 | 50.6233 | 1
8.6061 | 9.348 | 1
8.5705 | 51.5949 | 1
12.538 | 35.3488 | 1
15.0125 | 49.1221 | 1
15.5382 | 11.7069 | 1
13.3387 | 3.7919 | 1
12.0637 | 23.2219 | 1
14.4199 | 23.944 | 1
19.437 | 22.7313 | 1
18.2929 | 2.63 | 1
4.4093 | 25.0143 | 1
0.66821 | 6.8975 | 1
19.1296 | 17.2695 | 1
18.1004 | 42.0999 | 1
3.4452 | 21.8473 | 1
16.2794 | 6.8845 | 1
20.0678 | 37.991 | 1
22.5064 | 0.90171 | 1
3.2553 | 42.6494 | 1
16.5989 | 12.5451 | 1
16.1502 | 6.3306 | 1
16.1544 | 42.1823 | 1
7.243 | 42.3783 | 1
19.5948 | 5.4653 | 1
16.902 | 35.3679 | 1
4.6922 | 26.3389 | 1
4.875 | 45.1022 | 1
13.5761 | 24.8151 | 1
4.2254 | 30.2718 | 1
23.1932 | 18.2923 | 1
10.9383 | 27.0631 | 1
9.4104 | 18.0674 | 1
22.81 | 51.4628 | 1
14.7373 | 25.8179 | 1
14.5209 | 34.7809 | 1
22.6166 | 37.113 | 1
16.6795 | 38.2184 | 1
14.7614 | 17.014 | 1
3.0847 | 15.4958 | 1
14.5419 | 1.1215 | 1
19.3322 | 37.1033 | 1
17.7712 | 44.0676 | 1
11.4158 | 31.1553 | 1
14.7263 | 39.1653 | 1
18.4611 | 9.2693 | 1
5.3572 | 42.4753 | 1
5.9252 | 39.3998 | 1
9.6372 | 6.5609 | 1
4.5803 | 36.9112 | 1
19.0501 | 25.9869 | 1
16.3626 | 54.6753 | 1
17.2358 | 35.408 | 1
10.0593 | 6.8853 | 1
6.4253 | 30.1173 | 1
15.7807 | 37.2918 | 1
6.0302 | 27.5362 | 1
0.30171 | 23.7107 | 1
18.5327 | 43.7594 | 1
17.8921 | 15.7499 | 1
15.4662 | 28.7193 | 1
22.842 | 49.228 | 1
1.7834 | 15.0555 | 1
0.25503 | 23.5705 | 1
23.1246 | 46.5982 | 1
2.9764 | 17.4926 | 1
2.905 | 33.8239 | 1
19.549 | 22.087 | 1
15.0429 | 1.4792 | 1
12.4507 | 46.8311 | 1
13.7945 | 52.0885 | 1
10.2539 | 44.9461 | 1
0.73062 | 55.1359 | 1
9.4907 | 11.6813 | 1
20.5285 | 21.1319 | 1
17.0083 | 54.8025 | 1
1.189 | 7.9002 | 1
14.643 | 47.186 | 1
16.179 | 38.8805 | 1
11.4697 | 10.9626 | 1
11.8676 | 11.5897 | 1
3.1588 | 38.8395 | 1
22.4283 | 31.0567 | 1
6.2431 | 52.7541 | 1
1.948 | 37.8876 | 1
18.0527 | 5.6501 | 1
22.9358 | 5.3453 | 1
17.3654 | 49.598 | 1
20.9851 | 54.7773 | 1
10.5126 | 44.7716 | 1
15.2029 | 37.7056 | 1
12.4146 | 54.0462 | 1
13.2082 | 27.4137 | 1
9.8665 | 10.5124 | 1
17.6571 | 20.6761 | 1
13.7484 | 12.8013 | 1
7.9071 | 2.6449 | 1
11.7874 | 43.8348 | 1
14.8251 | 7.6037 | 1
0.94214 | 5.2524 | 1
13.4187 | 29.5293 | 1
22.9652 | 40.466 | 1
14.3029 | 3.0776 | 1
7.4262 | 50.2958 | 1
14.476 | 17.3433 | 1
6.7597 | 54.6951 | 1
8.9559 | 43.6127 | 1
4.5026 | 47.8994 | 1
18.3933 | 40.7219 | 1
7.1868 | 2.6895 | 1
2.2248 | 19.7601 | 1
22.3579 | 2.2037 | 1
11.07 | 2.5741 | 1
21.271 | 23.2926 | 1
19.4443 | 9.9103 | 1
22.173 | 22.2961 | 1
8.9669 | 35.3341 | 1
23.2295 | 38.0588 | 1
21.5571 | 22.4982 | 1
6.8596 | 41.9658 | 1
20.4995 | 0.56774 | 1
17.8162 | 10.9317 | 1
16.0701 | 46.6242 | 1
0.84281 | 22.7143 | 1
3.5918 | 38.4292 | 1
16.9601 | 43.3404 | 1
16.5672 | 14.0102 | 1
9.5241 | 34.446 | 1
19.0009 | 39.6561 | 1
2.5385 | 2.694 | 1
16.2639 | 31.6593 | 1
5.092 | 53.4694 | 1
20.5299 | 16.0468 | 1
0.68873 | 26.2217 | 1
21.7562 | 28.6765 | 1
5.5129 | 5.0271 | 1
10.4991 | 29.505 | 1
4.8586 | 19.2607 | 1
9.4037 | 43.2706 | 1
7.3043 | 2.5295 | 1
4.9646 | 54.7986 | 1
22.9415 | 0.40538 | 1
5.29 | 45.8238 | 1
18.2392 | 24.0442 | 1
5.269 | 12.7057 | 1
7.3188 | 26.2633 | 1
0.013041 | 42.0044 | 1
9.5474 | 16.3712 | 1
16.9907 | 11.7096 | 1
1.6635 | 6.5477 | 1
17.7079 | 31.0101 | 1
19.0879 | 38.1038 | 1
22.6482 | 23.2809 | 1
4.4761 | 29.5428 | 1
5.8962 | 41.4196 | 1
17.2396 | 49.4614 | 1
0.37067 | 6.1435 | 1
3.5241 | 50.4939 | 1
11.3812 | 14.1144 | 1
6.7484 | 27.5007 | 1
16.4671 | 9.7987 | 1
5.4331 | 47.2105 | 1
5.8656 | 4.283 | 1
15.9929 | 29.4163 | 1
3.2673 | 39.8127 | 1
16.9871 | 32.1608 | 1
0.39419 | 13.0375 | 1
16.0262 | 51.0437 | 1
12.2623 | 5.0234 | 1
10.9135 | 47.7411 | 1
18.1685 | 29.6884 | 1
20.0369 | 1.6276 | 1
6.3684 | 54.9733 | 1
20.5292 | 14.2769 | 1
7.0456 | 25.6196 | 1
13.4169 | 19.1399 | 1
22.0054 | 51.1288 | 1
17.6844 | 35.572 | 1
19.304 | 14.5832 | 1
9.0989 | 22.2743 | 1
16.9884 | 28.6367 | 1
7.2155 | 29.5874 | 1
1.3467 | 52.8141 | 1
18.6857 | 42.8414 | 1
4.3973 | 27.0229 | 1
12.2875 | 52.8029 | 1
8.1368 | 21.577 | 1
18.1028 | 19.0281 | 1
11.9442 | 32.7735 | 1
9.5718 | 39.5839 | 1
17.9361 | 19.0577 | 1
3.8739 | 47.8872 | 1
11.364 | 28.2316 | 1
12.0681 | 35.2185 | 1
7.2764 | 16.9141 | 1
20.3086 | 54.7943 | 1
19.0004 | 30.6201 | 1
19.3535 | 33.753 | 1
15.6595 | 20.5043 | 1
6.6192 | 49.8601 | 1
6.0398 | 21.0352 | 1
19.5338 | 35.6915 | 1
10.9416 | 39.5203 | 1
7.5771 | 37.1456 | 1
21.5492 | 52.9855 | 1
7.583 | 26.9152 | 1
8.5652 | 21.1579 | 1
3.9149 | 45.5205 | 1
9.174 | 5.6056 | 1
11.3507 | 25.5242 | 1
15.2907 | 34.8456 | 1
8.4146 | 13.6632 | 1
16.5442 | 13.0639 | 1
15.5102 | 8.8091 | 1
19.2444 | 24.4423 | 1
19.1053 | 25.3057 | 1
2.2807 | 42.5748 | 1
13.8376 | 36.6423 | 1
14.404 | 40.1954 | 1
14.3418 | 53.3154 | 1
17.0914 | 15.9243 | 1
14.2637 | 25.6857 | 1
21.5775 | 27.32 | 1
15.0724 | 7.8251 | 1
16.818 | 44.0753 | 1
12.6191 | 34.765 | 1
12.9401 | 29.4289 | 1
14.3903 | 5.2454 | 1
13.8751 | 10.0159 | 1
22.1507 | 23.8891 | 1
7.5237 | 15.2114 | 1
11.2965 | 38.2579 | 1
18.2204 | 37.1403 | 1
20.6113 | 54.1085 | 1
10.9659 | 29.1539 | 1
14.0723 | 38.8959 | 1
2.4523 | 12.8675 | 1
0.28362 | 23.7031 | 1
6.4504 | 47.2822 | 1
10.5622 | 16.8858 | 1
4.2435 | 22.2763 | 1
22.5807 | 49.1221 | 1
8.7643 | 4.9642 | 1
19.9543 | 31.8071 | 1
4.1903 | 18.3964 | 1
17.7603 | 33.9511 | 1
9.0982 | 46.1108 | 1
13.732 | 27.1982 | 1
9.0258 | 32.9766 | 1
11.1038 | 30.9434 | 1
9.8323 | 32.3798 | 1
12.5034 | 15.852 | 1
19.8686 | 13.1861 | 1
3.4826 | 18.373 | 1
0.70218 | 1.2997 | 1
3.6592 | 54.5223 | 1
4.9621 | 38.3505 | 1
12.0831 | 21.0286 | 1
19.7852 | 3.1521 | 1
18.4625 | 18.6909 | 1
16.2884 | 42.7392 | 1
0.82127 | 37.1312 | 1
9.889 | 40.2381 | 1
7.8952 | 46.945 | 1
14.352 | 34.5159 | 1
2.5741 | 17.6832 | 1
17.6641 | 22.4816 | 1
3.8881 | 32.8429 | 1
2.7219 | 28.7248 | 1
13.7392 | 4.69 | 1
9.9464 | 45.1498 | 1
12.0032 | 0.44285 | 1
1.5072 | 13.8902 | 1
7.6878 | 16.4544 | 1
19.3537 | 39.7465 | 1
21.2657 | 13.93 | 1
15.8736 | 47.0999 | 1
7.0087 | 19.1213 | 1
22.7796 | 12.2355 | 1
19.5431 | 22.833 | 1
22.7615 | 51.8702 | 1
0.42172 | 29.8715 | 1
4.0662 | 5.266 | 1
5.1782 | 54.2204 | 1
23.0535 | 15.6916 | 1
22.2689 | 19.5624 | 1
10.6567 | 26.4639 | 1
4.2806 | 29.9228 | 1
18.1681 | 18.5436 | 1
0.57874 | 3.3389 | 1
1.5136 | 11.8111 | 1
2.7681 | 45.3987 | 1
10.8927 | 10.624 | 1
10.9788 | 8.4984 | 1
1.8196 | 1.9827 | 1
23.264 | 49.4746 | 1
15.658 | 42.1833 | 1
14.2068 | 11.0024 | 1
12.3459 | 19.0358 | 1
19.6443 | 22.0756 | 1
19.5466 | 16.857 | 1
6.8691 | 30.4902 | 1
8.7791 | 42.0769 | 1
18.3012 | 36.3681 | 1
12.4847 | 2.8622 | 1
13.9839 | 42.2612 | 1
23.047 | 42.8613 | 1
14.2353 | 50.7311 | 1
4.5764 | 19.8921 | 1
12.7934 | 8.6066 | 1
4.2629 | 20.7226 | 1
2.985 | 54.6738 | 1
4.1696 | 37.983 | 1
11.6314 | 53.2768 | 1
6.1088 | 5.9146 | 1
0.98434 | 28.821 | 1
14.2297 | 43.0627 | 1
16.9207 | 4.2556 | 1
14.6281 | 46.7038 | 1
9.2134 | 0.64448 | 1
3.3028 | 43.3291 | 1
9.596 | 35.9244 | 1
5.7406 | 10.3441 | 1
15.4386 | 17.232 | 1
9.3614 | 14.8286 | 1
5.7834 | 5.1739 | 1
7.8065 | 9.2083 | 1
2.9925 | 1.8034 | 1
14.8211 | 23.89 | 1
13.242 | 48.869 | 1
18.8252 | 22.2246 | 1
4.3632 | 10.8905 | 1
20.5054 | 33.5073 | 1
17.4653 | 3.6331 | 1
5.2696 | 17.4487 | 1
10.6543 | 51.9537 | 1
6.1243 | 20.5612 | 1
11.4084 | 0.73262 | 1
14.3855 | 26.1968 | 1
12.3461 | 8.3793 | 1
15.4521 | 31.8102 | 1
7.9758 | 3.8221 | 1
3.7586 | 49.5255 | 1
14.7526 | 2.3932 | 1
1.8749 | 1.4739 | 1
13.9932 | 5.0256 | 1
1.2781 | 45.8746 | 1
1.1936 | 11.2345 | 1
11.9752 | 27.8739 | 1
20.6912 | 20.0092 | 1
15.3895 | 7.8862 | 1
6.7588 | 46.394 | 1
12.5559 | 53.6245 | 1
2.1701 | 48.4574 | 1
8.4904 | 47.5916 | 1
6.3727 | 8.1594 | 1
4.1827 | 41.3456 | 1
15.3651 | 27.8895 | 1
11.8176 | 54.7323 | 1
2.866 | 54.2235 | 1
13.7685 | 42.3529 | 1
10.3249 | 1.361 | 1
17.973 | 0.85936 | 1
2.9666 | 32.6045 | 1
17.4286 | 17.6689 | 1
5.4005 | 3.6347 | 1
1.7547 | 38.4508 | 1
19.8787 | 27.0197 | 1
1.653 | 6.4654 | 1
5.8134 | 3.7398 | 1
7.2108 | 47.2171 | 1
21.0788 | 54.4935 | 1
16.2085 | 20.3651 | 1
13.4288 | 10.4828 | 1
8.9525 | 11.0295 | 1
18.3106 | 50.667 | 1
8.2216 | 4.6057 | 1
10.6311 | 26.1588 | 1
6.7155 | 13.7754 | 1
7.0996 | 53.8395 | 1
17.1987 | 49.3306 | 1
8.8747 | 14.8307 | 1
7.4214 | 24.9738 | 1
3.299 | 22.8261 | 1
12.2898 | 46.108 | 1
12.9053 | 51.4487 | 1
20.2972 | 1.4617 | 1
14.5103 | 11.9356 | 1
6.7149 | 15.0199 | 1
8.0764 | 25.0309 | 1
8.6421 | 50.9997 | 1
23.2145 | 54.6647 | 1
2.1245 | 48.9271 | 1
22.8633 | 33.608 | 1
3.1216 | 0.71568 | 1
2.4642 | 2.9949 | 1
22.8806 | 18.9346 | 1
3.352 | 12.3364 | 1
5.4537 | 17.6262 | 1
21.8054 | 53.4725 | 1
20.1676 | 0.8678 | 1
6.0911 | 35.7618 | 1
16.0637 | 21.6965 | 1
5.9374 | 47.5201 | 1
23.0292 | 39.6428 | 1
16.0827 | 24.6887 | 1
9.2198 | 23.5278 | 1
14.6359 | 41.453 | 1
13.4195 | 30.1302 | 1
14.7869 | 20.5951 | 1
14.8502 | 3.4219 | 1
6.6963 | 9.9365 | 1
10.7166 | 49.0674 | 1
5.4084 | 52.6114 | 1
16.2604 | 17.6678 | 1
4.5576 | 39.6566 | 1
1.8702 | 22.1255 | 1
10.4628 | 27.0629 | 1
18.1014 | 54.0953 | 1
2.9225 | 2.1837 | 1
16.7443 | 20.4769 | 1
10.8487 | 17.7997 | 1
17.9067 | 49.5251 | 1
17.0467 | 2.8162 | 1
17.185 | 42.3193 | 1
8.6025 | 18.3368 | 1
5.5914 | 18.5911 | 1
0.17462 | 39.6634 | 1
15.4205 | 23.3749 | 1
14.9347 | 54.463 | 1
3.0349 | 24.4226 | 1
3.0132 | 49.8924 | 1
6.4775 | 37.2802 | 1
8.5349 | 7.1637 | 1
21.5758 | 39.3941 | 1
19.3972 | 41.0511 | 1
6.1262 | 1.1489 | 1
17.6254 | 34.9332 | 1
0.046745 | 40.6567 | 1
19.6303 | 34.7328 | 1
10.8519 | 37.3398 | 1
2.8363 | 52.4385 | 1
5.6087 | 31.8464 | 1
2.1468 | 25.1064 | 1
2.2409 | 12.5052 | 1
10.8459 | 22.5038 | 1
20.9067 | 42.0769 | 1
14.8642 | 12.6499 | 1
12.4365 | 41.3282 | 1
11.8842 | 33.868 | 1
20.4969 | 27.8314 | 1
16.6278 | 14.0796 | 1
9.9362 | 19.2367 | 1
15.1682 | 30.1367 | 1
3.1778 | 1.7139 | 1
15.879 | 22.2416 | 1
15.6787 | 36.8918 | 1
6.8289 | 47.451 | 1
17.3182 | 28.7231 | 1
21.9917 | 29.4176 | 1
6.1832 | 29.851 | 1
6.9284 | 46.8961 | 1
0.32741 | 45.4902 | 1
14.6818 | 38.28 | 1
18.9982 | 2.6278 | 1
0.86727 | 38.6182 | 1
6.2488 | 36.4399 | 1
11.9151 | 29.0555 | 1
13.7455 | 26.1584 | 1
22.4875 | 39.3679 | 1
10.4332 | 33.5924 | 1
2.3084 | 54.3994 | 1
21.0404 | 21.1846 | 1
21.312 | 1.0487 | 1
21.3879 | 15.0529 | 1
4.1816 | 37.9475 | 1
5.8299 | 39.872 | 1
21.6491 | 17.7936 | 1
9.7079 | 37.2902 | 1
10.4415 | 28.798 | 1
5.0668 | 11.6873 | 1
5.0974 | 12.344 | 1
14.2323 | 35.4754 | 1
22.2707 | 36.0335 | 1
19.3143 | 20.1216 | 1
22.9596 | 20.4717 | 1
9.0548 | 29.7245 | 1
20.1429 | 24.0405 | 1
8.8258 | 52.6504 | 1
1.2666 | 3.1032 | 1
19.9546 | 53.1441 | 1
0.55869 | 5.9058 | 1
20.7255 | 47.6431 | 1
6.2972 | 33.9683 | 1
23.1162 | 36.2054 | 1
17.1665 | 10.4614 | 1
12.5397 | 50.3548 | 1
7.7239 | 7.4556 | 1
19.0861 | 10.8756 | 1
6.7876 | 13.3764 | 1
11.4767 | 39.2725 | 1
1.7563 | 47.8138 | 1
18.0534 | 5.1537 | 1
16.2321 | 33.8439 | 1
8.342 | 28.4242 | 1
17.3024 | 23.3581 | 1
7.8263 | 29.892 | 1
17.0701 | 33.0317 | 1
18.761 | 41.429 | 1
17.9679 | 30.8818 | 1
2.5702 | 6.4248 | 1
23.1462 | 30.7705 | 1
0.94006 | 50.6456 | 1
13.0737 | 18.9396 | 1
5.9403 | 1.8411 | 1
11.5147 | 43.8713 | 1
19.1114 | 34.7367 | 1
4.1179 | 15.8669 | 1
7.4047 | 39.7911 | 1
17.9816 | 21.822 | 1
5.7458 | 46.0048 | 1
11.3022 | 39.2043 | 1
23.1532 | 15.935 | 1
12.2781 | 6.8836 | 1
2.9649 | 14.8399 | 1
11.0564 | 50.2295 | 1
5.3669 | 10.8784 | 1
7.2774 | 8.9803 | 1
4.1705 | 33.272 | 1
5.8966 | 24.8532 | 1
0.29492 | 47.9578 | 1
18.253 | 6.2469 | 1
14.5612 | 34.6345 | 1
5.2509 | 28.5117 | 1
16.667 | 16.5542 | 1
6.6998 | 46.9475 | 1
22.5155 | 32.2328 | 1
13.5643 | 20.2533 | 1
18.2376 | 26.8374 | 1
15.3449 | 4.8104 | 1
20.0832 | 37.6251 | 1
5.2875 | 3.7687 | 1
1.9681 | 47.8952 | 1
1.614 | 53.2262 | 1
18.4299 | 3.7864 | 1
11.3503 | 9.9535 | 1
17.348 | 43.9682 | 1
20.1424 | 8.1707 | 1
9.3814 | 46.2141 | 1
2.3208 | 26.1999 | 1
11.4389 | 42.2368 | 1
18.006 | 19.7464 | 1
13.6048 | 25.3473 | 1
4.8827 | 28.3953 | 1
17.869 | 26.349 | 1
7.8195 | 55.2985 | 1
20.3171 | 43.0995 | 1
11.4083 | 2.5211 | 1
17.6774 | 49.6249 | 1
18.0838 | 7.5791 | 1
1.7986 | 36.8209 | 1
15.593 | 49.6442 | 1
10.3963 | 51.7283 | 1
15.0418 | 33.5127 | 1
15.0929 | 27.6453 | 1
16.0399 | 31.8068 | 1
21.8093 | 16.5696 | 1
22.6371 | 50.1136 | 1
19.9325 | 9.4734 | 1
13.9196 | 27.655 | 1
11.2589 | 37.1993 | 1
3.597 | 27.3635 | 1
15.4234 | 30.1589 | 1
9.6617 | 6.9115 | 1
21.0141 | 12.9057 | 1
15.8578 | 6.8735 | 1
0.50341 | 49.2318 | 1
9.4356 | 8.8471 | 1
15.6438 | 18.0367 | 1
22.112 | 22.4331 | 1
17.6478 | 35.1502 | 1
7.1893 | 11.3672 | 1
22.8978 | 29.9233 | 1
16.0118 | 28.1128 | 1
13.6894 | 41.4756 | 1
21.7045 | 24.2312 | 1
2.7101 | 10.4945 | 1
20.7882 | 37.3898 | 1
9.4114 | 32.8425 | 1
9.7688 | 37.5943 | 1
9.8529 | 49.3227 | 1
3.9919 | 19.8737 | 1
21.5733 | 20.744 | 1
11.3809 | 2.9864 | 1
14.7822 | 48.986 | 1
0.40408 | 50.2205 | 1
20.2122 | 33.9199 | 1
11.4439 | 11.915 | 1
20.7961 | 31.1671 | 1
4.51 | 8.965 | 1
7.8539 | 9.7845 | 1
1.668 | 43.1793 | 1
6.974 | 7.5209 | 1
8.1859 | 34.726 | 1
11.6526 | 40.92 | 1
0.58106 | 49.8966 | 1
21.3529 | 43.1492 | 1
5.1465 | 36.1589 | 1
10.4296 | 41.5281 | 1
0.70932 | 23.9587 | 1
20.6106 | 19.3865 | 1
6.1445 | 18.4518 | 1
13.0705 | 35.256 | 1
14.5048 | 5.5821 | 1
14.0431 | 44.4405 | 1
21.3327 | 41.7368 | 1
13.6163 | 36.4546 | 1
0.47531 | 18.2834 | 1
3.6448 | 51.7795 | 1
21.5873 | 7.13 | 1
2.7996 | 46.3457 | 1
14.09 | 5.4504 | 1
1.7378 | 29.4689 | 1
9.269 | 13.1611 | 1
12.907 | 16.5484 | 1
2.0359 | 49.2595 | 1
19.8969 | 31.7352 | 1
22.012 | 2.6969 | 1
8.0732 | 22.8386 | 1
8.6667 | 19.5042 | 1
23.198 | 7.9415 | 1
18.97 | 38.4486 | 1
20.5298 | 4.7601 | 1
11.2785 | 12.9459 | 1
20.7863 | 50.9309 | 1
21.7244 | 54.5949 | 1
2.0297 | 31.4726 | 1
9.3576 | 4.1979 | 1
15.0888 | 25.1076 | 1
0.094339 | 49.7368 | 1
13.1998 | 22.9518 | 1
4.7552 | 46.167 | 1
9.958 | 50.4025 | 1
7.4904 | 12.4851 | 1
18.5314 | 53.9657 | 1
4.0921 | 7.9457 | 1
20.6307 | 2.4642 | 1
0.24774 | 42.6228 | 1
16.2762 | 31.9486 | 1
8.1487 | 3.9553 | 1
6.0751 | 42.627 | 1
8.6796 | 30.4891 | 1
21.4505 | 52.3198 | 1
7.9914 | 6.2448 | 1
9.1206 | 47.7623 | 1
17.5316 | 31.0026 | 1
6.4864 | 17.5849 | 1
3.366 | 4.2267 | 1
9.2235 | 48.0311 | 1
18.8598 | 28.577 | 1
21.8188 | 3.7015 | 1
6.6483 | 40.6719 | 1
19.4969 | 5.961 | 1
6.8299 | 52.1002 | 1
3.5055 | 41.769 | 1
18.8352 | 27.594 | 1
10.5223 | 20.0527 | 1
10.8934 | 52.8694 | 1
2.7424 | 15.272 | 1
7.3095 | 21.7766 | 1
7.2379 | 33.6595 | 1
5.1371 | 33.5848 | 1
2.0476 | 26.0417 | 1
18.4508 | 46.9039 | 1
17.1416 | 42.8029 | 1
8.6448 | 54.9343 | 1
5.3825 | 49.3111 | 1
22.2309 | 6.2666 | 1
19.0648 | 28.4299 | 1
10.9543 | 23.5677 | 1
8.9794 | 51.6625 | 1
19.0963 | 39.8242 | 1
9.9715 | 15.719 | 1
10.9487 | 15.5302 | 1
12.245 | 8.7951 | 1
17.7778 | 23.7974 | 1
12.536 | 19.7702 | 1
0.53643 | 25.9302 | 1
8.3556 | 16.862 | 1
10.8572 | 33.1455 | 1
18.1376 | 26.1534 | 1
10.3403 | 30.5084 | 1
8.4038 | 25.0405 | 1
11.4012 | 22.4177 | 1
1.6958 | 17.851 | 1
11.6926 | 52.4727 | 1
13.879 | 19.7116 | 1
15.911 | 49.0437 | 1
0.98661 | 16.8748 | 1
5.6313 | 4.5933 | 1
1.4788 | 27.274 | 1
10.9099 | 29.8092 | 1
3.3918 | 12.8965 | 1
5.9829 | 40.2168 | 1
11.3568 | 43.1432 | 1
20.9166 | 36.3966 | 1
11.5263 | 37.3729 | 1
11.6077 | 13.9321 | 1
13.1217 | 21.9834 | 1
17.296 | 9.4876 | 1
3.5368 | 46.8689 | 1
16.486 | 5.535 | 1
16.3053 | 6.005 | 1
22.079 | 32.2784 | 1
3.7161 | 5.2326 | 1
18.48 | 34.9808 | 1
2.3013 | 14.484 | 1
16.1796 | 52.1739 | 1
15.7622 | 40.5707 | 1
16.2824 | 16.5231 | 1
13.284 | 4.8165 | 1
19.5841 | 28.2098 | 1
17.4271 | 11.065 | 1
15.3122 | 40.7113 | 1
2.6333 | 37.5345 | 1
5.0909 | 21.7503 | 1
8.9093 | 51.9738 | 1
19.8276 | 29.536 | 1
17.0249 | 30.4243 | 1
11.3774 | 3.5462 | 1
6.5762 | 45.8039 | 1
5.5687 | 51.2042 | 1
7.1075 | 42.0529 | 1
7.4935 | 4.6009 | 1
9.1596 | 30.9065 | 1
1.3973 | 17.0738 | 1
10.8326 | 51.781 | 1
5.7561 | 15.8456 | 1
9.4025 | 23.0644 | 1
1.2122 | 33.4569 | 1
22.2899 | 20.9942 | 1
6.2645 | 49.7616 | 1
0.82026 | 19.9476 | 1
9.75 | 20.1512 | 1
2.0298 | 2.205 | 1
4.2368 | 11.4414 | 1
1.7505 | 0.86825 | 1
6.2453 | 42.9756 | 1
13.3818 | 2.2982 | 1
12.4828 | 20.1456 | 1
17.6919 | 16.2276 | 1
9.1371 | 13.9144 | 1
14.867 | 28.8903 | 1
13.3954 | 27.8592 | 1
7.8149 | 19.0777 | 1
7.3714 | 34.7227 | 1
5.9494 | 55.0208 | 1
2.2453 | 2.5947 | 1
7.7317 | 40.2513 | 1
14.3583 | 22.1269 | 1
19.0669 | 37.0188 | 1
17.58 | 29.0763 | 1
11.4917 | 35.8181 | 1
14.8923 | 18.0706 | 1
16.2718 | 11.4399 | 1
12.5534 | 46.7322 | 1
7.8475 | 28.3392 | 1
18.881 | 50.2653 | 1
0.28137 | 47.9352 | 1
22.6237 | 13.3369 | 1
13.5351 | 28.7721 | 1
17.2453 | 51.9096 | 1
15.453 | 26.3485 | 1
22.1207 | 45.5831 | 1
13.3298 | 17.9287 | 1
9.0433 | 50.5648 | 1
7.4715 | 24.9963 | 1
5.9068 | 41.7816 | 1
13.194 | 41.2155 | 1
5.8976 | 54.9112 | 1
4.1617 | 48.9834 | 1
9.3767 | 11.3805 | 1
15.9947 | 21.7504 | 1
14.1906 | 12.6194 | 1
12.2071 | 10.364 | 1
21.857 | 23.2998 | 1
8.2552 | 54.4567 | 1
22.9565 | 53.18 | 1
20.1325 | 26.1184 | 1
8.1406 | 20.3569 | 1
14.644 | 27.4556 | 1
14.9835 | 17.1557 | 1
1.7615 | 0.68463 | 1
13.883 | 17.1272 | 1
19.5281 | 12.4185 | 1
14.4866 | 40.9759 | 1
2.1264 | 9.3478 | 1
8.6638 | 8.5678 | 1
1.7968 | 39.5526 | 1
8.0674 | 44.0748 | 1
10.3686 | 17.9477 | 1
13.3193 | 27.8877 | 1
8.3563 | 33.2832 | 1
15.45 | 7.1641 | 1
1.1238 | 44.8048 | 1
17.0468 | 24.513 | 1
12.7177 | 34.7413 | 1
23.2295 | 50.3675 | 1
0.63272 | 28.5814 | 1
9.3348 | 40.0395 | 1
14.7948 | 46.1047 | 1
15.1797 | 23.0282 | 1
7.0967 | 22.527 | 1
15.3909 | 37.5361 | 1
8.1546 | 26.5883 | 1
7.3567 | 3.528 | 1
10.8556 | 27.7022 | 1
7.2824 | 36.8523 | 1
17.5062 | 52.2645 | 1
9.0991 | 2.7569 | 1
18.1754 | 1.3619 | 1
13.2825 | 47.8282 | 1
4.7396 | 1.7368 | 1
9.7405 | 52.7118 | 1
15.4784 | 0.54248 | 1
0.49019 | 49.0467 | 1
12.3699 | 4.4531 | 1
14.5843 | 17.9159 | 1
19.4717 | 29.0779 | 1
5.697 | 11.7348 | 1
11.3388 | 41.1958 | 1
4.652 | 3.1129 | 1
18.9506 | 18.0265 | 1
21.838 | 40.4137 | 1
7.0292 | 52.4088 | 1
17.9236 | 33.1794 | 1
21.46 | 34.3188 | 1
15.129 | 1.8969 | 1
4.6317 | 37.4722 | 1
6.3894 | 18.2237 | 1
13.3479 | 38.7654 | 1
20.3069 | 53.5957 | 1
6.1041 | 27.0805 | 1
18.0767 | 48.2 | 1
13.4381 | 31.2827 | 1
5.9095 | 8.7465 | 1
12.8975 | 31.0408 | 1
12.215 | 28.7957 | 1
14.1585 | 6.9509 | 1
11.1775 | 19.3395 | 1
17.2389 | 30.9355 | 1
20.5391 | 44.3992 | 1
12.1323 | 30.787 | 1
16.1929 | 21.4048 | 1
18.2876 | 30.6072 | 1
15.8437 | 27.913 | 1
14.8753 | 45.7214 | 1
12.7448 | 33.0932 | 1
4.6126 | 48.6826 | 1
1.824 | 53.6696 | 1
9.9084 | 16.557 | 1
18.7958 | 39.9529 | 1
16.86 | 27.1865 | 1
15.545 | 4.3397 | 1
13.9239 | 50.1051 | 1
20.2207 | 31.5256 | 1
20.3138 | 32.258 | 1
5.9111 | 50.2119 | 1
16.8776 | 35.011 | 1
11.9534 | 19.9367 | 1
19.3754 | 9.2614 | 1
4.8997 | 12.4901 | 1
13.698 | 13.8695 | 1
14.7281 | 39.54 | 1
2.1124 | 50.6594 | 1
22.3095 | 38.5069 | 1
1.0363 | 13.89 | 1
11.5055 | 48.2449 | 1
14.2413 | 37.5878 | 1
9.6933 | 17.4726 | 1
8.7573 | 14.4887 | 1
16.6736 | 33.0917 | 1
17.0036 | 53.0999 | 1
13.6011 | 47.2334 | 1
3.1762 | 34.4275 | 1
3.8345 | 32.3262 | 1
17.1615 | 21.4142 | 1
8.2755 | 27.6739 | 1
11.3329 | 17.6229 | 1
16.5596 | 36.995 | 1
9.0852 | 46.8361 | 1
3.2241 | 49.7448 | 1
9.5889 | 9.7666 | 1
5.782 | 49.4642 | 1
10.949 | 14.5709 | 1
15.3528 | 28.4158 | 1
17.6072 | 15.8094 | 1
2.2892 | 1.7581 | 1
0.39885 | 49.6347 | 1
8.4983 | 3.2528 | 1
16.476 | 40.7459 | 1
3.1143 | 44.7917 | 1
16.774 | 26.743 | 1
19.757 | 31.308 | 1
6.1681 | 10.1897 | 1
23.0555 | 2.5917 | 1
20.9687 | 37.9923 | 1
3.1768 | 17.6459 | 1
11.0663 | 17.0846 | 1
21.5204 | 45.0327 | 1
1.7533 | 36.1539 | 1
14.5165 | 16.5368 | 1
8.0489 | 45.7694 | 1
3.8818 | 51.2769 | 1
12.1977 | 47.2129 | 1
5.5862 | 6.3209 | 1
23.1967 | 31.1114 | 1
12.2694 | 23.6618 | 1
13.3033 | 52.5818 | 1
13.0168 | 35.6822 | 1
16.1814 | 2.8501 | 1
14.5917 | 21.3147 | 1
17.6026 | 1.2683 | 1
5.7477 | 15.7275 | 1
19.7248 | 26.8146 | 1
12.815 | 20.8133 | 1
2.8904 | 45.9559 | 1
21.3739 | 37.9095 | 1
8.8815 | 14.1814 | 1
1.9568 | 48.4412 | 1
5.6971 | 16.877 | 1
22.6726 | 2.5367 | 1
19.3388 | 4.3195 | 1
15.139 | 29.3793 | 1
0.080256 | 54.9053 | 1
7.6874 | 36.5595 | 1
20.1233 | 16.7851 | 1
6.2907 | 13.2889 | 1
21.3722 | 27.7293 | 1
15.3991 | 40.8323 | 1
16.2179 | 17.6256 | 1
10.1353 | 24.9969 | 1
13.6718 | 18.2964 | 1
21.6564 | 39.3185 | 1
7.3604 | 34.8252 | 1
9.1301 | 40.0075 | 1
12.2657 | 8.1659 | 1
16.63 | 40.1651 | 1
11.4124 | 55.288 | 1
22.4307 | 31.3643 | 1
5.451 | 20.199 | 1
7.1371 | 15.4425 | 1
1.2319 | 38.7443 | 1
15.3062 | 24.5131 | 1
6.3085 | 40.0165 | 1
16.3429 | 41.9934 | 1
13.0742 | 45.4279 | 1
22.1117 | 21.0084 | 1
11.3585 | 11.4551 | 1
22.2436 | 5.0216 | 1
8.4939 | 50.9926 | 1
6.9797 | 30.3323 | 1
12.4216 | 44.6517 | 1
8.2673 | 13.3758 | 1
12.6266 | 12.1952 | 1
22.2894 | 34.3639 | 1
12.6223 | 51.4025 | 1
21.3693 | 27.0562 | 1
10.6345 | 14.9106 | 1
12.7086 | 38.8711 | 1
14.2349 | 16.7386 | 1
15.3084 | 30.1589 | 1
17.4763 | 12.4644 | 1
20.3468 | 51.6884 | 1
6.1925 | 24.2342 | 1
10.4009 | 18.0082 | 1
15.5049 | 22.8107 | 1
21.8235 | 41.4637 | 1
1.7817 | 43.7832 | 1
9.7866 | 25.6734 | 1
13.1582 | 12.2277 | 1
18.3084 | 44.3315 | 1
1.2696 | 4.6572 | 1
14.2349 | 21.7834 | 1
2.1692 | 50.0404 | 1
15.0087 | 41.7083 | 1
4.4233 | 16.7811 | 1
7.9388 | 15.5353 | 1
11.8255 | 40.5544 | 1
14.8861 | 30.6672 | 1
5.2352 | 10.006 | 1
18.0139 | 26.0006 | 1
3.9891 | 8.3558 | 1
6.6927 | 51.4131 | 1
15.4925 | 40.5505 | 1
18.8878 | 46.0903 | 1
5.5933 | 1.3687 | 1
22.7459 | 23.6006 | 1
0.99491 | 12.9421 | 1
17.0211 | 21.5411 | 1
3.6715 | 33.9352 | 1
16.6297 | 39.1437 | 1
21.8967 | 26.7717 | 1
14.1278 | 36.3808 | 1
16.1934 | 24.5902 | 1
18.7412 | 54.9208 | 1
19.1419 | 6.198 | 1
20.298 | 25.1682 | 1
20.6572 | 8.8189 | 1
10.4507 | 51.0487 | 1
12.3321 | 3.6615 | 1
14.6872 | 5.6112 | 1
12.9211 | 7.2534 | 1
20.479 | 17.6656 | 1
4.8948 | 36.6829 | 1
1.1993 | 1.0126 | 1
13.4054 | 47.2353 | 1
10.7034 | 42.2763 | 1
17.9591 | 21.045 | 1
12.5378 | 38.0298 | 1
2.9851 | 33.6488 | 1
11.411 | 31.7931 | 1
0.597 | 22.4192 | 1
2.2287 | 7.0658 | 1
8.9448 | 28.3871 | 1
10.6859 | 39.6933 | 1
9.3412 | 6.1779 | 1
14.2039 | 51.6794 | 1
20.6102 | 10.4573 | 1
4.5412 | 24.0175 | 1
22.2532 | 25.4695 | 1
18.739 | 5.2683 | 1
21.6542 | 34.9614 | 1
8.9959 | 11.4209 | 1
2.6947 | 28.0254 | 1
22.8994 | 47.3037 | 1
13.0839 | 42.014 | 1
17.9389 | 48.2138 | 1
5.9561 | 39.1919 | 1
22.4829 | 36.2647 | 1
20.2146 | 53.597 | 1
14.22 | 20.716 | 1
14.8172 | 53.3977 | 1
16.637 | 6.2284 | 1
20.4736 | 49.7661 | 1
5.9095 | 40.4065 | 1
12.6469 | 51.1055 | 1
22.4974 | 51.8416 | 1
20.9296 | 48.3124 | 1
6.6712 | 11.9736 | 1
16.6622 | 51.1479 | 1
6.343 | 39.1179 | 1
5.9562 | 26.9444 | 1
4.0694 | 7.0243 | 1
20.4551 | 36.105 | 1
3.1599 | 29.1172 | 1
12.7535 | 49.1319 | 1
12.9087 | 9.4677 | 1
10.2159 | 31.0195 | 1
14.0766 | 25.0625 | 1
11.7433 | 29.1513 | 1
12.1202 | 29.8972 | 1
20.6058 | 53.1852 | 1
8.9858 | 11.7609 | 1
7.2693 | 45.8196 | 1
0.23501 | 46.2981 | 1
19.2718 | 10.4797 | 1
1.096 | 24.9463 | 1
5.1643 | 25.1379 | 1
14.6783 | 24.6861 | 1
11.7479 | 30.1973 | 1
3.9855 | 10.1432 | 1
8.758 | 18.7685 | 1
6.398 | 19.9675 | 1
19.4939 | 1.6733 | 1
19.921 | 48.2606 | 1
21.8143 | 51.5519 | 1
0.94778 | 20.8795 | 1
11.8281 | 13.8093 | 1
19.6368 | 40.4925 | 1
22.1329 | 5.6581 | 1
22.7439 | 34.5524 | 1
14.943 | 26.9122 | 1
0.33494 | 4.3845 | 1
17.4094 | 26.3165 | 1
16.5999 | 9.6204 | 1
4.2896 | 49.9559 | 1
15.3069 | 11.9689 | 1
8.3771 | 14.8633 | 1
4.4208 | 8.159 | 1
12.0117 | 28.1003 | 1
3.1476 | 42.8319 | 1
8.0915 | 7.1602 | 1
20.4807 | 22.4558 | 1
13.2816 | 23.9836 | 1
21.6203 | 22.8826 | 1
2.4286 | 30.8654 | 1
2.8554 | 40.2913 | 1
3.8402 | 13.5619 | 1
19.7855 | 1.7586 | 1
8.3595 | 5.8795 | 1
4.8836 | 44.6942 | 1
19.6478 | 9.5448 | 1
16.3173 | 9.1027 | 1
20.809 | 1.9997 | 1
23.012 | 6.5544 | 1
22.3073 | 2.0248 | 1
18.5249 | 53.0553 | 1
18.3071 | 28.5053 | 1
4.3511 | 10.9006 | 1
18.0428 | 45.6574 | 1
9.62 | 11.2809 | 1
17.3923 | 20.0483 | 1
17.3332 | 47.9839 | 1
4.9623 | 47.1902 | 1
22.3505 | 6.2359 | 1
15.5542 | 38.8358 | 1
15.0446 | 24.8189 | 1
10.9652 | 21.4507 | 1
16.4875 | 2.6876 | 1
22.3731 | 2.0401 | 1
4.8942 | 32.6642 | 1
5.8874 | 17.7517 | 1
0.061919 | 39.0215 | 1
22.9443 | 11.3644 | 1
0.8527 | 41.5436 | 1
21.4506 | 29.8526 | 1
23.1116 | 29.0636 | 1
14.3201 | 44.6239 | 1
3.402 | 30.9036 | 1
9.6285 | 13.4488 | 1
16.1734 | 49.2502 | 1
23.0274 | 27.8731 | 1
16.1184 | 39.7109 | 1
4.7951 | 20.4143 | 1
13.3785 | 46.2264 | 1
14.1148 | 6.3567 | 1
1.4655 | 15.9309 | 1
2.8304 | 24.0576 | 1
22.2847 | 37.4958 | 1
22.0414 | 18.9351 | 1
8.6499 | 45.9918 | 1
19.6909 | 2.017 | 1
17.1852 | 28.0404 | 1
15.3625 | 31.2507 | 1
20.2766 | 19.7768 | 1
8.6899 | 51.9168 | 1
1.3673 | 11.6526 | 1
12.9408 | 5.6162 | 1
17.42 | 54.4169 | 1
23.1419 | 14.0517 | 1
10.8879 | 28.1186 | 1
1.7758 | 7.6465 | 1
9.8346 | 33.8328 | 1
13.6766 | 51.3706 | 1
16.7076 | 41.4002 | 1
9.1683 | 15.8307 | 1
13.689 | 30.5417 | 1
15.8675 | 17.6534 | 1
2.7791 | 27.3891 | 1
5.0259 | 2.7384 | 1
9.2548 | 1.1253 | 1
10.0056 | 44.8946 | 1
16.3703 | 45.7798 | 1
10.4193 | 37.5458 | 1
3.8532 | 20.8578 | 1
8.5255 | 37.9597 | 1
1.2435 | 28.1079 | 1
9.7492 | 45.9951 | 1
6.8623 | 16.1698 | 1
18.9016 | 19.2816 | 1
18.6275 | 53.8517 | 1
7.6995 | 34.3502 | 1
21.8277 | 33.4071 | 1
18.6457 | 31.8776 | 1
18.3899 | 25.0169 | 1
8.5017 | 43.6407 | 1
15.7853 | 8.9123 | 1
12.2031 | 46.7473 | 1
15.1281 | 37.0531 | 1
3.5387 | 33.5265 | 1
13.6974 | 37.1076 | 1
11.9229 | 15.0548 | 1
13.974 | 25.9133 | 1
8.9516 | 26.0177 | 1
22.0866 | 18.6548 | 1
0.69518 | 27.7582 | 1
16.1914 | 55.3064 | 1
2.6974 | 11.3658 | 1
0.75398 | 30.0442 | 1
13.2923 | 24.111 | 1
19.3893 | 32.6328 | 1
20.2421 | 51.8295 | 1
17.1621 | 16.9007 | 1
11.1498 | 48.2435 | 1
18.112 | 5.2463 | 1
22.6122 | 54.6086 | 1
16.0248 | 50.6445 | 1
6.4481 | 14.8833 | 1
6.3206 | 46.9711 | 1
17.7603 | 31.329 | 1
8.3877 | 21.1243 | 1
19.9128 | 10.0765 | 1
21.9626 | 53.2815 | 1
3.6812 | 47.8083 | 1
20.1354 | 24.3706 | 1
19.8494 | 33.9769 | 1
12.2369 | 4.5636 | 1
8.5141 | 29.4253 | 1
7.7351 | 47.1346 | 1
10.7674 | 51.6095 | 1
7.333 | 19.7283 | 1
2.3849 | 18.5463 | 1
6.6133 | 28.2999 | 1
21.6502 | 36.7019 | 1
15.5628 | 25.9021 | 1
1.6525 | 51.3548 | 1
15.9361 | 33.6489 | 1
10.1204 | 14.6159 | 1
0.65689 | 4.9315 | 1
12.222 | 6.9313 | 1
14.0159 | 37.2264 | 1
19.9858 | 13.4172 | 1
5.0013 | 8.1501 | 1
18.1671 | 25.6276 | 1
6.0783 | 9.8492 | 1
2.9238 | 30.341 | 1
20.6545 | 12.6696 | 1
8.4323 | 52.3749 | 1
9.3637 | 41.8339 | 1
12.0912 | 11.737 | 1
4.1693 | 48.611 | 1
17.9444 | 43.2088 | 1
8.8011 | 40.9476 | 1
14.379 | 45.8104 | 1
9.3764 | 41.0812 | 1
13.6206 | 46.9832 | 1
6.5555 | 12.3131 | 1
17.3762 | 19.5595 | 1
1.5756 | 8.2363 | 1
14.5684 | 49.1599 | 1
10.9232 | 35.6527 | 1
6.3727 | 36.2901 | 1
19.3821 | 1.4152 | 1
5.9246 | 25.4694 | 1
6.8757 | 25.1128 | 1
6.4647 | 55.0554 | 1
23.2232 | 41.1523 | 1
14.6695 | 12.53 | 1
16.8288 | 53.2127 | 1
19.346 | 1.2656 | 1
9.6996 | 25.5557 | 1
4.121 | 11.0943 | 1
4.3522 | 20.0984 | 1
18.894 | 9.7086 | 1
12.7723 | 31.6647 | 1
11.6485 | 28.8214 | 1
6.627 | 10.6544 | 1
13.676 | 12.7809 | 1
13.097 | 17.769 | 1
3.0663 | 22.9682 | 1
10.3511 | 23.3612 | 1
13.9122 | 7.9236 | 1
2.6178 | 5.7328 | 1
1.0097 | 51.1675 | 1
0.87896 | 27.2133 | 1
6.7057 | 14.2389 | 1
5.9047 | 22.356 | 1
19.0179 | 13.963 | 1
4.8726 | 11.3419 | 1
11.4417 | 52.8245 | 1
19.9671 | 32.9453 | 1
9.3154 | 16.3457 | 1
2.1944 | 35.6969 | 1
14.4846 | 2.9466 | 1
22.8826 | 34.3276 | 1
19.4259 | 33.74 | 1
18.8002 | 40.7492 | 1
1.1266 | 22.8198 | 1
18.7902 | 27.2501 | 1
9.5008 | 14.8319 | 1
6.2597 | 9.3562 | 1
10.2161 | 52.2011 | 1
2.9805 | 41.153 | 1
8.1182 | 19.8182 | 1
2.2055 | 24.2547 | 1
14.6228 | 19.255 | 1
9.2709 | 20.3424 | 1
6.4467 | 29.0422 | 1
20.88 | 3.2546 | 1
20.9789 | 51.4238 | 1
17.1616 | 6.2156 | 1
10.3987 | 44.5814 | 1
10.3447 | 38.5818 | 1
2.3641 | 11.4151 | 1
14.5021 | 11.1805 | 1
3.0764 | 8.5894 | 1
22.4241 | 25.0116 | 1
17.3404 | 46.4965 | 1
20.5875 | 54.4082 | 1
5.314 | 22.2439 | 1
8.5033 | 14.194 | 1
3.5395 | 8.5631 | 1
16.5841 | 41.7453 | 1
3.1677 | 36.2248 | 1
15.026 | 40.3691 | 1
7.1452 | 44.3374 | 1
15.6865 | 45.1333 | 1
14.3171 | 38.4867 | 1
22.2485 | 28.7435 | 1
6.4203 | 21.5931 | 1
17.8393 | 45.35 | 1
4.4196 | 3.7921 | 1
10.6742 | 10.2079 | 1
5.8667 | 28.2561 | 1
19.4208 | 43.9085 | 1
8.4399 | 23.1169 | 1
21.4024 | 8.4159 | 1
6.0924 | 35.9845 | 1
15.3684 | 52.5129 | 1
3.7948 | 4.7062 | 1
2.3557 | 30.2451 | 1
14.5202 | 49.2284 | 1
16.3079 | 10.7089 | 1
8.3773 | 2.5869 | 1
4.3484 | 9.5146 | 1
1.5631 | 34.8608 | 1
9.0097 | 15.9736 | 1
1.7326 | 24.4988 | 1
1.9322 | 34.7856 | 1
13.8431 | 44.3988 | 1
15.951 | 44.6981 | 1
15.3674 | 6.3023 | 1
1.0738 | 1.4619 | 1
13.5775 | 0.89633 | 1
1.9694 | 44.9599 | 1
16.6344 | 45.011 | 1
7.8341 | 37.3812 | 1
11.0718 | 1.5201 | 1
3.9741 | 53.9437 | 1
22.2821 | 39.7756 | 1
20.0986 | 39.678 | 1
11.1192 | 41.5592 | 1
5.2227 | 25.2506 | 1
7.369 | 51.146 | 1
7.1257 | 52.4843 | 1
6.231 | 29.2162 | 1
12.8154 | 54.5199 | 1
16.8597 | 32.3226 | 1
22.6386 | 7.5347 | 1
10.9117 | 6.7986 | 1
5.4379 | 54.0607 | 1
15.8985 | 13.7601 | 1
5.471 | 40.7801 | 1
14.1689 | 26.8879 | 1
10.0075 | 41.3752 | 1
22.1939 | 8.443 | 1
10.9721 | 7.2322 | 1
0.17718 | 7.0935 | 1
15.6615 | 5.067 | 1
0.080458 | 15.4952 | 1
2.7954 | 1.6197 | 1
14.9383 | 51.5507 | 1
1.6001 | 33.973 | 1
22.3145 | 23.5432 | 1
16.7013 | 2.6996 | 1
1.5613 | 49.9042 | 1
2.3542 | 16.186 | 1
14.0026 | 9.0141 | 1
0.14178 | 33.1556 | 1
10.3087 | 51.8043 | 1
9.2506 | 31.589 | 1
11.3871 | 54.7986 | 1
7.895 | 48.937 | 1
5.9774 | 7.1123 | 1
23.23 | 22.2586 | 1
5.5881 | 51.2495 | 1
6.1253 | 7.4739 | 1
23.1849 | 22.8103 | 1
22.1818 | 14.615 | 1
4.58 | 4.6432 | 1
1.7491 | 11.0639 | 1
13.9219 | 24.8376 | 1
5.8858 | 10.1857 | 1
3.5901 | 47.7593 | 1
20.3286 | 30.9539 | 1
9.2058 | 54.5478 | 1
1.8263 | 4.9222 | 1
21.4704 | 14.0001 | 1
14.7488 | 8.9195 | 1
15.7828 | 8.9616 | 1
20.8409 | 32.7014 | 1
18.0823 | 24.8611 | 1
18.5692 | 49.7971 | 1
4.5822 | 26.4076 | 1
14.5533 | 38.0124 | 1
21.3355 | 5.761 | 1
23.0489 | 35.2205 | 1
20.4923 | 23.2588 | 1
7.2283 | 2.0262 | 1
4.1567 | 45.3076 | 1
1.1888 | 42.6701 | 1
17.6157 | 46.4212 | 1
11.7604 | 48.8056 | 1
11.8579 | 8.5946 | 1
18.741 | 28.9643 | 1
20.7986 | 19.5592 | 1
11.5525 | 11.8413 | 1
9.0953 | 3.3521 | 1
9.6891 | 26.3455 | 1
5.0305 | 13.0847 | 1
8.4202 | 0.47752 | 1
14.3041 | 28.4374 | 1
2.23 | 50.7762 | 1
8.5169 | 30.6146 | 1
9.8149 | 18.8995 | 1
0.81008 | 29.9504 | 1
5.9664 | 38.5309 | 1
7.3666 | 30.3481 | 1
10.2758 | 32.9445 | 1
12.0908 | 10.6807 | 1
22.2329 | 32.8334 | 1
20.8511 | 16.9023 | 1
11.3656 | 34.6733 | 1
22.3605 | 52.743 | 1
16.4604 | 10.4524 | 1
18.069 | 34.6402 | 1
0.10848 | 6.8702 | 1
3.4435 | 28.5442 | 1
21.8286 | 21.7156 | 1
21.8172 | 45.0462 | 1
7.5158 | 3.4351 | 1
11.9251 | 22.4363 | 1
11.5656 | 13.1287 | 1
13.3724 | 5.1366 | 1
16.3637 | 10.8645 | 1
22.6967 | 28.3296 | 1
10.5695 | 24.0388 | 1
9.6736 | 26.0233 | 1
18.7284 | 30.8863 | 1
14.0988 | 33.9039 | 1
20.7735 | 8.509 | 1
0.38996 | 43.4804 | 1
15.2997 | 33.6835 | 1
14.9834 | 31.795 | 1
0.44366 | 40.1081 | 1
4.554 | 43.2711 | 1
6.226 | 23.865 | 1
6.8789 | 33.0218 | 1
13.4993 | 12.529 | 1
20.6554 | 51.1723 | 1
19.0523 | 55.0926 | 1
6.5468 | 3.9745 | 1
10.1015 | 36.1661 | 1
8.9193 | 0.65271 | 1
0.6244 | 34.4384 | 1
22.3362 | 29.6944 | 1
14.4902 | 52.1823 | 1
18.562 | 19.348 | 1
0.65889 | 37.6888 | 1
22.2987 | 26.6882 | 1
4.0642 | 1.5527 | 1
2.6692 | 45.3266 | 1
10.3599 | 5.5115 | 1
12.781 | 17.0007 | 1
20.1786 | 34.51 | 1
9.5619 | 35.8247 | 1
20.3006 | 29.0698 | 1
3.7127 | 32.8076 | 1
17.8975 | 5.9339 | 1
1.5254 | 12.5661 | 1
18.9963 | 53.6578 | 1
10.441 | 53.5208 | 1
13.6672 | 22.2531 | 1
6.9794 | 18.5708 | 1
18.0643 | 53.9188 | 1
2.3288 | 17.9876 | 1
4.6659 | 40.9164 | 1
19.41 | 2.8312 | 1
5.3637 | 18.7365 | 1
2.6123 | 26.6621 | 1
2.0679 | 30.7229 | 1
4.8408 | 27.7769 | 1
8.2353 | 35.2797 | 1
14.9637 | 8.9736 | 1
1.9865 | 17.0984 | 1
6.8497 | 48.1809 | 1
0.95596 | 9.6276 | 1
8.2842 | 11.1953 | 1
22.9867 | 3.4943 | 1
15.198 | 9.5734 | 1
8.4254 | 11.6604 | 1
7.62 | 13.2729 | 1
14.4532 | 48.3722 | 1
11.5202 | 50.0513 | 1
4.9538 | 34.8751 | 1
18.5501 | 30.9046 | 1
9.7648 | 6.2826 | 1
15.3198 | 16.0122 | 1
11.3914 | 35.4037 | 1
5.4706 | 47.9183 | 1
19.6004 | 19.0873 | 1
0.25454 | 37.977 | 1
17.2339 | 2.5065 | 1
4.5568 | 41.7544 | 1
19.6342 | 21.732 | 1
10.3266 | 40.7716 | 1
6.5171 | 41.5292 | 1
6.0678 | 28.1673 | 1
15.045 | 12.2944 | 1
15.1373 | 45.7528 | 1
21.2808 | 43.3533 | 1
7.2436 | 52.2311 | 1
4.982 | 24.5722 | 1
18.5706 | 12.477 | 1
22.8745 | 20.7753 | 1
5.5986 | 11.9474 | 1
2.7845 | 27.3443 | 1
16.8642 | 50.6955 | 1
21.748 | 3.3443 | 1
1.3592 | 19.2326 | 1
10.3405 | 38.2023 | 1
19.6673 | 32.4475 | 1
14.4287 | 43.2943 | 1
9.0641 | 12.4711 | 1
1.0246 | 5.3936 | 1
14.0342 | 31.1272 | 1
11.7809 | 19.7561 | 1
23.2541 | 38.1522 | 1
9.1962 | 52.788 | 1
3.9381 | 18.4372 | 1
17.3916 | 30.5065 | 1
3.6833 | 3.7467 | 1
7.2193 | 47.1925 | 1
20.8952 | 10.1641 | 1
19.9925 | 32.9711 | 1
20.741 | 54.866 | 1
15.9566 | 33.9819 | 1
21.5322 | 4.1225 | 1
10.7488 | 29.751 | 1
15.7531 | 39.3416 | 1
4.7603 | 32.9455 | 1
12.463 | 38.8823 | 1
7.1687 | 15.333 | 1
10.5391 | 34.3921 | 1
11.6617 | 41.7639 | 1
14.1151 | 35.1889 | 1
10.9299 | 13.0454 | 1
21.5146 | 10.3149 | 1
0.076519 | 35.2844 | 1
22.5497 | 47.3079 | 1
6.9367 | 16.0878 | 1
10.1366 | 16.1602 | 1
6.0987 | 8.5581 | 1
11.5926 | 25.8025 | 1
3.1131 | 52.1045 | 1
18.8685 | 45.9528 | 1
20.9774 | 36.1837 | 1
20.3821 | 28.277 | 1
9.6529 | 49.8842 | 1
21.7571 | 36.2889 | 1
21.0526 | 49.9007 | 1
19.2199 | 8.7374 | 1
9.3465 | 34.3949 | 1
8.5823 | 42.3248 | 1
0.56312 | 35.7754 | 1
21.8663 | 28.7975 | 1
2.4088 | 17.9488 | 1
0.51605 | 36.7996 | 1
21.9744 | 13.0094 | 1
6.8903 | 7.0215 | 1
17.3471 | 11.1538 | 1
8.7077 | 22.6657 | 1
22.8927 | 33.7941 | 1
1.3865 | 41.6782 | 1
21.138 | 27.3599 | 1
22.1488 | 30.4192 | 1
2.5792 | 17.0885 | 1
19.4785 | 27.725 | 1
4.1811 | 35.2626 | 1
1.6226 | 39.9706 | 1
9.4322 | 3.2933 | 1
4.4511 | 1.6138 | 1
10.4076 | 53.5137 | 1
21.7909 | 53.6225 | 1
6.1318 | 36.6645 | 1
17.4571 | 32.4908 | 1
6.1643 | 12.4266 | 1
1.1655 | 47.6981 | 1
13.506 | 47.2845 | 1
5.5781 | 26.9306 | 1
15.6648 | 9.5015 | 1
6.3609 | 43.6464 | 1
4.2079 | 43.6249 | 1
11.9368 | 45.1899 | 1
8.9609 | 42.9638 | 1
19.8391 | 21.6245 | 1
6.6381 | 23.3773 | 1
21.8836 | 45.1583 | 1
9.1857 | 6.355 | 1
3.354 | 11.0754 | 1
0.96113 | 18.369 | 1
7.5703 | 34.2241 | 1
12.2849 | 20.7245 | 1
9.9407 | 50.3429 | 1
18.7968 | 52.1322 | 1
14.0647 | 13.5615 | 1
19.22 | 48.5606 | 1
15.1404 | 35.5516 | 1
23.0338 | 25.1744 | 1
10.4292 | 20.3478 | 1
1.2103 | 46.1893 | 1
19.1559 | 40.8907 | 1
11.3928 | 30.9284 | 1
17.7252 | 24.3939 | 1
5.0989 | 4.4098 | 1
22.3512 | 36.8037 | 1
3.7106 | 13.3778 | 1
1.8749 | 8.9935 | 1
13.7354 | 18.7073 | 1
0.84628 | 6.1511 | 1
2.1341 | 36.1072 | 1
16.3711 | 26.7667 | 1
13.8276 | 28.0912 | 1
18.2884 | 38.8077 | 1
0.36308 | 53.8213 | 1
16.4915 | 9.9809 | 1
5.4542 | 52.4231 | 1
4.6651 | 3.0315 | 1
10.6932 | 51.9693 | 1
0.84308 | 45.5468 | 1
13.2211 | 21.9157 | 1
20.6442 | 38.3067 | 1
12.9987 | 46.6487 | 1
7.8087 | 1.5162 | 1
12.7596 | 49.0122 | 1
15.9133 | 29.2187 | 1
19.1793 | 12.529 | 1
0.18066 | 28.8252 | 1
5.2489 | 53.7972 | 1
13.2049 | 23.2203 | 1
12.4837 | 48.0045 | 1
6.5073 | 38.3444 | 1
1.5018 | 4.3181 | 1
22.3197 | 39.5104 | 1
14.1929 | 21.0741 | 1
2.9309 | 11.8796 | 1
16.0194 | 44.3217 | 1
20.6139 | 40.4129 | 1
8.9868 | 40.2359 | 1
8.3948 | 30.3636 | 1
18.362 | 15.2283 | 1
5.3327 | 54.8563 | 1
11.6908 | 49.9995 | 1
0.55432 | 55.2333 | 1
19.619 | 16.3952 | 1
0.6455 | 13.7808 | 1
20.3594 | 34.3191 | 1
9.021 | 43.9196 | 1
2.6147 | 19.8414 | 1
9.8127 | 51.9099 | 1
18.0415 | 52.2465 | 1
12.2527 | 46.858 | 1
18.6582 | 28.0047 | 1
22.1261 | 5.2351 | 1
5.0048 | 35.7394 | 1
14.2229 | 7.5243 | 1
23.181 | 42.1019 | 1
1.206 | 18.3897 | 1
9.5366 | 54.5282 | 1
17.1555 | 9.0607 | 1
3.654 | 9.1698 | 1
3.2004 | 22.0845 | 1
7.488 | 0.82774 | 1
22.1664 | 4.9042 | 1
12.8078 | 24.7145 | 1
18.6791 | 8.7872 | 1
19.8103 | 17.6426 | 1
23.0284 | 1.6309 | 1
20.1945 | 20.0394 | 1
7.5732 | 33.6146 | 1
23.2806 | 19.073 | 1
8.7612 | 33.5145 | 1
2.7786 | 41.2506 | 1
13.2324 | 42.1566 | 1
14.5159 | 15.2189 | 1
20.8658 | 27.587 | 1
7.9578 | 33.7504 | 1
15.3312 | 45.1952 | 1
21.3264 | 1.5329 | 1
13.9486 | 48.3862 | 1
15.873 | 35.3934 | 1
0.30665 | 9.6672 | 1
4.1929 | 11.9414 | 1
1.347 | 47.2445 | 1
20.3432 | 32.0007 | 1
5.2364 | 45.3016 | 1
4.3462 | 53.0235 | 1
11.0092 | 26.105 | 1
1.3983 | 2.2167 | 1
22.96 | 42.8692 | 1
2.8154 | 37.5395 | 1
11.7158 | 40.2047 | 1
7.5192 | 53.4562 | 1
7.794 | 54.6026 | 1
16.1351 | 26.1564 | 1
16.705 | 40.611 | 1
14.5227 | 8.2943 | 1
10.8014 | 3.3689 | 1
11.5184 | 14.7241 | 1
8.0615 | 29.0556 | 1
19.8369 | 28.3675 | 1
18.3493 | 29.9609 | 1
12.619 | 52.0602 | 1
20.7354 | 9.4145 | 1
21.186 | 23.8271 | 1
11.8201 | 37.2491 | 1
5.0991 | 38.2378 | 1
3.0035 | 18.7356 | 1
0.68784 | 45.6347 | 1
8.3882 | 32.2046 | 1
22.3622 | 31.8987 | 1
18.4004 | 38.4205 | 1
1.7991 | 49.7668 | 1
21.844 | 42.7706 | 1
11.2435 | 17.4637 | 1
22.4919 | 28.1985 | 1
4.8956 | 26.1183 | 1
14.9971 | 50.2837 | 1
5.998 | 35.192 | 1
21.8673 | 6.8998 | 1
3.6358 | 37.5958 | 1
6.682 | 54.3506 | 1
0.95348 | 13.0012 | 1
0.80561 | 17.4104 | 1
2.0003 | 17.1364 | 1
14.1516 | 30.7645 | 1
0.76747 | 12.5889 | 1
5.3639 | 41.1669 | 1
16.0016 | 33.119 | 1
18.7887 | 9.8254 | 1
1.4925 | 9.7462 | 1
6.9129 | 3.0031 | 1
15.873 | 45.6397 | 1
19.6666 | 24.0225 | 1
8.0248 | 18.9968 | 1
9.4207 | 36.3812 | 1
3.4559 | 41.6426 | 1
8.6402 | 34.887 | 1
8.4076 | 54.9655 | 1
1.3281 | 12.1581 | 1
10.3376 | 7.4304 | 1
14.0171 | 36.6472 | 1
23.0288 | 3.9204 | 1
17.3486 | 32.1497 | 1
12.5471 | 37.779 | 1
15.7558 | 45.6754 | 1
21.7717 | 22.1477 | 1
9.7303 | 43.5417 | 1
1.1357 | 22.9486 | 1
7.4495 | 32.2013 | 1
19.3761 | 31.2462 | 1
1.8419 | 24.103 | 1
17.7348 | 15.6357 | 1
13.7855 | 23.8216 | 1
21.6355 | 38.1219 | 1
1.2407 | 14.7138 | 1
10.9219 | 28.8563 | 1
17.2918 | 39.4305 | 1
12.3192 | 24.1213 | 1
12.6173 | 39.3593 | 1
11.0343 | 32.9021 | 1
1.1449 | 23.9224 | 1
21.9976 | 52.9536 | 1
12.4603 | 12.7621 | 1
2.3036 | 36.2528 | 1
9.5423 | 30.6553 | 1
13.031 | 42.1293 | 1
9.0666 | 42.3566 | 1
15.8975 | 9.2831 | 1
0.26799 | 30.6928 | 1
18.4841 | 7.3915 | 1
5.7617 | 15.1121 | 1
11.1579 | 17.857 | 1
4.3221 | 29.8078 | 1
2.7329 | 9.6893 | 1
13.5912 | 32.7293 | 1
12.078 | 10.6403 | 1
10.6378 | 31.7637 | 1
7.601 | 49.3578 | 1
22.8713 | 33.1046 | 1
21.5597 | 26.4922 | 1
4.1989 | 15.9449 | 1
12.0864 | 36.2753 | 1
2.4986 | 30.0754 | 1
7.682 | 28.3755 | 1
1.0281 | 38.608 | 1
9.96 | 36.5805 | 1
8.587 | 4.3257 | 1
14.5655 | 11.7352 | 1
7.1906 | 18.7034 | 1
14.8154 | 26.1146 | 1
1.6553 | 49.6844 | 1
4.5334 | 43.324 | 1
7.3069 | 28.1241 | 1
4.3849 | 54.1905 | 1
8.8382 | 23.0086 | 1
19.2272 | 19.9763 | 1
21.8558 | 53.3681 | 1
2.4934 | 33.2813 | 1
5.7954 | 49.4965 | 1
21.7414 | 5.0635 | 1
2.7338 | 32.7317 | 1
14.5858 | 54.5755 | 1
13.3653 | 18.8639 | 1
8.0141 | 12.6941 | 1
17.8239 | 16.0808 | 1
7.9098 | 11.946 | 1
19.5915 | 26.4794 | 1
21.4178 | 48.2113 | 1
14.7527 | 41.0105 | 1
11.7015 | 30.8978 | 1
9.7763 | 45.7301 | 1
16.0293 | 17.7156 | 1
19.5517 | 18.1725 | 1
14.0547 | 19.4224 | 1
0.38846 | 31.3874 | 1
5.5464 | 35.3656 | 1
6.3457 | 11.3341 | 1
4.1199 | 30.9424 | 1
5.3937 | 41.0775 | 1
15.3397 | 49.0599 | 1
11.2371 | 1.9181 | 1
4.464 | 8.639 | 1
11.329 | 23.683 | 1
18.0487 | 9.1638 | 1
6.8256 | 40.9979 | 1
17.6561 | 49.1291 | 1
18.4621 | 0.70436 | 1
5.5059 | 2.5925 | 1
7.6524 | 55.0758 | 1
6.7845 | 13.8092 | 1
12.1704 | 4.6842 | 1
1.8159 | 40.4872 | 1
1.9448 | 44.7236 | 1
8.1886 | 16.7726 | 1
9.7184 | 42.9818 | 1
9.7407 | 47.8658 | 1
13.3109 | 26.0622 | 1
22.1905 | 0.42163 | 1
16.1316 | 33.5377 | 1
19.5686 | 11.1478 | 1
7.4699 | 9.8295 | 1
18.7396 | 0.77916 | 1
10.0908 | 14.4423 | 1
0.31873 | 0.41443 | 1
21.5931 | 36.1248 | 1
2.3822 | 14.3622 | 1
18.6013 | 52.6813 | 1
14.2958 | 2.5012 | 1
9.7695 | 2.9325 | 1
9.4313 | 28.6508 | 1
8.39 | 3.5124 | 1
15.2553 | 19.1428 | 1
5.5075 | 40.7854 | 1
19.1616 | 43.6426 | 1
16.2811 | 22.6796 | 1
10.6355 | 10.7669 | 1
3.5355 | 2.463 | 1
19.4285 | 29.8169 | 1
16.8505 | 0.61337 | 1
16.5384 | 22.6103 | 1
6.614 | 19.4101 | 1
19.6983 | 30.8112 | 1
20.1634 | 44.0464 | 1
0.56434 | 51.3917 | 1
9.3468 | 42.0621 | 1
13.3527 | 16.4256 | 1
18.2848 | 30.2399 | 1
16.985 | 15.6621 | 1
17.3363 | 55.2157 | 1
14.4327 | 15.2049 | 1
2.5141 | 50.2077 | 1
15.0225 | 35.2793 | 1
14.3504 | 4.261 | 1
17.7477 | 25.1058 | 1
22.9337 | 35.6265 | 1
11.1927 | 24.6498 | 1
21.1964 | 40.5778 | 1
3.5244 | 52.4556 | 1
17.7551 | 12.6677 | 1
8.4959 | 27.1528 | 1
4.5943 | 37.8803 | 1
12.2368 | 1.6778 | 1
21.2253 | 22.4592 | 1
12.7471 | 30.4447 | 1
7.8426 | 29.8846 | 1
8.3682 | 22.0317 | 1
15.5927 | 21.9344 | 1
18.6137 | 10.5275 | 1
14.1015 | 15.7818 | 1
17.7173 | 38.4639 | 1
4.5498 | 42.8599 | 1
17.5391 | 9.0202 | 1
18.8046 | 22.5327 | 1
11.1431 | 20.2037 | 1
20.1743 | 3.3676 | 1
11.1418 | 15.4859 | 1
2.2974 | 38.1254 | 1
4.0928 | 1.8116 | 1
19.8219 | 54.2908 | 1
18.4146 | 47.7558 | 1
15.0921 | 32.343 | 1
22.9493 | 27.8064 | 1
3.397 | 54.8971 | 1
3.4477 | 54.0925 | 1
14.1251 | 51.1971 | 1
1.3059 | 33.5391 | 1
5.2123 | 8.639 | 1
1.2904 | 17.744 | 1
13.3103 | 42.8378 | 1
16.6615 | 39.271 | 1
7.8336 | 8.5017 | 1
11.6655 | 11.3393 | 1
9.5334 | 15.6022 | 1
6.2541 | 47.6414 | 1
14.638 | 8.9027 | 1
16.577 | 19.0852 | 1
22.8957 | 55.306 | 1
7.2302 | 21.4005 | 1
18.8066 | 43.7164 | 1
17.4478 | 49.3192 | 1
8.2903 | 6.3242 | 1
18.6586 | 32.194 | 1
18.0382 | 48.3367 | 1
19.2458 | 49.6678 | 1
10.3272 | 20.0021 | 1
2.3957 | 16.6023 | 1
10.7857 | 25.4791 | 1
18.2101 | 41.8322 | 1
18.3181 | 48.2226 | 1
19.224 | 16.6433 | 1
3.0396 | 23.5383 | 1
6.7336 | 18.838 | 1
7.2623 | 23.9894 | 1
0.14004 | 27.0525 | 1
21.0028 | 14.4712 | 1
18.3399 | 28.3304 | 1
13.1779 | 33.7322 | 1
2.1907 | 34.8873 | 1
1.9043 | 40.4204 | 1
18.1711 | 15.7338 | 1
22.8911 | 9.6407 | 1
9.6208 | 31.3831 | 1
14.5453 | 2.6914 | 1
21.7841 | 8.182 | 1
0.60049 | 31.6988 | 1
9.8195 | 29.5585 | 1
2.0498 | 23.5666 | 1
4.665 | 44.6595 | 1
13.6375 | 34.5704 | 1
20.5689 | 4.1889 | 1
20.7166 | 7.8444 | 1
20.726 | 36.8181 | 1
6.1013 | 47.4435 | 1
4.7495 | 46.1975 | 1
4.6401 | 33.5203 | 1
6.5609 | 30.3203 | 1
2.1842 | 30.5962 | 1
6.9211 | 52.4295 | 1
7.1597 | 15.7408 | 1
7.0977 | 50.0693 | 1
9.8669 | 49.1189 | 1
11.895 | 45.2845 | 1
2.3294 | 7.1357 | 1
10.5305 | 41.474 | 1
11.0053 | 16.0354 | 1
6.1984 | 21.3837 | 1
20.8846 | 3.3501 | 1
2.8963 | 1.6736 | 1
12.792 | 50.2154 | 1
8.8951 | 9.761 | 1
22.6376 | 50.5102 | 1
0.40713 | 8.179 | 1
7.7119 | 30.9235 | 1
2.4986 | 41.7708 | 1
15.3335 | 47.4932 | 1
12.2316 | 34.2227 | 1
9.221 | 2.3295 | 1
3.5536 | 19.7781 | 1
13.7873 | 22.1057 | 1
0.46247 | 21.0267 | 1
16.39 | 9.822 | 1
2.9047 | 48.8493 | 1
18.8855 | 37.9587 | 1
2.1083 | 44.8199 | 1
13.3552 | 31.281 | 1
20.5362 | 25.8498 | 1
4.0068 | 27.0967 | 1
4.057 | 48.6341 | 1
21.1603 | 14.6528 | 1
5.5402 | 52.6289 | 1
11.8051 | 33.5443 | 1
20.2148 | 6.8528 | 1
6.6133 | 33.8796 | 1
15.3289 | 20.1369 | 1
16.2293 | 37.6903 | 1
9.0633 | 8.7312 | 1
17.279 | 32.0113 | 1
14.2625 | 36.9231 | 1
20.9469 | 32.1244 | 1
4.3414 | 2.907 | 1
12.4628 | 45.5963 | 1
13.8311 | 20.392 | 1
18.9699 | 54.9848 | 1
19.0954 | 15.3991 | 1
13.5084 | 42.4509 | 1
22.1536 | 45.5618 | 1
3.4976 | 6.8139 | 1
0.80105 | 4.3096 | 1
5.9263 | 31.5909 | 1
7.5575 | 19.8779 | 1
5.4828 | 18.07 | 1
17.7395 | 37.1914 | 1
20.5732 | 16.9892 | 1
4.065 | 6.4692 | 1
21.1528 | 31.52 | 1
1.9652 | 13.4367 | 1
18.288 | 23.9186 | 1
8.129 | 15.4553 | 1
5.4739 | 2.3214 | 1
15.2519 | 12.1446 | 1
18.8833 | 34.0641 | 1
17.3117 | 49.4046 | 1
20.4578 | 38.0985 | 1
2.1328 | 24.5077 | 1
14.5132 | 43.1842 | 1
21.4444 | 44.1762 | 1
19.1218 | 11.1276 | 1
17.7941 | 48.2041 | 1
3.9844 | 31.2082 | 1
11.066 | 34.2884 | 1
5.4407 | 12.7357 | 1
6.4966 | 3.0621 | 1
3.4422 | 44.5482 | 1
2.8495 | 28.2938 | 1
18.4792 | 33.7782 | 1
12.4933 | 24.2804 | 1
0.073358 | 41.829 | 1
20.3608 | 17.6445 | 1
12.9947 | 14.1939 | 1
3.2449 | 3.3672 | 1
7.3212 | 1.4718 | 1
20.2604 | 24.5373 | 1
13.3785 | 15.0964 | 1
22.8542 | 33.129 | 1
15.1374 | 15.6273 | 1
21.951 | 27.8461 | 1
5.8983 | 40.9193 | 1
6.3104 | 31.5536 | 1
11.4951 | 22.0508 | 1
6.2723 | 30.5584 | 1
0.81701 | 38.4536 | 1
9.6952 | 25.4634 | 1
13.0716 | 1.5698 | 1
7.3552 | 24.8827 | 1
21.8235 | 17.31 | 1
16.6097 | 25.4192 | 1
10.2337 | 18.6828 | 1
17.4609 | 31.7667 | 1
20.0534 | 34.5681 | 1
13.3381 | 28.8969 | 1
7.4419 | 53.5223 | 1
6.7099 | 5.9776 | 1
15.0274 | 14.7154 | 1
19.633 | 47.0791 | 1
9.6093 | 4.6946 | 1
9.2443 | 29.2544 | 1
1.872 | 2.528 | 1
10.4065 | 18.2635 | 1
3.254 | 52.9963 | 1
17.7559 | 31.0005 | 1
14.3568 | 50.3725 | 1
22.5979 | 16.7385 | 1
20.202 | 1.2176 | 1
20.3779 | 29.4977 | 1
16.9419 | 25.5583 | 1
7.1212 | 43.5461 | 1
12.6589 | 9.9984 | 1
8.0958 | 54.3048 | 1
21.3975 | 16.2668 | 1
11.5661 | 36.2786 | 1
4.0635 | 10.4573 | 1
4.8285 | 41.6304 | 1
6.7781 | 32.4234 | 1
3.0867 | 45.8405 | 1
7.6691 | 18.8852 | 1
20.6583 | 36.3098 | 1
9.7437 | 31.5321 | 1
5.3983 | 18.7136 | 1
20.8174 | 37.7639 | 1
20.6591 | 29.4059 | 1
17.7833 | 23.1297 | 1
14.7924 | 12.6484 | 1
22.2778 | 45.9374 | 1
9.2382 | 6.9832 | 1
7.4443 | 21.5038 | 1
7.5954 | 26.1626 | 1
18.5738 | 50.8566 | 1
3.241 | 3.5651 | 1
21.4562 | 41.1493 | 1
11.645 | 36.4595 | 1
20.3912 | 33.9561 | 1
21.8349 | 45.086 | 1
1.2967 | 10.412 | 1
0.79323 | 49.2028 | 1
17.1944 | 3.6424 | 1
22.2821 | 4.771 | 1
7.0222 | 16.2518 | 1
10.0961 | 37.5508 | 1
21.663 | 1.3312 | 1
22.4988 | 43.9674 | 1
0.42129 | 0.78847 | 1
19.7608 | 36.9361 | 1
7.6605 | 20.2821 | 1
2.7231 | 15.4797 | 1
3.74 | 37.6682 | 1
4.9477 | 10.9291 | 1
12.5089 | 7.8895 | 1
10.3224 | 52.5662 | 1
4.2905 | 2.0544 | 1
4.0965 | 8.3322 | 1
7.2957 | 16.4974 | 1
13.9214 | 13.661 | 1
10.5149 | 2.7037 | 1
3.0853 | 17.5802 | 1
13.9695 | 52.0135 | 1
8.1688 | 34.9362 | 1
11.5163 | 35.6306 | 1
8.0516 | 37.4619 | 1
22.2108 | 27.3359 | 1
22.1879 | 7.3219 | 1
4.5594 | 35.8089 | 1
1.2444 | 21.7824 | 1
5.2555 | 11.5535 | 1
13.6049 | 46.23 | 1
6.6048 | 41.4315 | 1
7.7371 | 52.3531 | 1
5.8381 | 5.9817 | 1
1.0177 | 48.93 | 1
14.2029 | 34.8304 | 1
7.3075 | 38.6097 | 1
5.0554 | 45.9155 | 1
2.6506 | 2.1656 | 1
15.6456 | 39.9479 | 1
16.7617 | 44.7587 | 1
20.7683 | 46.6424 | 1
16.455 | 41.4127 | 1
4.7152 | 53.6333 | 1
22.4984 | 35.7092 | 1
21.3655 | 19.6318 | 1
20.391 | 48.9662 | 1
15.0123 | 31.3358 | 1
2.6913 | 13.2141 | 1
14.4552 | 16.1109 | 1
3.1302 | 9.8577 | 1
22.8718 | 50.8777 | 1
20.06 | 9.2075 | 1
8.5819 | 41.7018 | 1
0.83289 | 38.2535 | 1
7.9289 | 54.1388 | 1
8.9631 | 26.3751 | 1
16.8296 | 36.8192 | 1
1.2727 | 17.1608 | 1
18.6371 | 50.4941 | 1
7.6139 | 31.3024 | 1
19.0366 | 33.0127 | 1
15.8186 | 15.3632 | 1
0.84996 | 18.0332 | 1
1.1567 | 31.9197 | 1
22.2544 | 23.0249 | 1
4.8661 | 49.084 | 1
2.9992 | 48.7733 | 1
2.6567 | 47.3412 | 1
15.852 | 22.0205 | 1
2.5655 | 24.2916 | 1
2.5612 | 5.7749 | 1
4.3084 | 29.5349 | 1
23.1372 | 41.2323 | 1
19.7239 | 3.2201 | 1
23.0653 | 28.3603 | 1
11.3004 | 29.7059 | 1
22.245 | 29.0674 | 1
2.123 | 35.1679 | 1
4.0007 | 25.0426 | 1
0.38755 | 30.3471 | 1
0.88354 | 16.7436 | 1
21.4279 | 4.3266 | 1
13.4002 | 46.3369 | 1
18.2451 | 39.8653 | 1
15.0695 | 10.2509 | 1
6.4499 | 14.8739 | 1
22.9182 | 38.281 | 1
22.3499 | 45.7932 | 1
7.7116 | 12.2359 | 1
20.6099 | 26.3886 | 1
9.768 | 48.2201 | 1
16.1603 | 54.7048 | 1
2.4021 | 22.0977 | 1
13.4455 | 33.8333 | 1
11.6549 | 4.4312 | 1
12.9444 | 40.1677 | 1
9.1281 | 22.1624 | 1
0.011614 | 33.5317 | 1
15.896 | 12.7181 | 1
13.971 | 18.394 | 1
12.9166 | 45.2271 | 1
20.1387 | 4.4977 | 1
17.5088 | 43.0716 | 1
14.9883 | 26.7831 | 1
18.9804 | 36.7323 | 1
12.1593 | 0.98574 | 1
20.1738 | 42.1511 | 1
14.6805 | 42.6626 | 1
12.9297 | 48.9992 | 1
21.7826 | 32.6772 | 1
17.4708 | 37.5361 | 1
20.2585 | 47.5753 | 1
13.6021 | 43.5388 | 1
16.512 | 49.835 | 1
10.3999 | 13.0705 | 1
22.4741 | 22.0154 | 1
2.6069 | 39.3277 | 1
6.0947 | 23.9753 | 1
1.0966 | 49.0393 | 1
12.2121 | 36.6855 | 1
12.2162 | 10.4826 | 1
19.2171 | 12.7684 | 1
21.4018 | 53.0916 | 1
0.83181 | 54.4289 | 1
11.7277 | 39.4812 | 1
0.87525 | 11.3005 | 1
2.2257 | 12.4178 | 1
0.37806 | 27.9995 | 1
20.4872 | 35.7506 | 1
6.3507 | 26.1926 | 1
17.6409 | 23.4694 | 1
5.4852 | 40.8649 | 1
20.0583 | 39.1664 | 1
8.0304 | 42.6566 | 1
0.75072 | 34.2857 | 1
19.1072 | 8.9086 | 1
9.047 | 28.2105 | 1
18.5434 | 39.5016 | 1
19.9134 | 1.9951 | 1
6.4709 | 21.6078 | 1
20.0069 | 50.1963 | 1
8.8819 | 44.1245 | 1
11.2354 | 44.0872 | 1
12.014 | 30.0341 | 1
18.9879 | 1.7555 | 1
9.1394 | 50.47 | 1
1.8647 | 19.8405 | 1
9.6378 | 53.6036 | 1
15.4723 | 28.9759 | 1
9.806 | 26.3136 | 1
9.969 | 20.0746 | 1
8.0796 | 43.5852 | 1
0.076024 | 20.5592 | 1
21.8219 | 14.0651 | 1
20.5968 | 13.5553 | 1
9.1768 | 48.2514 | 1
12.5245 | 33.7843 | 1
13.1047 | 40.1675 | 1
23.023 | 0.64632 | 1
15.6133 | 14.5052 | 1
7.2288 | 7.4437 | 1
13.9464 | 40.9331 | 1
1.8532 | 42.3663 | 1
17.0135 | 38.4976 | 1
5.0319 | 50.0025 | 1
16.3175 | 7.3293 | 1
18.4614 | 1.1318 | 1
12.2351 | 31.3365 | 1
0.16974 | 6.9485 | 1
21.1395 | 11.4258 | 1
19.885 | 19.8054 | 1
5.2667 | 22.8173 | 1
1.2697 | 14.2772 | 1
8.7865 | 7.6431 | 1
21.8936 | 49.9454 | 1
0.56846 | 23.0406 | 1
10.6747 | 12.0329 | 1
11.4579 | 44.4138 | 1
7.2995 | 3.3231 | 1
1.4942 | 42.7938 | 1
8.0921 | 0.87304 | 1
7.9081 | 20.9451 | 1
23.2477 | 50.4382 | 1
15.6488 | 16.305 | 1
9.2434 | 12.0502 | 1
14.4821 | 44.5833 | 1
7.973 | 47.241 | 1
5.8303 | 53.6491 | 1
4.3793 | 49.7279 | 1
3.1056 | 46.7692 | 1
0.17053 | 46.0448 | 1
21.1131 | 25.3352 | 1
7.2618 | 45.8353 | 1
21.8338 | 10.3951 | 1
19.5034 | 34.2062 | 1
6.1419 | 44.0325 | 1
8.4327 | 13.3752 | 1
17.2908 | 10.9399 | 1
21.8771 | 29.2668 | 1
21.7753 | 30.9352 | 1
8.7427 | 38.3233 | 1
21.8089 | 51.0966 | 1
7.9186 | 10.5221 | 1
9.0736 | 6.1465 | 1
11.1564 | 53.0803 | 1
14.8927 | 10.5557 | 1
12.8143 | 43.2057 | 1
13.1834 | 23.1097 | 1
1.3352 | 18.1384 | 1
8.6125 | 40.5785 | 1
18.5815 | 30.8423 | 1
12.7335 | 45.6646 | 1
2.0696 | 4.7437 | 1
12.423 | 49.1153 | 1
10.7135 | 48.4329 | 1
19.1112 | 35.7379 | 1
20.7252 | 15.395 | 1
23.1149 | 54.0365 | 1
20.075 | 18.2581 | 1
23.1532 | 6.5753 | 1
13.2111 | 14.9676 | 1
9.2038 | 18.8406 | 1
0.67005 | 47.0512 | 1
4.1091 | 51.3988 | 1
21.8412 | 20.1685 | 1
17.6361 | 35.1094 | 1
3.7286 | 9.8084 | 1
10.5955 | 20.2919 | 1
0.88022 | 12.9549 | 1
19.7153 | 27.9646 | 1
21.9678 | 31.6815 | 1
12.1391 | 28.1395 | 1
2.1656 | 25.9872 | 1
1.0014 | 24.3578 | 1
2.3214 | 50.6007 | 1
8.7607 | 7.5417 | 1
8.2635 | 15.4291 | 1
11.4856 | 23.4718 | 1
16.0484 | 30.4362 | 1
19.7985 | 5.2695 | 1
19.2652 | 2.768 | 1
0.9448 | 9.3014 | 1
8.9774 | 20.8451 | 1
11.7547 | 24.4718 | 1
13.4653 | 7.6617 | 1
11.0191 | 48.601 | 1
18.9874 | 43.6538 | 1
3.4001 | 5.5403 | 1
19.8515 | 43.9856 | 1
4.8369 | 54.0281 | 1
21.188 | 22.2131 | 1
10.6691 | 31.0241 | 1
16.6127 | 8.0219 | 1
22.1197 | 24.9193 | 1
18.2027 | 36.1831 | 1
5.5088 | 37.7539 | 1
22.7172 | 6.9129 | 1
9.1968 | 34.4531 | 1
12.838 | 29.8114 | 1
10.1559 | 32.8089 | 1
20.6506 | 36.8791 | 1
4.0681 | 3.7865 | 1
9.6808 | 13.4723 | 1
13.2507 | 35.8241 | 1
21.6952 | 22.5828 | 1
10.6565 | 23.9474 | 1
5.5984 | 45.6969 | 1
7.8285 | 15.5924 | 1
1.7917 | 1.745 | 1
14.0544 | 23.7032 | 1
19.7255 | 33.6387 | 1
22.5062 | 46.2979 | 1
9.4824 | 49.7984 | 1
15.3333 | 3.0056 | 1
1.2683 | 42.0163 | 1
16.4717 | 37.7335 | 1
22.6789 | 17.2124 | 1
4.6076 | 1.6058 | 1
5.511 | 34.3749 | 1
9.5352 | 13.7118 | 1
10.7252 | 10.2798 | 1
4.5924 | 51.0124 | 1
18.4112 | 52.7543 | 1
2.2967 | 4.8763 | 1
8.7943 | 39.222 | 1
6.0362 | 5.7869 | 1
5.1513 | 8.5138 | 1
6.7752 | 34.2267 | 1
14.8411 | 30.1421 | 1
5.916 | 40.585 | 1
16.0774 | 0.80431 | 1
12.5073 | 19.968 | 1
15.0831 | 54.5362 | 1
10.5119 | 18.1593 | 1
19.8142 | 53.5425 | 1
19.4703 | 7.7569 | 1
14.5529 | 44.8488 | 1
1.8625 | 8.8971 | 1
3.4334 | 26.1969 | 1
16.2385 | 42.8341 | 1
23.0458 | 43.0927 | 1
11.8961 | 38.9644 | 1
21.2473 | 16.916 | 1
16.5067 | 47.6236 | 1
13.7106 | 8.0728 | 1
15.3353 | 41.3565 | 1
1.9932 | 32.6208 | 1
3.6133 | 14.2865 | 1
15.412 | 32.7426 | 1
9.7891 | 41.0357 | 1
15.3936 | 54.0038 | 1
12.3959 | 48.3201 | 1
5.2836 | 29.5572 | 1
18.9747 | 7.277 | 1
18.8942 | 32.8217 | 1
2.5182 | 33.4423 | 1
7.3714 | 1.9963 | 1
17.5246 | 15.8426 | 1
17.8441 | 29.3015 | 1
1.4197 | 48.9405 | 1
22.9518 | 52.6923 | 1
4.1204 | 4.8065 | 1
16.6257 | 43.0783 | 1
13.3073 | 14.5857 | 1
1.5874 | 36.7982 | 1
6.9484 | 27.9258 | 1
11.4725 | 34.073 | 1
21.1957 | 19.443 | 1
20.5243 | 13.8837 | 1
8.142 | 26.2875 | 1
19.3006 | 53.1369 | 1
6.5971 | 48.0562 | 1
19.6196 | 1.8421 | 1
22.6036 | 7.0959 | 1
9.0831 | 29.7663 | 1
18.666 | 34.8753 | 1
9.5505 | 30.5328 | 1
5.1546 | 10.6866 | 1
7.6776 | 38.9541 | 1
8.2518 | 27.932 | 1
11.2105 | 1.507 | 1
19.9671 | 47.7141 | 1
1.5942 | 52.1847 | 1
1.573 | 48.2432 | 1
19.0554 | 13.3918 | 1
17.368 | 28.1879 | 1
13.2891 | 5.719 | 1
17.7269 | 25.9296 | 1
9.2238 | 0.49061 | 1
15.8624 | 10.2002 | 1
17.2727 | 51.1815 | 1
9.8552 | 27.6441 | 1
0.14791 | 32.058 | 1
3.671 | 31.5568 | 1
7.769 | 23.956 | 1
22.6113 | 12.72 | 1
4.0789 | 47.5288 | 1
10.9017 | 35.6602 | 1
1.4441 | 23.0013 | 1
4.4147 | 53.0922 | 1
14.7713 | 43.8802 | 1
8.0133 | 2.0443 | 1
7.4542 | 12.5639 | 1
9.4005 | 39.8815 | 1
12.602 | 44.7601 | 1
6.4977 | 52.1368 | 1
17.241 | 20.2399 | 1
3.0342 | 33.6383 | 1
20.5432 | 11.8201 | 1
5.8496 | 49.5424 | 1
20.8539 | 18.2301 | 1
7.2711 | 43.4383 | 1
18.9741 | 6.4431 | 1
13.796 | 46.3122 | 1
17.6559 | 5.9735 | 1
19.9986 | 53.0488 | 1
18.3566 | 15.8817 | 1
8.8299 | 49.8305 | 1
6.3017 | 11.6706 | 1
17.8361 | 13.5967 | 1
6.1933 | 35.7361 | 1
13.4371 | 29.9804 | 1
12.8809 | 16.3345 | 1
13.8799 | 45.7417 | 1
21.2759 | 26.6435 | 1
1.234 | 53.409 | 1
12.694 | 24.2159 | 1
11.779 | 45.0636 | 1
8.1192 | 10.1131 | 1
0.19243 | 25.5494 | 1
10.0578 | 23.5399 | 1
7.9393 | 44.3745 | 1
18.8639 | 42.9284 | 1
2.3335 | 8.1914 | 1
8.8624 | 31.2527 | 1
10.9048 | 11.5404 | 1
0.26335 | 29.3776 | 1
18.7558 | 17.298 | 1
3.9934 | 12.6707 | 1
13.7708 | 6.3603 | 1
5.5187 | 34.0328 | 1
7.2809 | 54.0519 | 1
13.3696 | 40.911 | 1
1.5427 | 31.1586 | 1
12.1097 | 7.0716 | 1
8.6939 | 28.294 | 1
7.2427 | 31.6916 | 1
13.7383 | 25.4888 | 1
15.2391 | 21.3991 | 1
21.5575 | 44.1049 | 1
10.284 | 8.7755 | 1
5.688 | 10.3089 | 1
7.9751 | 20.1383 | 1
0.52626 | 33.9992 | 1
17.4526 | 9.2871 | 1
9.9173 | 31.0943 | 1
0.69959 | 32.9911 | 1
3.1181 | 21.7156 | 1
20.9538 | 51.4024 | 1
3.9806 | 33.9098 | 1
1.6998 | 44.0182 | 1
14.7658 | 9.0714 | 1
14.9727 | 21.1814 | 1
11.3634 | 23.1547 | 1
3.7076 | 5.6622 | 1
1.2692 | 40.2246 | 1
9.3004 | 6.0727 | 1
4.4142 | 46.5586 | 1
6.0551 | 30.9537 | 1
23.2245 | 26.1512 | 1
3.8405 | 16.2288 | 1
0.86125 | 5.4139 | 1
2.553 | 15.6357 | 1
16.6146 | 33.8749 | 1
22.2404 | 12.1322 | 1
10.6884 | 9.6427 | 1
10.3434 | 40.9696 | 1
14.2133 | 25.1306 | 1
12.5457 | 11.4796 | 1
2.9616 | 8.0253 | 1
10.7998 | 50.8295 | 1
13.9899 | 50.9994 | 1
19.9398 | 51.6437 | 1
13.2966 | 3.6628 | 1
6.0429 | 14.0426 | 1
10.7567 | 7.3645 | 1
6.8368 | 7.7444 | 1
13.4973 | 11.4137 | 1
1.2341 | 29.9196 | 1
14.3622 | 30.587 | 1
13.888 | 1.2309 | 1
12.888 | 4.7759 | 1
4.1076 | 44.3021 | 1
17.0015 | 41.4421 | 1
5.1193 | 37.3723 | 1
1.0025 | 25.9268 | 1
0.23306 | 54.0806 | 1
10.246 | 40.8489 | 1
2.3279 | 12.9521 | 1
3.9278 | 44.8912 | 1
3.103 | 26.8081 | 1
0.027203 | 18.4018 | 1
5.7968 | 48.8129 | 1
12.8657 | 14.4324 | 1
15.7216 | 22.5993 | 1
22.8954 | 22.5381 | 1
9.8727 | 54.9649 | 1
4.1317 | 29.8881 | 1
0.38046 | 5.2172 | 1
11.8532 | 27.5418 | 1
0.00948 | 46.2338 | 1
23.1143 | 9.374 | 1
6.534 | 3.8376 | 1
8.3642 | 9.6564 | 1
15.1327 | 38.1826 | 1
8.0857 | 53.0288 | 1
4.2546 | 23.5375 | 1
18.8416 | 49.4271 | 1
16.8667 | 3.1729 | 1
16.2489 | 49.0847 | 1
6.9835 | 9.1061 | 1
13.8156 | 11.6609 | 1
11.0505 | 45.5248 | 1
10.4939 | 30.2936 | 1
23.2362 | 25.8948 | 1
14.2481 | 11.9065 | 1
21.2951 | 26.9445 | 1
19.7574 | 53.2612 | 1
1.0528 | 43.0516 | 1
3.8471 | 45.2961 | 1
3.7496 | 11.5693 | 1
9.0353 | 53.2199 | 1
12.0804 | 50.0775 | 1
0.44286 | 10.0718 | 1
5.7549 | 39.9619 | 1
22.9155 | 31.0048 | 1
13.1501 | 23.6887 | 1
11.2928 | 24.6623 | 1
23.116 | 42.6449 | 1
12.2929 | 45.6492 | 1
23.1061 | 18.7155 | 1
15.8377 | 39.3666 | 1
1.6325 | 54.2231 | 1
18.3154 | 55.0033 | 1
21.5479 | 46.21 | 1
11.4313 | 34.4262 | 1
15.0994 | 24.368 | 1
20.9243 | 36.6196 | 1
12.6169 | 11.7018 | 1
0.55595 | 0.73051 | 1
1.9577 | 46.3558 | 1
22.1522 | 12.415 | 1
4.9484 | 54.9057 | 1
7.0457 | 17.3633 | 1
23 | 44.4352 | 1
11.5942 | 51.1827 | 1
11.4109 | 14.266 | 1
3.2379 | 41.9862 | 1
5.8565 | 17.4569 | 1
13.9443 | 10.9259 | 1
15.11 | 29.5504 | 1
5.2054 | 47.5094 | 1
17.0981 | 38.8451 | 1
23.1697 | 40.4864 | 1
5.8841 | 40.7561 | 1
15.4344 | 9.3961 | 1
15.835 | 39.7054 | 1
14.3563 | 19.3731 | 1
7.7486 | 5.2353 | 1
4.9491 | 24.8433 | 1
18.4865 | 36.0441 | 1
20.3545 | 25.1162 | 1
11.8824 | 15.3446 | 1
9.428 | 45.135 | 1
22.4328 | 38.5967 | 1
9.6265 | 29.7578 | 1
1.5077 | 27.4098 | 1
5.4792 | 28.5995 | 1
6.2639 | 38.9471 | 1
0.93337 | 55.0146 | 1
17.4283 | 12.9412 | 1
20.0284 | 52.3287 | 1
6.9508 | 29.8994 | 1
16.5191 | 21.1674 | 1
4.4447 | 11.7663 | 1
15.8226 | 18.4217 | 1
8.615 | 30.6454 | 1
1.8184 | 45.3684 | 1
2.8819 | 25.8953 | 1
7.5668 | 23.1809 | 1
9.5967 | 29.7108 | 1
18.2503 | 45.8837 | 1
1.0576 | 20.9124 | 1
5.6364 | 14.2894 | 1
1.2796 | 40.4252 | 1
16.8465 | 51.6685 | 1
22.0741 | 4.2023 | 1
20.0812 | 36.7313 | 1
4.6487 | 26.8399 | 1
13.1294 | 43.8237 | 1
0.64565 | 40.0491 | 1
4.6856 | 38.3466 | 1
1.9085 | 53.8015 | 1
6.7729 | 23.2608 | 1
13.843 | 37.2457 | 1
17.5663 | 11.0449 | 1
21.0424 | 6.5673 | 1
17.2132 | 8.8897 | 1
0.72532 | 29.4058 | 1
6.9517 | 46.3644 | 1
7.1076 | 54.9837 | 1
1.438 | 32.9135 | 1
6.7459 | 28.8814 | 1
12.1431 | 38.9153 | 1
7.7968 | 15.3984 | 1
22.258 | 29.4837 | 1
5.7963 | 0.40202 | 1
22.7136 | 20.7322 | 1
14.553 | 43.6802 | 1
20.855 | 4.5626 | 1
17.1208 | 37.7898 | 1
18.6902 | 45.7391 | 1
6.8664 | 16.8166 | 1
9.6851 | 54.2909 | 1
6.5484 | 25.8004 | 1
3.1698 | 2.2613 | 1
13.4161 | 27.267 | 1
7.8125 | 47.0159 | 1
16.1366 | 8.7932 | 1
17.4064 | 39.0114 | 1
14.623 | 42.8032 | 1
11.3091 | 50.7992 | 1
13.9135 | 18.0331 | 1
12.9854 | 37.0351 | 1
21.6698 | 42.5396 | 1
12.1408 | 48.9557 | 1
20.7247 | 9.5381 | 1
15.1079 | 9.5865 | 1
9.8313 | 46.7414 | 1
20.6481 | 24.1232 | 1
2.2727 | 33.3698 | 1
18.0608 | 29.5144 | 1
0.28489 | 2.3238 | 1
3.6311 | 46.0531 | 1
14.0138 | 17.1828 | 1
3.3047 | 47.101 | 1
19.0133 | 22.0317 | 1
6.6399 | 6.5807 | 1
22.9356 | 36.8867 | 1
8.0098 | 13.2184 | 1
7.9358 | 27.1181 | 1
3.6358 | 17.3246 | 1
22.8026 | 53.1398 | 1
13.0774 | 30.3548 | 1
5.5653 | 42.6938 | 1
13.6995 | 20.891 | 1
18.9512 | 32.3409 | 1
8.6641 | 2.8418 | 1
0.82576 | 17.8477 | 1
15.4737 | 15.5598 | 1
4.9341 | 15.0931 | 1
9.6055 | 14.2895 | 1
13.907 | 4.0061 | 1
6.2707 | 49.6927 | 1
22.0559 | 5.7751 | 1
4.3782 | 11.2803 | 1
13.9713 | 47.7803 | 1
12.9191 | 17.4693 | 1
11.0419 | 1.179 | 1
1.6544 | 30.0727 | 1
7.0639 | 46.9122 | 1
9.1767 | 8.2027 | 1
20.8248 | 12.263 | 1
12.3942 | 53.6779 | 1
21.2941 | 39.6109 | 1
6.6463 | 45.862 | 1
9.0824 | 48.0166 | 1
0.20133 | 44.78 | 1
5.6649 | 54.4192 | 1
21.7138 | 3.8529 | 1
15.6976 | 36.4528 | 1
19.2851 | 40.049 | 1
12.718 | 19.2108 | 1
8.3334 | 29.2273 | 1
21.7368 | 49.4621 | 1
20.3744 | 53.5154 | 1
19.9482 | 33.0306 | 1
11.6702 | 17.1743 | 1
19.5634 | 32.2668 | 1
15.6202 | 51.8723 | 1
15.2829 | 19.809 | 1
0.78199 | 39.3269 | 1
1.8396 | 32.6307 | 1
23.0801 | 54.8815 | 1
0.29757 | 1.1603 | 1
13.7501 | 40.0784 | 1
2.483 | 28.7356 | 1
0.088801 | 15.4038 | 1
6.3367 | 52.4598 | 1
11.7074 | 38.0625 | 1
1.8238 | 46.8341 | 1
16.2141 | 42.6017 | 1
10.0528 | 46.8511 | 1
1.6147 | 14.4561 | 1
17.1892 | 33.5634 | 1
3.6282 | 49.0802 | 1
0.54455 | 46.4314 | 1
11.5592 | 11.7106 | 1
4.0572 | 51.1932 | 1
10.8612 | 27.4421 | 1
10.8424 | 36.1449 | 1
12.1603 | 31.1023 | 1
5.7717 | 5.8222 | 1
6.1963 | 7.1562 | 1
8.115 | 15.9145 | 1
4.6976 | 8.6144 | 1
16.2067 | 27.2676 | 1
6.5706 | 43.993 | 1
13.8205 | 9.5392 | 1
20.7969 | 22.5082 | 1
3.6972 | 9.3507 | 1
1.9334 | 17.2077 | 1
17.8527 | 53.7692 | 1
21.4489 | 34.1193 | 1
13.5914 | 36.407 | 1
9.594 | 42.882 | 1
15.7118 | 13.4367 | 1
19.8291 | 14.1665 | 1
16.6615 | 15.2298 | 1
2.5445 | 3.2483 | 1
18.5013 | 54.708 | 1
18.0588 | 39.8892 | 1
8.502 | 43.4367 | 1
0.33233 | 33.0714 | 1
20.8609 | 49.68 | 1
20.9865 | 36.9271 | 1
20.7723 | 25.5324 | 1
11.516 | 26.3121 | 1
14.9892 | 25.6305 | 1
0.75043 | 24.227 | 1
18.128 | 17.6908 | 1
18.8536 | 42.1476 | 1
22.1273 | 54.2234 | 1
20.4544 | 25.6972 | 1
17.8058 | 20.8265 | 1
14.9641 | 38.2969 | 1
4.6213 | 15.6614 | 1
11.6548 | 14.3612 | 1
3.8769 | 21.2217 | 1
1.4691 | 51.2524 | 1
3.0572 | 18.2228 | 1
7.3306 | 8.1716 | 1
9.5767 | 49.8626 | 1
23.2494 | 49.0493 | 1
2.4925 | 17.102 | 1
16.9462 | 52.1753 | 1
17.8448 | 46.0111 | 1
20.6224 | 10.2601 | 1
5.858 | 9.5415 | 1
7.1595 | 13.3215 | 1
14.6845 | 54.6725 | 1
13.4624 | 38.4382 | 1
20.261 | 50.6083 | 1
9.1951 | 3.6684 | 1
14.9695 | 12.5232 | 1
9.8842 | 10.8319 | 1
0.43562 | 45.592 | 1
11.5441 | 3.9316 | 1
22.8885 | 6.179 | 1
3.0932 | 11.3547 | 1
13.8554 | 40.6613 | 1
7.9399 | 43.1626 | 1
9.5912 | 5.7992 | 1
5.5928 | 48.8074 | 1
7.8838 | 46.7784 | 1
6.7931 | 10.4887 | 1
18.1306 | 5.4847 | 1
13.8894 | 23.8089 | 1
14.2224 | 6.6252 | 1
12.4995 | 48.6076 | 1
11.315 | 49.6225 | 1
19.2851 | 23.8036 | 1
7.6789 | 50.3322 | 1
11.6297 | 14.2732 | 1
20.6005 | 27.1544 | 1
22.1184 | 45.3681 | 1
22.2595 | 44.9201 | 1
6.7582 | 12.5511 | 1
20.5902 | 32.6156 | 1
17.7714 | 53.9345 | 1
7.5292 | 32.1769 | 1
12.2417 | 31.3885 | 1
20.3102 | 42.7229 | 1
12.7099 | 22.8052 | 1
6.9817 | 27.1737 | 1
10.0801 | 48.0955 | 1
3.2075 | 42.6097 | 1
13.3892 | 49.8458 | 1
20.5612 | 23.0379 | 1
12.7106 | 47.7409 | 1
7.946 | 53.5832 | 1
15.2524 | 13.9289 | 1
12.1969 | 53.6303 | 1
9.5623 | 48.183 | 1
3.7197 | 21.5537 | 1
5.9388 | 49.5403 | 1
13.3488 | 48.3619 | 1
15.8865 | 9.7448 | 1
18.6848 | 8.7372 | 1
15.6159 | 32.8275 | 1
20.0196 | 7.3346 | 1
13.2946 | 48.0559 | 1
0.95375 | 34.5648 | 1
15.3762 | 35.6027 | 1
1.9319 | 19.2863 | 1
11.4322 | 26.8691 | 1
4.6789 | 4.8046 | 1
19.8248 | 10.8858 | 1
14.9296 | 26.2667 | 1
8.6212 | 20.1404 | 1
12.8777 | 35.868 | 1
11.7387 | 52.5389 | 1
8.6214 | 37.4737 | 1
6.2514 | 40.0176 | 1
8.3363 | 50.3697 | 1
8.8284 | 5.1031 | 1
7.573 | 25.4845 | 1
0.11624 | 28.0126 | 1
16.3216 | 37.2239 | 1
3.128 | 13.0897 | 1
18.7142 | 40.9049 | 1
13.7561 | 36.9854 | 1
22.78 | 44.0067 | 1
1.8191 | 51.0088 | 1
14.4319 | 5.8038 | 1
20.6993 | 36.2629 | 1
22.1722 | 5.8773 | 1
4.0479 | 34.0969 | 1
3.7434 | 28.2971 | 1
14.1576 | 20.6088 | 1
2.719 | 19.5211 | 1
18.1099 | 43.3713 | 1
14.5961 | 19.2433 | 1
4.3212 | 45.5735 | 1
5.2504 | 43.0215 | 1
13.3254 | 28.0303 | 1
11.544 | 54.4169 | 1
3.4709 | 40.5044 | 1
14.6511 | 3.3847 | 1
5.3513 | 7.7499 | 1
6.9096 | 36.9367 | 1
7.5766 | 16.9435 | 1
11.4119 | 51.2609 | 1
20.2737 | 12.4455 | 1
5.3201 | 12.4041 | 1
19.0062 | 38.4495 | 1
16.3965 | 52.9934 | 1
21.1431 | 7.8214 | 1
16.3963 | 18.8815 | 1
18.8195 | 16.957 | 1
14.719 | 13.0614 | 1
1.767 | 41.1477 | 1
5.972 | 31.4525 | 1
16.2616 | 52.9926 | 1
23.0507 | 28.6631 | 1
0.70253 | 3.9142 | 1
6.6955 | 37.4998 | 1
4.1023 | 31.5299 | 1
14.2866 | 55.2029 | 1
10.6855 | 54.94 | 1
14.781 | 9.5927 | 1
22.654 | 32.6086 | 1
21.6564 | 12.5667 | 1
8.6487 | 18.5604 | 1
6.5237 | 47.3052 | 1
19.8066 | 49.5514 | 1
9.2302 | 36.1 | 1
20.1637 | 24.7207 | 1
19.926 | 17.927 | 1
5.2135 | 30.6156 | 1
3.5911 | 33.605 | 1
6.2724 | 24.3529 | 1
4.0494 | 15.3066 | 1
14.4902 | 40.4131 | 1
3.7916 | 31.1744 | 1
11.0022 | 34.6275 | 1
22.1037 | 30.6936 | 1
10.0163 | 54.6977 | 1
17.1409 | 31.6943 | 1
5.7207 | 22.0506 | 1
3.3443 | 39.1161 | 1
4.3639 | 1.1382 | 1
14.5145 | 25.7263 | 1
14.4724 | 7.8415 | 1
9.2815 | 44.6167 | 1
18.5968 | 50.2455 | 1
7.291 | 29.7395 | 1
14.5481 | 22.7609 | 1
14.2682 | 35.0207 | 1
18.8752 | 45.8592 | 1
15.0944 | 35.9781 | 1
1.6249 | 7.4245 | 1
9.9695 | 40.6208 | 1
22.5 | 27.7155 | 1
10.6125 | 12.6518 | 1
19.9428 | 51.3065 | 1
13.5804 | 30.6669 | 1
10.4563 | 4.5589 | 1
1.8842 | 40.1521 | 1
5.9088 | 40.2246 | 1
18.407 | 27.1809 | 1
5.1112 | 44.7398 | 1
18.5501 | 15.2847 | 1
12.9749 | 52.8271 | 1
3.7379 | 14.4337 | 1
7.9004 | 27.7795 | 1
6.4507 | 45.9911 | 1
21.9484 | 29.7089 | 1
17.1625 | 12.9925 | 1
21.5034 | 6.713 | 1
12.2492 | 28.7136 | 1
9.0311 | 38.839 | 1
12.6997 | 26.9759 | 1
13.9235 | 42.6927 | 1
21.4673 | 22.2157 | 1
12.6526 | 51.1687 | 1
4.3693 | 26.4781 | 1
1.88 | 6.3354 | 1
13.8595 | 43.7617 | 1
10.6803 | 16.8956 | 1
17.6236 | 9.912 | 1
13.5718 | 21.904 | 1
21.6169 | 40.2101 | 1
3.0693 | 44.8647 | 1
1.7882 | 18.5676 | 1
20.5358 | 23.6512 | 1
15.0173 | 42.3702 | 1
9.0059 | 46.7389 | 1
9.2727 | 3.6049 | 1
7.4964 | 49.6265 | 1
17.5554 | 53.9036 | 1
7.3024 | 16.3732 | 1
22.5992 | 34.2319 | 1
6.8994 | 25.3842 | 1
0.88093 | 35.2062 | 1
19.3114 | 22.1522 | 1
21.1878 | 16.4337 | 1
10.7429 | 25.2876 | 1
5.7118 | 36.9988 | 1
21.6602 | 48.8437 | 1
7.4792 | 23.828 | 1
1.041 | 13.82 | 1
2.6745 | 30.0776 | 1
6.7732 | 50.5993 | 1
2.5112 | 54.507 | 1
18.2049 | 1.6065 | 1
2.2861 | 12.6845 | 1
8.8253 | 7.2827 | 1
20.3792 | 38.1162 | 1
5.1988 | 12.583 | 1
10.2686 | 53.2267 | 1
3.9452 | 34.2006 | 1
12.2145 | 19.0714 | 1
18.8151 | 30.5383 | 1
2.8511 | 53.0871 | 1
22.3504 | 26.394 | 1
18.2642 | 52.9866 | 1
15.4452 | 53.6815 | 1
20.8604 | 50.0777 | 1
6.4429 | 10.9034 | 1
8.2204 | 18.539 | 1
13.2419 | 1.8093 | 1
7.4614 | 33.3131 | 1
3.6989 | 21.0637 | 1
2.9568 | 26.7425 | 1
6.8661 | 54.6002 | 1
20.7126 | 52.0691 | 1
4.1753 | 0.55988 | 1
0.38598 | 26.5967 | 1
21.341 | 7.6541 | 1
4.0833 | 23.6846 | 1
9.8335 | 6.9815 | 1
12.1286 | 20.234 | 1
8.4572 | 37.5461 | 1
18.7261 | 46.6459 | 1
6.7027 | 1.9477 | 1
10.039 | 37.273 | 1
5.5553 | 28.7668 | 1
11.4617 | 6.8151 | 1
17.6739 | 10.0882 | 1
16.1436 | 23.86 | 1
18.261 | 45.6775 | 1
1.6717 | 4.9446 | 1
4.5624 | 31.498 | 1
18.9396 | 29.1972 | 1
17.0949 | 32.9773 | 1
3.8997 | 47.9682 | 1
7.911 | 32.4719 | 1
2.6668 | 10.3393 | 1
6.6461 | 6.3557 | 1
13.523 | 6.6509 | 1
13.6469 | 22.8042 | 1
14.3291 | 39.6859 | 1
17.1394 | 52.649 | 1
0.7546 | 51.1297 | 1
5.8607 | 51.0712 | 1
21.0984 | 28.1832 | 1
22.3121 | 19.5468 | 1
2.2301 | 6.516 | 1
11.6976 | 45.8466 | 1
19.8809 | 40.333 | 1
15.1602 | 40.0188 | 1
22.1294 | 8.2648 | 1
17.8745 | 39.9934 | 1
16.624 | 39.3996 | 1
4.4563 | 16.9046 | 1
3.7502 | 31.8429 | 1
1.0615 | 6.2929 | 1
16.5347 | 22.7016 | 1
8.5297 | 0.95772 | 1
7.7742 | 0.38825 | 1
11.3032 | 6.248 | 1
19.7327 | 20.7921 | 1
10.1398 | 0.4428 | 1
5.1558 | 30.652 | 1
3.8264 | 15.0095 | 1
13.2565 | 39.7852 | 1
18.9928 | 52.1512 | 1
20.1325 | 49.3192 | 1
17.4042 | 41.9896 | 1
2.1903 | 45.9698 | 1
13.9218 | 42.1709 | 1
15.5188 | 3.781 | 1
21.3336 | 52.2547 | 1
12.8901 | 36.3091 | 1
2.5208 | 6.6844 | 1
22.9281 | 42.5676 | 1
19.162 | 6.6664 | 1
7.0948 | 49.2467 | 1
3.1436 | 48.7034 | 1
1.0861 | 34.4287 | 1
6.6757 | 11.0022 | 1
15.8771 | 14.0038 | 1
11.2383 | 36.1516 | 1
4.5047 | 35.7239 | 1
15.0198 | 37.4398 | 1
8.6166 | 0.896 | 1
12.0249 | 4.985 | 1
3.3125 | 38.6556 | 1
23.0825 | 19.3342 | 1
20.0208 | 5.2392 | 1
13.6929 | 53.9894 | 1
12.6398 | 8.2546 | 1
16.5478 | 6.5287 | 1
12.4378 | 4.7496 | 1
20.0174 | 22.4328 | 1
6.1691 | 48.7802 | 1
0.1451 | 5.8965 | 1
19.848 | 37.9476 | 1
14.5936 | 8.464 | 1
16.4448 | 14.0805 | 1
6.6701 | 28.317 | 1
6.678 | 50.0107 | 1
9.378 | 45.6602 | 1
8.6073 | 11.6259 | 1
20.6522 | 27.0916 | 1
1.92 | 27.0625 | 1
19.5719 | 39.2299 | 1
12.6744 | 42.3851 | 1
3.9971 | 25.7629 | 1
20.2531 | 40.4666 | 1
1.6921 | 53.6034 | 1
18.0348 | 34.1812 | 1
4.9167 | 16.1676 | 1
16.5005 | 21.1049 | 1
14.0268 | 53.1271 | 1
6.2466 | 36.0495 | 1
21.7713 | 12.3974 | 1
2.3244 | 30.6491 | 1
5.5522 | 44.9495 | 1
22.0499 | 23.2978 | 1
18.5011 | 44.2877 | 1
6.3161 | 30.3619 | 1
10.549 | 54.3824 | 1
10.7399 | 15.912 | 1
15.3745 | 36.3981 | 1
7.3928 | 47.0567 | 1
10.0785 | 16.9538 | 1
10.941 | 55.2735 | 1
13.6645 | 27.6787 | 1
13.2275 | 24.454 | 1
7.7888 | 47.2727 | 1
3.2503 | 29.0742 | 1
15.4647 | 23.2853 | 1
11.4194 | 43.3532 | 1
13.5044 | 8.1992 | 1
17.8398 | 28.2833 | 1
10.7832 | 15.7372 | 1
15.5597 | 23.7718 | 1
5.2921 | 3.3582 | 1
3.1424 | 28.7305 | 1
10.1819 | 26.13 | 1
22.9827 | 31.3418 | 1
19.0075 | 19.2289 | 1
16.8078 | 2.069 | 1
16.3653 | 8.1489 | 1
17.1894 | 1.5938 | 1
5.8614 | 50.8095 | 1
11.6637 | 4.6929 | 1
10.1423 | 30.9357 | 1
23.1945 | 21.3337 | 1
7.5837 | 52.9436 | 1
7.8513 | 54.0332 | 1
12.8889 | 9.2963 | 1
13.9932 | 11.9265 | 1
6.1245 | 33.7556 | 1
0.098139 | 43.4982 | 1
5.5966 | 20.3155 | 1
11.8834 | 22.6644 | 1
16.5488 | 9.3277 | 1
6.2994 | 35.4625 | 1
14.5084 | 52.1636 | 1
19.8707 | 3.2604 | 1
4.5138 | 21.5264 | 1
5.7595 | 35.0932 | 1
1.8541 | 48.3754 | 1
1.2226 | 15.3055 | 1
8.1879 | 3.7995 | 1
10.9989 | 6.8132 | 1
21.2817 | 39.0472 | 1
12.9919 | 20.3252 | 1
20.3645 | 36.6525 | 1
16.8796 | 17.2074 | 1
11.1965 | 5.3843 | 1
22.9326 | 26.7734 | 1
3.7246 | 15.2947 | 1
0.33625 | 28.4372 | 1
21.6073 | 12.6338 | 1
23.1996 | 2.1467 | 1
11.1353 | 14.0411 | 1
20.7942 | 2.1261 | 1
17.1273 | 51.3018 | 1
11.2767 | 26.651 | 1
22.4826 | 40.0641 | 1
14.4703 | 21.6144 | 1
14.0154 | 37.6117 | 1
11.6352 | 54.0218 | 1
12.1959 | 34.2259 | 1
14.0469 | 43.3077 | 1
10.6257 | 22.205 | 1
12.5274 | 6.7624 | 1
9.1158 | 47.269 | 1
11.4409 | 55.0646 | 1
0.026762 | 42.24 | 1
8.3951 | 24.1559 | 1
18.7378 | 51.89 | 1
0.28989 | 2.3892 | 1
5.3688 | 51.8758 | 1
20.0127 | 5.1668 | 1
7.267 | 36.2278 | 1
22.0476 | 39.3207 | 1
16.8771 | 16.7053 | 1
3.4543 | 27.6384 | 1
1.6144 | 40.9478 | 1
21.1949 | 36.8221 | 1
10.7421 | 18.2321 | 1
16.2993 | 30.8855 | 1
11.4487 | 15.4889 | 1
14.1025 | 47.5576 | 1
4.9234 | 44.4187 | 1
18.2097 | 50.4941 | 1
8.2262 | 4.8297 | 1
8.4965 | 1.6846 | 1
15.5427 | 52.6434 | 1
19.9861 | 2.8893 | 1
14.3193 | 14.6479 | 1
12.3328 | 39.4503 | 1
15.2231 | 9.8509 | 1
17.0214 | 14.6177 | 1
19.1099 | 28.4333 | 1
14.382 | 8.3472 | 1
19.8067 | 24.0315 | 1
18.3312 | 22.5242 | 1
9.6743 | 17.714 | 1
21.1736 | 28.7142 | 1
16.7064 | 21.7963 | 1
18.2711 | 21.1721 | 1
2.741 | 10.2825 | 1
1.9476 | 34.408 | 1
5.9561 | 54.1006 | 1
17.203 | 7.4877 | 1
0.24738 | 42.6027 | 1
18.2341 | 20.7205 | 1
14.3915 | 21.825 | 1
15.9866 | 12.0627 | 1
16.6501 | 2.2787 | 1
2.4256 | 53.874 | 1
18.5178 | 52.8315 | 1
14.0367 | 52.2704 | 1
5.3941 | 37.2926 | 1
12.2289 | 4.1917 | 1
9.8966 | 11.8804 | 1
17.9024 | 15.117 | 1
13.4485 | 16.1239 | 1
18.0225 | 45.2128 | 1
15.0311 | 37.5389 | 1
5.3475 | 2.8354 | 1
13.0236 | 36.044 | 1
13.6679 | 24.7066 | 1
16.9896 | 52.8542 | 1
11.5604 | 22.1453 | 1
12.5342 | 31.1674 | 1
17.6128 | 46.4363 | 1
14.3301 | 28.4199 | 1
8.8394 | 38.496 | 1
6.2974 | 54.7016 | 1
6.76 | 40.8535 | 1
10.4584 | 27.2864 | 1
2.0407 | 20.9103 | 1
21.8027 | 46.8848 | 1
3.2425 | 43.2906 | 1
2.6729 | 23.5088 | 1
14.5689 | 8.606 | 1
8.0386 | 10.8853 | 1
4.7138 | 2.6226 | 1
15.4193 | 2.3165 | 1
15.578 | 14.3381 | 1
15.3931 | 19.3621 | 1
20.6153 | 45.7281 | 1
2.1664 | 34.283 | 1
10.8294 | 27.973 | 1
3.8552 | 54.203 | 1
11.9153 | 32.0476 | 1
15.4447 | 19.298 | 1
1.4821 | 2.2469 | 1
4.8687 | 5.7255 | 1
18.4731 | 29.713 | 1
14.6529 | 16.6303 | 1
1.7168 | 49.4994 | 1
2.5299 | 48.6317 | 1
1.0859 | 14.4205 | 1
0.66381 | 9.9209 | 1
2.0371 | 27.2617 | 1
17.3136 | 11.6943 | 1
21.3767 | 5.0268 | 1
4.4472 | 52.7718 | 1
7.3487 | 35.7544 | 1
14.1909 | 15.1154 | 1
16.4711 | 14.6998 | 1
0.69928 | 52.4102 | 1
1.687 | 19.9099 | 1
2.9007 | 2.1055 | 1
19.127 | 48.2206 | 1
23.2719 | 5.7995 | 1
1.7582 | 36.2034 | 1
2.9088 | 22.5064 | 1
20.5671 | 4.5506 | 1
22.7072 | 46.7767 | 1
6.5711 | 12.0767 | 1
18.8263 | 14.9431 | 1
15.5917 | 17.6357 | 1
14.3218 | 9.0823 | 1
19.9513 | 24.2452 | 1
19.6074 | 23.3911 | 1
16.1619 | 28.1593 | 1
0.04048 | 54.2328 | 1
6.1949 | 46.179 | 1
4.5048 | 10.1069 | 1
21.3997 | 27.4506 | 1
1.3595 | 50.6536 | 1
15.4285 | 12.3593 | 1
5.4287 | 10.6796 | 1
9.4517 | 41.2596 | 1
17.7457 | 28.6145 | 1
10.4572 | 47.3853 | 1
11.6147 | 26.2596 | 1
12.1921 | 11.8866 | 1
0.77916 | 1.6666 | 1
22.9109 | 35.2115 | 1
7.4251 | 4.9286 | 1
4.2116 | 45.5879 | 1
15.3543 | 45.8147 | 1
13.7822 | 35.9036 | 1
14.8584 | 55.2033 | 1
21.1488 | 4.6858 | 1
15.7546 | 26.0333 | 1
1.5952 | 15.1447 | 1
18.6116 | 6.6101 | 1
7.9391 | 27.304 | 1
16.0535 | 50.0555 | 1
1.8739 | 43.8417 | 1
7.7464 | 42.6375 | 1
12.2692 | 9.8029 | 1
2.2394 | 31.5814 | 1
13.3134 | 12.5237 | 1
16.7916 | 54.9825 | 1
9.6279 | 50.8432 | 1
6.9227 | 11.8757 | 1
19.3326 | 43.9063 | 1
4.237 | 36.6543 | 1
7.1467 | 25.737 | 1
8.2137 | 44.0549 | 1
4.1694 | 23.9524 | 1
6.1249 | 6.69 | 1
3.2154 | 46.6539 | 1
15.0746 | 31.8334 | 1
22.6399 | 15.921 | 1
17.9394 | 21.956 | 1
13.6245 | 33.0382 | 1
8.5108 | 15.2346 | 1
17.4403 | 54.3236 | 1
7.3724 | 30.4267 | 1
19.1433 | 22.6839 | 1
17.7895 | 27.7511 | 1
22.3334 | 0.9143 | 1
20.9868 | 12.9939 | 1
3.2627 | 29.5996 | 1
6.3942 | 14.4811 | 1
2.6775 | 1.0853 | 1
9.9564 | 44.2872 | 1
17.822 | 23.7568 | 1
10.9803 | 14.0294 | 1
14.3357 | 52.3118 | 1
11.3249 | 36.9495 | 1
19.1833 | 43.0785 | 1
7.2692 | 16.9374 | 1
22.6898 | 13.0216 | 1
5.4851 | 33.5534 | 1
17.862 | 46.9631 | 1
21.8037 | 15.4745 | 1
11.3672 | 45.398 | 1
7.3658 | 41.495 | 1
11.383 | 51.375 | 1
2.1774 | 29.755 | 1
1.241 | 25.5595 | 1
11.3884 | 6.2312 | 1
5.3228 | 23.5344 | 1
2.7911 | 5.4871 | 1
21.8217 | 54.3022 | 1
20.2194 | 28.1501 | 1
1.9335 | 29.1998 | 1
5.1664 | 34.2023 | 1
13.8139 | 32.9942 | 1
3.3145 | 25.8117 | 1
18.2339 | 40.5153 | 1
2.6736 | 25.395 | 1
1.8401 | 29.712 | 1
7.5111 | 19.8039 | 1
1.4683 | 49.7348 | 1
22.827 | 12.7658 | 1
19.6538 | 13.077 | 1
16.5769 | 51.9468 | 1
1.9657 | 35.9421 | 1
17.7143 | 6.0977 | 1
1.3626 | 13.9143 | 1
7.4479 | 38.7404 | 1
9.2875 | 43.3632 | 1
13.213 | 19.9376 | 1
8.2193 | 47.0535 | 1
13.6247 | 16.4975 | 1
0.9529 | 22.7641 | 1
8.6802 | 15.3311 | 1
6.03 | 27.3554 | 1
18.5101 | 45.8885 | 1
13.5269 | 43.9532 | 1
6.0606 | 37.4584 | 1
22.8764 | 33.1135 | 1
12.9106 | 26.3521 | 1
9.8426 | 28.2271 | 1
8.7201 | 13.0163 | 1
10.4087 | 30.5537 | 1
9.2457 | 53.1086 | 1
15.5998 | 3.3415 | 1
18.3637 | 43.2288 | 1
22.8266 | 31.3193 | 1
7.5607 | 41.6619 | 1
6.3208 | 51.8074 | 1
14.4093 | 8.8023 | 1
0.955 | 46.8045 | 1
5.7818 | 13.2832 | 1
19.6896 | 37.8995 | 1
0.26563 | 16.0227 | 1
3.1553 | 7.4441 | 1
9.7857 | 29.0157 | 1
3.3142 | 46.0968 | 1
17.5903 | 7.3306 | 1
5.4091 | 40.1479 | 1
19.7673 | 15.6711 | 1
8.5244 | 26.4422 | 1
7.8792 | 9.3782 | 1
12.0772 | 8.735 | 1
18.1445 | 0.8478 | 1
15.7531 | 37.2473 | 1
8.2692 | 45.5733 | 1
15.3505 | 37.4223 | 1
21.0977 | 6.147 | 1
12.8241 | 53.1647 | 1
22.7728 | 50.4097 | 1
1.0257 | 48.7827 | 1
7.521 | 27.6712 | 1
10.5488 | 15.0327 | 1
12.4991 | 50.6394 | 1
10.7004 | 16.2615 | 1
9.5901 | 38.6834 | 1
14.1902 | 4.5823 | 1
21.4772 | 1.029 | 1
3.7085 | 48.661 | 1
15.6052 | 20.3346 | 1
9.6715 | 6.8126 | 1
0.52835 | 13.2375 | 1
14.59 | 24.0877 | 1
17.9454 | 32.583 | 1
15.5393 | 12.4041 | 1
14.9749 | 33.7529 | 1
20.4895 | 5.0347 | 1
18.8922 | 16.0077 | 1
22.7236 | 18.2763 | 1
4.3427 | 31.9375 | 1
9.8592 | 16.2616 | 1
15.3622 | 25.0698 | 1
3.6347 | 51.1543 | 1
10.6413 | 52.1065 | 1
10.381 | 18.9889 | 1
1.9267 | 0.98803 | 1
6.3196 | 29.4779 | 1
19.5165 | 48.9859 | 1
3.8443 | 30.8531 | 1
19.8216 | 3.598 | 1
19.6579 | 49.4407 | 1
11.1932 | 49.6929 | 1
17.2898 | 33.8843 | 1
11.4395 | 8.5505 | 1
9.2976 | 46.3361 | 1
21.2448 | 46.0672 | 1
5.7537 | 10.1672 | 1
3.4582 | 54.5818 | 1
6.6504 | 55.0526 | 1
7.5391 | 52.7931 | 1
7.5374 | 28.9303 | 1
1.639 | 34.3456 | 1
7.8355 | 31.3094 | 1
11.1479 | 22.703 | 1
19.7873 | 50.5204 | 1
12.8805 | 47.7026 | 1
18.9327 | 47.4576 | 1
9.8005 | 27.7997 | 1
0.79821 | 52.9721 | 1
18.3114 | 6.2672 | 1
18.1748 | 46.367 | 1
14.6769 | 54.2575 | 1
16.8946 | 26.382 | 1
12.0232 | 36.6147 | 1
13.9152 | 9.6967 | 1
15.6331 | 23.7059 | 1
22.7041 | 31.9801 | 1
14.7113 | 37.6533 | 1
17.6058 | 16.9095 | 1
2.5651 | 8.7609 | 1
10.3319 | 27.4603 | 1
18.1683 | 55.0048 | 1
12.1652 | 52.6599 | 1
22.9212 | 50.9316 | 1
12.1878 | 35.1988 | 1
21.4516 | 34.8341 | 1
2.2094 | 4.7229 | 1
0.51502 | 14.4621 | 1
6.6552 | 21.5698 | 1
16.4657 | 15.6249 | 1
8.1805 | 16.7559 | 1
11.96 | 11.7466 | 1
9.0655 | 6.5296 | 1
18.0069 | 42.7535 | 1
10.1727 | 3.2131 | 1
17.8894 | 43.6128 | 1
5.778 | 44.1827 | 1
1.3178 | 40.4965 | 1
17.9678 | 1.2533 | 1
9.9306 | 34.138 | 1
20.3183 | 11.4158 | 1
13.4793 | 17.4958 | 1
14.0978 | 54.058 | 1
11.8657 | 14.1701 | 1
20.857 | 14.4355 | 1
11.7088 | 22.2742 | 1
13.775 | 21.8155 | 1
21.0418 | 17.9946 | 1
16.1728 | 48.7466 | 1
2.2882 | 38.7539 | 1
5.1029 | 0.69929 | 1
3.394 | 15.0764 | 1
17.7142 | 39.2657 | 1
21.0816 | 45.9472 | 1
6.4349 | 11.8279 | 1
11.2061 | 6.7515 | 1
12.547 | 32.4993 | 1
19.6096 | 44.4676 | 1
11.0456 | 8.9447 | 1
6.7758 | 6.9965 | 1
15.6436 | 14.1418 | 1
17.006 | 28.9053 | 1
21.4561 | 26.4513 | 1
12.4599 | 37.2032 | 1
2.5149 | 3.5324 | 1
15.9972 | 50.5909 | 1
10.095 | 33.467 | 1
12.3548 | 42.0248 | 1
7.7147 | 21.6677 | 1
14.2264 | 53.8352 | 1
7.5776 | 3.6944 | 1
14.296 | 25.6121 | 1
20.3936 | 9.0323 | 1
12.7601 | 5.0286 | 1
20.5828 | 3.6453 | 1
19.2091 | 32.8487 | 1
18.5571 | 29.8866 | 1
15.4142 | 50.3943 | 1
19.2496 | 13.8223 | 1
17.8537 | 45.3211 | 1
22.2126 | 54.1697 | 1
13.5574 | 50.0796 | 1
20.8703 | 17.1928 | 1
7.2642 | 40.8568 | 1
5.501 | 6.4036 | 1
22.1067 | 52.6744 | 1
20.4818 | 18.0717 | 1
2.4035 | 9.567 | 1
3.2868 | 37.0974 | 1
15.4012 | 46.3019 | 1
4.173 | 50.1855 | 1
13.8883 | 22.5564 | 1
14.2818 | 19.3877 | 1
11.6255 | 16.8762 | 1
4.9524 | 50.982 | 1
21.8025 | 55.124 | 1
11.0322 | 16.8744 | 1
18.8117 | 19.7258 | 1
4.3383 | 21.0393 | 1
4.9068 | 52.0089 | 1
22.1552 | 32.6729 | 1
15.5087 | 41.0153 | 1
22.3282 | 14.2643 | 1
7.8197 | 45.3132 | 1
21.9563 | 49.0423 | 1
8.5122 | 24.2969 | 1
13.3264 | 11.9903 | 1
19.7594 | 26.0462 | 1
11.76 | 11.9507 | 1
11.8012 | 41.5429 | 1
15.8279 | 20.8296 | 1
4.8037 | 52.2361 | 1
4.9903 | 37.0798 | 1
4.9381 | 26.8983 | 1
2.5532 | 17.4876 | 1
14.9891 | 7.7415 | 1
10.908 | 8.0638 | 1
15.4751 | 4.9183 | 1
21.7241 | 33.003 | 1
16.9577 | 42.0535 | 1
12.2937 | 27.4939 | 1
4.6565 | 7.0152 | 1
17.2146 | 4.6964 | 1
19.4647 | 43.2513 | 1
12.1235 | 43.1538 | 1
7.9986 | 13.4015 | 1
21.1793 | 1.0678 | 1
10.6545 | 46.4291 | 1
7.9271 | 32.6778 | 1
19.015 | 16.7457 | 1
15.3151 | 46.9222 | 1
11.1628 | 16.0493 | 1
16.5014 | 53.9091 | 1
19.7279 | 1.3069 | 1
13.0677 | 34.1421 | 1
21.7155 | 15.3518 | 1
11.9387 | 48.8528 | 1
2.5993 | 43.2121 | 1
16.2965 | 26.8665 | 1
7.541 | 48.9324 | 1
10.78 | 10.0992 | 1
6.7382 | 7.068 | 1
6.5923 | 44.8324 | 1
5.9364 | 11.4253 | 1
17.3348 | 29.5985 | 1
16.4107 | 31.7473 | 1
18.5918 | 52.5073 | 1
2.3984 | 21.2528 | 1
5.1351 | 12.7738 | 1
15.8532 | 41.158 | 1
6.1887 | 54.3612 | 1
0.33363 | 31.3467 | 1
15.6947 | 47.7386 | 1
5.3192 | 20.4911 | 1
1.8642 | 28.2705 | 1
9.3057 | 21.3735 | 1
6.7157 | 27.3694 | 1
15.2942 | 2.0237 | 1
10.2204 | 21.5171 | 1
21.5015 | 27.4226 | 1
17.1288 | 15.086 | 1
3.0543 | 9.4204 | 1
20.1304 | 54.0374 | 1
6.1599 | 27.6829 | 1
4.0374 | 33.9078 | 1
18.9632 | 27.521 | 1
8.7659 | 6.6165 | 1
8.209 | 45.3247 | 1
20.1148 | 4.1529 | 1
6.5068 | 6.7434 | 1
19.9901 | 20.2485 | 1
18.2181 | 6.2243 | 1
7.6386 | 3.6208 | 1
6.6293 | 24.061 | 1
5.721 | 35.5098 | 1
3.3848 | 1.4702 | 1
16.2552 | 14.776 | 1
3.008 | 27.9292 | 1
16.3926 | 21.7312 | 1
6.8526 | 40.715 | 1
20.6683 | 37.3304 | 1
5.9895 | 18.815 | 1
8.4471 | 31.4916 | 1
11.012 | 38.5712 | 1
3.9078 | 16.4355 | 1
17.9862 | 51.6049 | 1
1.5877 | 41.3371 | 1
13.5212 | 38.3373 | 1
16.3063 | 30.0919 | 1
3.1532 | 13.1096 | 1
21.5788 | 21.4084 | 1
22.6986 | 35.1742 | 1
23.0893 | 3.9465 | 1
20.7237 | 15.9859 | 1
12.5781 | 42.425 | 1
0.46013 | 14.1666 | 1
16.8089 | 39.78 | 1
23.0019 | 14.9196 | 1
22.159 | 22.2137 | 1
9.6861 | 49.7869 | 1
4.6701 | 49.8981 | 1
11.4654 | 41.7465 | 1
20.8048 | 48.9336 | 1
17.1904 | 9.0495 | 1
2.2005 | 19.0366 | 1
7.3325 | 19.2924 | 1
11.7363 | 14.5578 | 1
3.9956 | 10.45 | 1
10.5502 | 18.1254 | 1
3.1382 | 2.3069 | 1
5.7884 | 14.4032 | 1
21.7511 | 43.2409 | 1
18.9206 | 37.5605 | 1
0.86349 | 5.3849 | 1
9.9967 | 4.7905 | 1
6.896 | 49.7088 | 1
5.7336 | 27.865 | 1
8.7161 | 9.2413 | 1
11.3763 | 5.647 | 1
0.40698 | 5.7405 | 1
10.8758 | 48.0638 | 1
16.0463 | 14.1884 | 1
8.5375 | 16.8636 | 1
2.387 | 24.8604 | 1
21.869 | 10.1257 | 1
0.5681 | 24.22 | 1
7.2972 | 35.504 | 1
14.8428 | 6.5052 | 1
15.3458 | 11.4139 | 1
3.3093 | 37.1229 | 1
20.2705 | 36.2116 | 1
9.5103 | 12.9122 | 1
4.5289 | 52.1399 | 1
9.7961 | 13.9542 | 1
23.2903 | 33.4983 | 1
11.2679 | 14.5382 | 1
5.9247 | 48.5142 | 1
17.8547 | 23.8534 | 1
12.7841 | 22.9777 | 1
12.5331 | 53.6369 | 1
21.445 | 0.41079 | 1
15.6669 | 54.9351 | 1
5.6681 | 14.4701 | 1
19.8399 | 21.5028 | 1
13.8972 | 29.5252 | 1
3.1096 | 21.4008 | 1
2.1279 | 54.657 | 1
9.4188 | 13.0083 | 1
11.3798 | 34.5092 | 1
8.6869 | 46.088 | 1
22.7829 | 15.6757 | 1
5.1577 | 48.3066 | 1
4.2171 | 7.1671 | 1
1.7479 | 0.73731 | 1
7.5423 | 21.1214 | 1
18.9786 | 54.737 | 1
12.213 | 43.6651 | 1
4.2589 | 46.0031 | 1
3.176 | 22.1992 | 1
4.5628 | 38.6298 | 1
4.6595 | 34.2357 | 1
8.3289 | 18.4531 | 1
20.5664 | 54.051 | 1
21.0655 | 2.9523 | 1
7.4574 | 11.0578 | 1
0.16581 | 48.2018 | 1
10.4119 | 39.2013 | 1
5.5759 | 23.8841 | 1
20.4868 | 29.3739 | 1
13.8356 | 3.3132 | 1
11.2867 | 46.735 | 1
21.9406 | 26.4466 | 1
22.4068 | 10.1502 | 1
17.33 | 11.2599 | 1
8.1308 | 42.2386 | 1
11.0247 | 31.0036 | 1
18.9491 | 19.3912 | 1
18.197 | 17.4778 | 1
18.3771 | 53.3726 | 1
17.9181 | 48.8068 | 1
13.4509 | 6.5354 | 1
11.5388 | 2.566 | 1
3.4002 | 22.0383 | 1
16.2309 | 30.7036 | 1
8.9978 | 26.1482 | 1
22.9399 | 6.5161 | 1
5.9361 | 35.2189 | 1
21.9212 | 39.3545 | 1
10.8345 | 10.4637 | 1
3.718 | 46.8497 | 1
1.9099 | 28.5736 | 1
9.3797 | 14.9537 | 1
22.2767 | 53.0809 | 1
13.9102 | 44.5934 | 1
20.3419 | 41.442 | 1
11.8596 | 24.1639 | 1
6.5593 | 30.6081 | 1
13.4159 | 24.6624 | 1
6.0981 | 51.1767 | 1
12.1907 | 9.0551 | 1
6.1538 | 17.2657 | 1
11.0309 | 14.6125 | 1
2.6346 | 44.8823 | 1
11.1767 | 25.8407 | 1
14.8562 | 16.641 | 1
20.2887 | 36.8415 | 1
5.8354 | 16.516 | 1
9.2552 | 12.4818 | 1
13.4743 | 40.9608 | 1
15.4076 | 14.4436 | 1
16.2819 | 48.0851 | 1
12.3192 | 41.167 | 1
2.1286 | 20.2005 | 1
19.9926 | 47.9112 | 1
18.443 | 19.6584 | 1
18.2951 | 24.7139 | 1
11.8981 | 19.5734 | 1
4.5313 | 42.1878 | 1
7.0747 | 4.794 | 1
19.9994 | 6.7436 | 1
17.7793 | 45.0204 | 1
13.9065 | 8.3812 | 1
21.4912 | 28.1575 | 1
2.5321 | 54.899 | 1
0.81414 | 17.4514 | 1
8.7733 | 40.4289 | 1
9.2705 | 20.5296 | 1
10.9543 | 47.5081 | 1
5.0179 | 17.2947 | 1
9.9954 | 38.1716 | 1
6.3566 | 42.603 | 1
16.3995 | 55.1979 | 1
0.98102 | 0.65041 | 1
10.5374 | 29.3383 | 1
1.9291 | 41.9015 | 1
2.0591 | 48.3767 | 1
0.99528 | 4.7247 | 1
13.4989 | 10.8136 | 1
23.2154 | 20.931 | 1
1.8352 | 18.8249 | 1
18.7242 | 1.897 | 1
22.5777 | 43.7907 | 1
4.8654 | 36.5313 | 1
3.3764 | 20.0053 | 1
22.4108 | 21.1071 | 1
1.9281 | 54.9183 | 1
14.0299 | 34.8994 | 1
3.6377 | 31.2248 | 1
17.196 | 15.1481 | 1
21.2793 | 16.1941 | 1
20.2918 | 42.9037 | 1
5.1214 | 12.5887 | 1
4.9574 | 36.6167 | 1
16.5715 | 29.4811 | 1
15.451 | 54.0084 | 1
5.9984 | 22.9007 | 1
5.2101 | 22.6277 | 1
22.2312 | 19.2286 | 1
12.0507 | 25.472 | 1
18.2797 | 5.1196 | 1
19.756 | 1.5124 | 1
7.1548 | 47.7252 | 1
21.5528 | 25.3983 | 1
1.8025 | 8.369 | 1
3.7262 | 48.5501 | 1
0.75865 | 49.6521 | 1
5.7926 | 13.9862 | 1
13.4606 | 6.735 | 1
0.14349 | 13.5748 | 1
2.2302 | 36.1027 | 1
13.621 | 35.4864 | 1
3.438 | 32.884 | 1
9.5325 | 51.7691 | 1
9.8991 | 30.399 | 1
11.9451 | 4.1322 | 1
10.3609 | 12.1709 | 1
5.9206 | 41.9665 | 1
1.741 | 38.0088 | 1
21.8557 | 14.7147 | 1
9.7306 | 52.6341 | 1
0.40654 | 37.8576 | 1
4.7652 | 35.5091 | 1
2.2013 | 21.407 | 1
1.5021 | 52.8077 | 1
6.379 | 2.4446 | 1
17.7836 | 32.3194 | 1
8.3809 | 2.4764 | 1
15.5338 | 5.4456 | 1
1.4401 | 23.7641 | 1
9.0453 | 35.6559 | 1
18.6008 | 50.494 | 1
10.4681 | 13.7641 | 1
7.9857 | 35.8947 | 1
0.53267 | 24.2194 | 1
11.8808 | 3.7141 | 1
12.9724 | 46.7037 | 1
0.032622 | 13.2035 | 1
21.0963 | 13.1257 | 1
22.9111 | 49.2055 | 1
13.8969 | 9.6464 | 1
16.153 | 38.0572 | 1
14.8957 | 40.3492 | 1
13.9515 | 18.6538 | 1
12.5272 | 8.6688 | 1
5.6673 | 28.7485 | 1
14.5282 | 48.9586 | 1
5.0841 | 46.4468 | 1
9.2655 | 26.8165 | 1
19.3533 | 54.2798 | 1
20.5019 | 50.9019 | 1
22.4091 | 23.9294 | 1
6.6477 | 45.2444 | 1
22.7104 | 31.5818 | 1
7.588 | 7.3531 | 1
8.484 | 1.7381 | 1
5.2797 | 44.89 | 1
12.6242 | 12.9498 | 1
4.9448 | 15.556 | 1
13.8167 | 51.4877 | 1
3.1947 | 22.2511 | 1
14.7933 | 19.7438 | 1
15.3353 | 37.6707 | 1
11.7487 | 11.0531 | 1
7.5875 | 21.25 | 1
14.9477 | 21.9353 | 1
10.6508 | 7.9911 | 1
16.7161 | 51.0999 | 1
1.9923 | 14.068 | 1
8.1877 | 18.6107 | 1
11.6638 | 2.6754 | 1
3.6445 | 47.7146 | 1
2.1818 | 11.8912 | 1
0.2604 | 30.2576 | 1
7.9607 | 9.1714 | 1
2.1653 | 27.0258 | 1
14.4739 | 49.6297 | 1
19.0985 | 40.0677 | 1
6.8139 | 6.9956 | 1
2.1583 | 17.7511 | 1
1.7181 | 27.1617 | 1
3.4989 | 16.6954 | 1
15.9474 | 44.1025 | 1
1.7661 | 3.2563 | 1
15.0046 | 47.788 | 1
11.3147 | 0.78687 | 1
6.4033 | 26.9296 | 1
10.6663 | 23.7957 | 1
5.4168 | 39.0285 | 1
10.2886 | 15.6641 | 1
17.4547 | 45.1395 | 1
12.206 | 24.3183 | 1
15.7333 | 29.6656 | 1
11.2343 | 43.5312 | 1
16.3979 | 13.8094 | 1
1.8429 | 23.4074 | 1
3.1511 | 42.0396 | 1
21.8567 | 49.2861 | 1
17.2212 | 18.8597 | 1
14.3417 | 17.3821 | 1
11.1001 | 25.0407 | 1
18.4261 | 51.6139 | 1
6.3054 | 20.0206 | 1
1.6577 | 14.8587 | 1
14.9466 | 18.9889 | 1
12.6681 | 23.6688 | 1
11.7657 | 33.587 | 1
7.1546 | 34.9723 | 1
23.2058 | 43.6948 | 1
6.078 | 53.0866 | 1
11.6662 | 16.7428 | 1
18.0705 | 20.6759 | 1
2.5894 | 45.4041 | 1
4.4184 | 15.1107 | 1
22.4396 | 4.2024 | 1
3.1132 | 22.4188 | 1
10.164 | 43.9209 | 1
9.4168 | 33.3007 | 1
23.2724 | 21.5129 | 1
12.5322 | 3.0443 | 1
5.4644 | 24.8148 | 1
16.5508 | 6.7691 | 1
7.8847 | 38.9758 | 1
4.6421 | 15.2897 | 1
9.172 | 51.1946 | 1
11.3099 | 4.6794 | 1
20.2076 | 48.5884 | 1
9.0784 | 54.5829 | 1
18.8465 | 45.4358 | 1
8.3615 | 45.3786 | 1
0.19374 | 22.8218 | 1
22.4075 | 35.7566 | 1
20.9376 | 7.8134 | 1
1.0767 | 25.7323 | 1
10.3493 | 8.5304 | 1
11.3483 | 7.4323 | 1
13 | 12.8918 | 1
15.0344 | 35.6966 | 1
3.7658 | 15.552 | 1
11.1064 | 48.8859 | 1
15.1923 | 13.2944 | 1
19.0759 | 49.5109 | 1
18.1734 | 20.408 | 1
17.1863 | 10.125 | 1
7.8411 | 53.0308 | 1
17.7583 | 2.7954 | 1
16.0377 | 23.3019 | 1
0.99275 | 24.0412 | 1
21.2477 | 37.8604 | 1
8.5088 | 38.9879 | 1
3.7681 | 48.811 | 1
8.4614 | 4.1014 | 1
3.8011 | 51.9792 | 1
19.1693 | 52.4087 | 1
22.9994 | 22.5153 | 1
19.9121 | 46.914 | 1
17.0999 | 13.1924 | 1
13.9357 | 49.8986 | 1
5.0335 | 14.5799 | 1
19.5385 | 39.3998 | 1
16.4466 | 42.8023 | 1
11.5123 | 23.3978 | 1
12.1471 | 5.2484 | 1
12.4706 | 17.9362 | 1
3.17 | 6.0848 | 1
7.9123 | 50.4389 | 1
1.1832 | 25.6792 | 1
17.5015 | 27.5744 | 1
7.7548 | 42.2375 | 1
14.5629 | 54.7636 | 1
8.904 | 35.6829 | 1
8.654 | 30.0332 | 1
8.685 | 31.1462 | 1
20.3875 | 10.8864 | 1
6.1027 | 20.5814 | 1
16.4739 | 15.1539 | 1
15.3679 | 12.1162 | 1
22.7153 | 34.9934 | 1
4.6348 | 47.6752 | 1
14.5314 | 19.9071 | 1
3.068 | 14.3822 | 1
6.0901 | 18.6903 | 1
5.962 | 44.5364 | 1
8.1327 | 41.7399 | 1
11.7271 | 39.4595 | 1
5.9472 | 38.2842 | 1
20.7075 | 6.5237 | 1
19.9801 | 49.4596 | 1
5.9843 | 29.1228 | 1
15.431 | 7.0784 | 1
20.0168 | 29.2182 | 1
4.5252 | 23.8977 | 1
5.0891 | 39.4355 | 1
13.5888 | 17.3638 | 1
10.5398 | 20.3744 | 1
1.7619 | 28.015 | 1
17.0556 | 32.919 | 1
9.3152 | 31.7265 | 1
6.2238 | 4.7616 | 1
11.874 | 1.9302 | 1
10.9552 | 30.3635 | 1
12.0376 | 9.4323 | 1
1.1735 | 42.9806 | 1
13.7883 | 43.7026 | 1
7.9087 | 14.7947 | 1
4.424 | 30.1874 | 1
17.8861 | 36.8051 | 1
11.9507 | 47.5039 | 1
16.2399 | 47.9459 | 1
3.1832 | 27.1713 | 1
10.2718 | 35.8576 | 1
20.2903 | 40.9197 | 1
14.5539 | 48.0662 | 1
11.3018 | 21.3807 | 1
22.4248 | 54.1155 | 1
7.6096 | 45.1754 | 1
7.3266 | 12.0653 | 1
3.4861 | 19.1533 | 1
7.8475 | 17.9158 | 1
18.1891 | 19.3277 | 1
18.9544 | 23.4969 | 1
4.0092 | 34.9309 | 1
18.6789 | 3.6777 | 1
15.0569 | 47.0857 | 1
23.2597 | 44.4117 | 1
21.6104 | 41.89 | 1
19.4104 | 1.3743 | 1
8.1527 | 32.4508 | 1
2.9692 | 14.7502 | 1
16.2808 | 25.2705 | 1
16.2072 | 10.4178 | 1
5.7854 | 7.6511 | 1
10.9924 | 42.3551 | 1
8.3818 | 43.5513 | 1
7.5137 | 13.2819 | 1
5.6819 | 44.1583 | 1
5.1903 | 8.8854 | 1
16.0347 | 40.8276 | 1
2.9595 | 19.7408 | 1
18.7138 | 53.1237 | 1
11.2733 | 33.8281 | 1
1.9225 | 8.2355 | 1
22.9772 | 28.9349 | 1
14.0397 | 49.1349 | 1
11.9358 | 2.4667 | 1
19.7912 | 9.2266 | 1
12.0723 | 7.1083 | 1
14.4501 | 12.9078 | 1
8.9268 | 50.1634 | 1
7.1006 | 16.0338 | 1
2.8895 | 18.5935 | 1
5.9941 | 1.6925 | 1
3.9201 | 54.1149 | 1
8.6609 | 38.2705 | 1
21.6917 | 22.1005 | 1
10.4871 | 23.2955 | 1
1.5836 | 22.305 | 1
9.2079 | 1.914 | 1
10.5905 | 34.0695 | 1
16.2128 | 2.212 | 1
19.8277 | 39.0449 | 1
19.8927 | 53.7458 | 1
15.8155 | 37.721 | 1
17.486 | 55.1928 | 1
1.0577 | 3.8435 | 1
8.6303 | 0.62019 | 1
11.5241 | 24.2041 | 1
10.1667 | 18.0016 | 1
1.8401 | 35.9182 | 1
9.1428 | 6.0993 | 1
6.0319 | 12.0629 | 1
21.8984 | 2.7138 | 1
15.002 | 32.1845 | 1
8.3964 | 48.4476 | 1
16.9225 | 10.9581 | 1
8.3689 | 23.6515 | 1
14.4112 | 22.6529 | 1
3.0509 | 52.9837 | 1
13.2688 | 40.8493 | 1
4.0579 | 41.7755 | 1
22.2346 | 48.0985 | 1
10.3634 | 26.1981 | 1
3.6807 | 41.6808 | 1
23.2644 | 32.0233 | 1
11.9345 | 1.0924 | 1
19.2293 | 6.2891 | 1
19.3449 | 23.7144 | 1
16.4818 | 4.7072 | 1
7.7374 | 21.0112 | 1
4.3175 | 49.8352 | 1
20.5488 | 31.8022 | 1
18.4225 | 7.6659 | 1
17.8572 | 29.2124 | 1
14.8133 | 12.3787 | 1
4.0754 | 15.9361 | 1
14.3953 | 37.0939 | 1
8.3701 | 22.5339 | 1
9.683 | 23.6975 | 1
18.8007 | 46.5526 | 1
9.0458 | 28.8824 | 1
3.8445 | 44.4094 | 1
18.1765 | 2.7787 | 1
18.8734 | 24.8644 | 1
22.3357 | 52.2656 | 1
0.27405 | 27.9612 | 1
22.8109 | 22.1619 | 1
7.6908 | 27.6823 | 1
14.6666 | 12.365 | 1
15.1722 | 33.0193 | 1
1.1891 | 44.7535 | 1
7.8008 | 45.5934 | 1
14.4273 | 48.7696 | 1
18.7499 | 20.0087 | 1
21.5723 | 12.1319 | 1
4.5814 | 45.0489 | 1
10.8696 | 50.4081 | 1
22.5308 | 35.1637 | 1
21.361 | 17.3919 | 1
9.9333 | 47.0671 | 1
11.3493 | 51.7336 | 1
15.4396 | 41.0608 | 1
19.6483 | 16.5978 | 1
21.3221 | 42.3687 | 1
23.0538 | 13.1669 | 1
8.6294 | 33.8426 | 1
13.5049 | 53.2506 | 1
10.1654 | 23.5038 | 1
12.5342 | 25.5585 | 1
10.2896 | 35.219 | 1
5.3115 | 27.7245 | 1
2.6097 | 49.7431 | 1
8.2952 | 48.2555 | 1
10.1307 | 23.5938 | 1
7.1391 | 13.8396 | 1
21.8064 | 21.0235 | 1
6.4745 | 8.4248 | 1
1.9829 | 31.6594 | 1
4.6582 | 5.8989 | 1
6.0671 | 31.0501 | 1
1.1221 | 28.1413 | 1
5.5456 | 45.4913 | 1
7.1552 | 17.4976 | 1
22.4556 | 47.8075 | 1
21.7856 | 34.7783 | 1
13.7488 | 1.9336 | 1
5.3802 | 31.153 | 1
12.5617 | 49.7941 | 1
19.4051 | 8.7987 | 1
6.3578 | 48.6067 | 1
17.8438 | 45.543 | 1
0.73836 | 17.1293 | 1
20.7741 | 25.4325 | 1
11.6407 | 11.7937 | 1
15.5598 | 55.1181 | 1
21.2346 | 53.0638 | 1
16.5259 | 50.5241 | 1
10.8983 | 40.3791 | 1
16.8808 | 53.9074 | 1
11.8367 | 42.8636 | 1
16.2128 | 33.3555 | 1
1.4385 | 44.0048 | 1
22.5831 | 19.5318 | 1
20.379 | 17.1327 | 1
6.1202 | 29.0389 | 1
7.323 | 52.5409 | 1
18.5218 | 49.2122 | 1
19.9225 | 15.4783 | 1
6.3095 | 19.7073 | 1
14.5724 | 36.7803 | 1
11.2784 | 54.9007 | 1
1.8224 | 38.1353 | 1
21.2537 | 21.9663 | 1
7.7005 | 44.0206 | 1
3.6773 | 50.4209 | 1
20.336 | 17.3457 | 1
11.8095 | 4.7715 | 1
6.3537 | 41.716 | 1
8.9705 | 21.0034 | 1
17.2653 | 0.84492 | 1
18.6169 | 17.6631 | 1
1.3922 | 43.1604 | 1
6.155 | 53.8497 | 1
23.2177 | 8.572 | 1
23.1963 | 10.7062 | 1
18.4302 | 46.9651 | 1
14.0369 | 41.8489 | 1
0.88438 | 37.2167 | 1
10.7779 | 25.3046 | 1
4.6673 | 42.1198 | 1
21.7283 | 13.711 | 1
6.628 | 23.4491 | 1
10.0184 | 53.1313 | 1
11.0866 | 22.6463 | 1
7.5262 | 21.2754 | 1
14.611 | 55.1897 | 1
3.7552 | 27.1741 | 1
14.1407 | 26.9064 | 1
1.6148 | 9.2305 | 1
2.5461 | 14.0038 | 1
20.9194 | 11.1873 | 1
7.3886 | 32.2357 | 1
18.3537 | 8.0764 | 1
12.0344 | 36.8988 | 1
12.416 | 43.2969 | 1
6.4661 | 30.7323 | 1
15.4334 | 29.8681 | 1
10.1493 | 12.1728 | 1
2.9387 | 14.1717 | 1
17.2387 | 32.1065 | 1
19.2812 | 7.2942 | 1
0.04462 | 42.9396 | 1
12.1346 | 18.1581 | 1
9.7179 | 44.959 | 1
2.0734 | 46.1832 | 1
6.3534 | 47.3573 | 1
11.5179 | 14.8805 | 1
15.5877 | 42.0048 | 1
19.8899 | 39.8568 | 1
15.2649 | 11.3518 | 1
20.1258 | 19.3507 | 1
17.1927 | 21.7078 | 1
3.7148 | 45.043 | 1
8.2324 | 53.0265 | 1
3.789 | 50.8879 | 1
13.765 | 15.0305 | 1
20.6479 | 45.976 | 1
10.9707 | 10.7004 | 1
10.7992 | 1.388 | 1
18.7948 | 20.5696 | 1
6.2111 | 12.2421 | 1
22.9217 | 29.0599 | 1
1.2501 | 15.4734 | 1
9.6241 | 41.2606 | 1
3.4028 | 44.411 | 1
9.2118 | 29.1765 | 1
0.53936 | 2.2213 | 1
5.1883 | 53.0554 | 1
20.9218 | 16.4966 | 1
9.2534 | 0.72484 | 1
11.4187 | 1.8513 | 1
1.2975 | 49.9678 | 1
21.5587 | 15.3746 | 1
6.8066 | 34.3234 | 1
3.3732 | 23.904 | 1
14.5896 | 15.4741 | 1
1.1289 | 47.1516 | 1
5.1557 | 18.9948 | 1
7.4569 | 19.1688 | 1
3.4727 | 2.3384 | 1
13.8153 | 35.2634 | 1
21.2584 | 30.5525 | 1
5.6804 | 22.1047 | 1
6.0573 | 8.7422 | 1
6.6976 | 53.9828 | 1
20.2992 | 16.8519 | 1
9.0965 | 16.2183 | 1
17.301 | 40.7305 | 1
9.3406 | 28.1649 | 1
19.0938 | 13.5801 | 1
18.7621 | 31.11 | 1
21.0825 | 20.1237 | 1
22.9021 | 13.3256 | 1
12.5695 | 24.8539 | 1
23.0864 | 40.2643 | 1
2.4503 | 26.8252 | 1
15.3649 | 34.7518 | 1
18.7548 | 31.1835 | 1
21.9814 | 49.9919 | 1
7.0638 | 45.4955 | 1
12.5942 | 23.3489 | 1
16.6678 | 12.8362 | 1
12.1409 | 9.4402 | 1
7.9415 | 32.3842 | 1
10.5125 | 6.5191 | 1
10.2471 | 12.6583 | 1
19.642 | 23.6865 | 1
11.1131 | 41.3348 | 1
17.363 | 12.4615 | 1
9.1975 | 19.5977 | 1
1.8941 | 37.3622 | 1
4.9393 | 23.6936 | 1
19.3644 | 26.2733 | 1
19.29 | 49.0407 | 1
4.6257 | 39.8822 | 1
5.0863 | 17.161 | 1
1.7589 | 38.2885 | 1
23.2935 | 11.7491 | 1
9.6374 | 27.4479 | 1
19.105 | 9.902 | 1
15.1605 | 50.9178 | 1
9.5487 | 31.4042 | 1
16.8268 | 29.5527 | 1
3.7528 | 36.9267 | 1
15.5027 | 50.343 | 1
9.409 | 17.8102 | 1
4.2187 | 17.009 | 1
17.9321 | 5.2699 | 1
14.7659 | 9.6641 | 1
0.39429 | 38.376 | 1
12.7996 | 8.0684 | 1
15.6478 | 28.4087 | 1
13.0863 | 25.1711 | 1
21.4365 | 46.8321 | 1
2.6643 | 46.6718 | 1
13.9561 | 12.6005 | 1
22.7404 | 6.6011 | 1
2.956 | 31.3454 | 1
5.2978 | 45.0921 | 1
4.2008 | 18.2752 | 1
5.0072 | 15.2632 | 1
12.7332 | 17.9092 | 1
0.27925 | 54.5948 | 1
0.84907 | 48.558 | 1
21.4229 | 14.9466 | 1
16.4666 | 21.2978 | 1
3.1186 | 25.0185 | 1
22.2008 | 42.4023 | 1
20.9693 | 7.2635 | 1
21.0706 | 51.2132 | 1
3.7213 | 14.5413 | 1
2.8535 | 47.4585 | 1
12.7299 | 48.1809 | 1
19.1523 | 13.6302 | 1
13.7274 | 49.0787 | 1
12.0518 | 18.757 | 1
12.971 | 49.9511 | 1
4.1869 | 22.3312 | 1
7.3756 | 24.225 | 1
6.0977 | 8.2639 | 1
16.6958 | 4.0139 | 1
8.4603 | 3.1319 | 1
18.078 | 13.852 | 1
10.1945 | 26.0244 | 1
3.6628 | 42.3334 | 1
14.1156 | 7.8635 | 1
22.2347 | 6.7891 | 1
8.0713 | 6.6349 | 1
20.0178 | 2.5116 | 1
12.2013 | 9.5163 | 1
11.5326 | 36.9657 | 1
12.2863 | 17.0519 | 1
9.242 | 30.5258 | 1
16.9096 | 49.5832 | 1
22.1854 | 30.5565 | 1
16.9889 | 8.9262 | 1
15.7201 | 37.7752 | 1
22.5007 | 12.8742 | 1
5.2859 | 33.8539 | 1
11.8269 | 7.8384 | 1
0.66312 | 21.9459 | 1
18.3549 | 51.5847 | 1
4.1185 | 7.2042 | 1
3.2892 | 54.8209 | 1
17.5147 | 43.7905 | 1
22.405 | 35.5445 | 1
3.8776 | 10.8775 | 1
16.7943 | 5.787 | 1
16.8469 | 38.5448 | 1
21.5378 | 48.9568 | 1
2.083 | 19.1615 | 1
5.3198 | 24.8235 | 1
11.4894 | 53.5255 | 1
21.5022 | 22.2999 | 1
11.2252 | 29.7663 | 1
18.2198 | 4.8721 | 1
4.2488 | 41.4228 | 1
16.095 | 2.1092 | 1
13.3874 | 7.7005 | 1
11.6639 | 52.9605 | 1
19.7044 | 33.7154 | 1
22.6381 | 14.1064 | 1
3.4471 | 37.7774 | 1
21.4006 | 22.9559 | 1
12.162 | 8.6485 | 1
7.1943 | 15.3343 | 1
12.4142 | 34.7898 | 1
15.7342 | 33.4916 | 1
14.5526 | 27.3314 | 1
11.5954 | 51.6124 | 1
18.8657 | 1.3911 | 1
18.4481 | 11.2687 | 1
1.9407 | 18.0232 | 1
19.7396 | 52.7501 | 1
17.0134 | 6.7139 | 1
17.9259 | 51.7297 | 1
19.82 | 7.5831 | 1
4.6815 | 33.7535 | 1
17.3208 | 33.8442 | 1
14.9421 | 54.6011 | 1
10.8251 | 34.6434 | 1
6.8412 | 13.7648 | 1
9.1394 | 24.0841 | 1
0.0068215 | 36.791 | 1
13.9557 | 0.48856 | 1
9.1308 | 25.4851 | 1
8.6099 | 16.1599 | 1
11.3839 | 27.5071 | 1
16.5884 | 16.2051 | 1
8.865 | 45.2468 | 1
16.0506 | 54.2361 | 1
10.9288 | 31.2215 | 1
3.5522 | 51.7508 | 1
16.1048 | 35.4503 | 1
21.5048 | 24.5356 | 1
6.4412 | 7.6196 | 1
10.3102 | 50.3795 | 1
15.2403 | 49.1793 | 1
5.5122 | 38.6779 | 1
12.9148 | 35.3961 | 1
11.8117 | 32.6566 | 1
19.6498 | 11.2459 | 1
5.3072 | 32.9895 | 1
22.431 | 47.2997 | 1
21.1851 | 50.5209 | 1
10.2127 | 10.8683 | 1
8.1996 | 15.8256 | 1
6.3452 | 46.1495 | 1
7.4396 | 33.1216 | 1
18.316 | 32.1056 | 1
5.5138 | 13.8359 | 1
7.5083 | 18.8902 | 1
14.1547 | 42.4382 | 1
15.8025 | 40.7842 | 1
0.51057 | 39.6568 | 1
19.3154 | 19.9709 | 1
22.2404 | 14.204 | 1
7.0848 | 22.739 | 1
14.1946 | 10.5361 | 1
21.9431 | 44.0343 | 1
11.3513 | 21.6493 | 1
1.6972 | 29.7814 | 1
17.7359 | 43.8757 | 1
22.5352 | 26.9424 | 1
11.2592 | 42.0806 | 1
11.9261 | 49.0452 | 1
4.9804 | 35.7949 | 1
19.7243 | 40.3232 | 1
6.9003 | 19.9259 | 1
11.162 | 11.5271 | 1
4.5103 | 5.2057 | 1
0.36674 | 21.9313 | 1
15.0722 | 34.5358 | 1
19.4621 | 52.4353 | 1
9.3861 | 5.7659 | 1
16.3579 | 2.4287 | 1
6.7585 | 29.2615 | 1
11.3345 | 41.5803 | 1
2.1007 | 8.9884 | 1
23.0657 | 13.7745 | 1
1.7882 | 25.4351 | 1
9.7233 | 43.9262 | 1
19.3051 | 13.1727 | 1
1.0409 | 0.82944 | 1
7.1799 | 13.8122 | 1
11.3094 | 48.7996 | 1
19.5407 | 16.7691 | 1
19.5814 | 11.4354 | 1
10.5257 | 23.0276 | 1
11.0936 | 28.4035 | 1
12.0388 | 24.3788 | 1
19.999 | 18.3967 | 1
19.0602 | 2.0655 | 1
7.6212 | 46.4979 | 1
19.5481 | 18.6265 | 1
20.7933 | 10.4013 | 1
1.5382 | 27.6175 | 1
19.9862 | 38.6108 | 1
5.7675 | 43.7335 | 1
3.8345 | 8.1669 | 1
12.7887 | 32.709 | 1
7.2509 | 15.0306 | 1
22.1212 | 26.6832 | 1
12.3572 | 18.8203 | 1
3.4468 | 21.139 | 1
19.2969 | 27.0765 | 1
3.4092 | 21.8889 | 1
0.56388 | 21.5806 | 1
2.8765 | 38.4903 | 1
16.4719 | 17.0117 | 1
14.0914 | 38.7646 | 1
5.6247 | 0.51465 | 1
8.6909 | 45.5378 | 1
6.6795 | 2.7601 | 1
9.6082 | 31.3369 | 1
15.2043 | 33.4819 | 1
6.9539 | 13.537 | 1
13.5629 | 0.8476 | 1
16.8527 | 20.713 | 1
20.7973 | 26.5798 | 1
20.0327 | 38.5312 | 1
19.5934 | 51.7408 | 1
15.1826 | 52.8033 | 1
19.9942 | 30.5277 | 1
17.8704 | 13.3172 | 1
8.2027 | 37.7173 | 1
4.7541 | 42.6934 | 1
21.081 | 43.0444 | 1
21.4384 | 9.6652 | 1
21.2841 | 20.8767 | 1
9.1496 | 36.588 | 1
14.3309 | 47.0376 | 1
14.9593 | 22.3311 | 1
22.5928 | 31.4849 | 1
20.4044 | 17.8347 | 1
3.7232 | 19.2803 | 1
10.5426 | 31.4702 | 1
10.7948 | 48.0576 | 1
9.3418 | 50.7796 | 1
9.4773 | 0.72996 | 1
22.2004 | 28.3002 | 1
0.048163 | 43.2724 | 1
7.4724 | 32.0958 | 1
4.0856 | 17.1825 | 1
10.3939 | 2.0756 | 1
8.7811 | 22.8145 | 1
4.4496 | 5.4638 | 1
11.2463 | 17.8546 | 1
17.3876 | 34.5293 | 1
14.7757 | 36.2106 | 1
6.2703 | 44.2383 | 1
2.0404 | 55.1224 | 1
0.33262 | 45.7799 | 1
0.7541 | 48.7166 | 1
20.423 | 42.9608 | 1
11.4503 | 27.5601 | 1
15.3241 | 9.8407 | 1
15.6868 | 18.905 | 1
5.2245 | 5.253 | 1
9.7375 | 2.671 | 1
9.4014 | 50.3619 | 1
18.5844 | 50.1323 | 1
22.7695 | 52.6447 | 1
6.7209 | 43.2506 | 1
7.8509 | 38.4153 | 1
21.0873 | 36.4247 | 1
10.9598 | 13.4016 | 1
18.7859 | 40.7849 | 1
22.7728 | 49.0935 | 1
10.6751 | 43.9828 | 1
19.2764 | 26.0159 | 1
8.0574 | 46.2526 | 1
20.3541 | 7.147 | 1
16.0673 | 20.674 | 1
21.4971 | 10.3938 | 1
3.1226 | 14.3555 | 1
14.8663 | 24.5545 | 1
7.3834 | 50.0062 | 1
0.84823 | 12.4345 | 1
20.6242 | 1.6078 | 1
13.6624 | 51.0437 | 1
12.0457 | 13.5622 | 1
8.6464 | 20.9581 | 1
16.1247 | 33.7351 | 1
6.0913 | 24.6915 | 1
23.2689 | 17.7708 | 1
14.8281 | 38.2109 | 1
11.1092 | 31.6585 | 1
7.0347 | 38.6756 | 1
20.5911 | 18.8642 | 1
5.3774 | 15.9959 | 1
7.4688 | 43.8728 | 1
15.1406 | 25.6669 | 1
5.0539 | 40.024 | 1
14.5577 | 50.9573 | 1
11.5816 | 36.1575 | 1
15.0042 | 41.3123 | 1
10.3923 | 2.1626 | 1
0.4143 | 3.1191 | 1
10.7277 | 13.8124 | 1
9.1142 | 43.0191 | 1
21.879 | 51.8836 | 1
9.9015 | 43.7086 | 1
21.346 | 28.986 | 1
9.9669 | 19.7495 | 1
8.2811 | 27.7277 | 1
21.6053 | 44.1723 | 1
16.6243 | 14.6165 | 1
11.864 | 11.56 | 1
1.3434 | 10.177 | 1
11.915 | 8.4987 | 1
1.8355 | 50.3772 | 1
10.7266 | 24.0394 | 1
2.1092 | 25.1537 | 1
14.9016 | 47.9716 | 1
7.0539 | 37.4159 | 1
11.7363 | 9.2188 | 1
2.3109 | 41.9377 | 1
13.7588 | 10.947 | 1
3.8403 | 31.1353 | 1
5.5629 | 34.4889 | 1
10.3363 | 32.6592 | 1
17.6203 | 29.6962 | 1
13.7233 | 8.2307 | 1
0.95995 | 32.5957 | 1
7.6543 | 32.4931 | 1
18.641 | 9.2969 | 1
16.1013 | 50.5864 | 1
15.9195 | 36.0778 | 1
18.8545 | 24.9528 | 1
12.2427 | 33.2863 | 1
1.39 | 2.3078 | 1
19.7396 | 15.2597 | 1
2.9764 | 43.9996 | 1
0.13002 | 30.797 | 1
16.1257 | 18.7231 | 1
19.5428 | 36.9795 | 1
13.0316 | 13.8949 | 1
19.2086 | 29.2055 | 1
11.224 | 13.7602 | 1
15.3368 | 13.9807 | 1
13.8566 | 5.3106 | 1
8.6558 | 45.1527 | 1
12.5727 | 5.3278 | 1
2.135 | 18.5646 | 1
0.86124 | 7.4868 | 1
2.3054 | 4.551 | 1
22.5688 | 1.2263 | 1
8.0618 | 17.0867 | 1
0.57114 | 47.541 | 1
19.3096 | 52.4746 | 1
21.8994 | 12.4935 | 1
6.2834 | 37.5765 | 1
2.3207 | 36.4957 | 1
18.4787 | 9.5599 | 1
18.6405 | 52.7071 | 1
2.2511 | 35.1865 | 1
15.4946 | 55.3325 | 1
21.7106 | 34.4553 | 1
1.5229 | 2.0653 | 1
19.9615 | 1.3945 | 1
9.5802 | 39.6968 | 1
12.0666 | 41.6107 | 1
21.3203 | 26.3091 | 1
12.2281 | 42.7947 | 1
19.2285 | 36.2327 | 1
21.2442 | 45.113 | 1
4.8274 | 1.5315 | 1
10.9085 | 5.5545 | 1
18.922 | 50.9939 | 1
3.303 | 52.5458 | 1
14.7731 | 14.1592 | 1
0.034481 | 46.6879 | 1
3.6341 | 32.6483 | 1
21.0013 | 37.7045 | 1
22.2535 | 39.465 | 1
5.4845 | 12.5957 | 1
9.5046 | 22.9553 | 1
12.4963 | 46.0474 | 1
5.8594 | 1.7837 | 1
6.1799 | 7.4557 | 1
0.25816 | 45.732 | 1
18.8313 | 7.9861 | 1
2.3015 | 3.0994 | 1
8.7184 | 50.6532 | 1
13.7517 | 0.42363 | 1
20.0882 | 52.1021 | 1
2.0541 | 3.7005 | 1
5.6425 | 18.196 | 1
19.1919 | 16.0778 | 1
19.3567 | 49.4207 | 1
1.2842 | 30.016 | 1
16.4951 | 38.8655 | 1
17.4221 | 18.7694 | 1
22.6465 | 50.7874 | 1
11.8949 | 25.4462 | 1
11.2933 | 31.2201 | 1
9.1142 | 55.1602 | 1
14.8174 | 30.3644 | 1
16.1115 | 25.2212 | 1
17.5101 | 4.8725 | 1
8.3719 | 36.3195 | 1
6.8952 | 15.231 | 1
21.9371 | 23.9527 | 1
8.308 | 9.629 | 1
13.5736 | 26.6729 | 1
5.5351 | 35.9429 | 1
21.3592 | 30.6841 | 1
13.095 | 29.3169 | 1
18.6461 | 44.7543 | 1
4.1885 | 9.3145 | 1
2.5109 | 35.7261 | 1
20.1095 | 26.5699 | 1
21.394 | 30.2946 | 1
14.5446 | 24.8314 | 1
5.5911 | 51.6644 | 1
3.4346 | 46.3573 | 1
20.5114 | 19.9417 | 1
2.9014 | 18.3357 | 1
18.8197 | 19.701 | 1
11.6482 | 52.1321 | 1
12.1467 | 17.1114 | 1
15.7884 | 47.4288 | 1
22.6712 | 10.9858 | 1
23.0233 | 2.9324 | 1
0.92481 | 19.2824 | 1
11.7307 | 54.3816 | 1
11.5698 | 2.8291 | 1
7.8455 | 12.783 | 1
13.4218 | 20.8065 | 1
5.8058 | 38.9265 | 1
11.4795 | 44.2002 | 1
10.9174 | 10.2177 | 1
11.5694 | 33.7956 | 1
22.656 | 48.893 | 1
21.0048 | 20.4877 | 1
21.815 | 8.8507 | 1
0.49331 | 8.8631 | 1
3.1895 | 21.4297 | 1
4.4577 | 33.9781 | 1
10.3345 | 50.965 | 1
6.5508 | 13.3245 | 1
8.2339 | 13.2946 | 1
14.4403 | 27.8004 | 1
1.8308 | 48.2201 | 1
11.9873 | 55.1908 | 1
20.3791 | 15.0017 | 1
12.8535 | 21.9666 | 1
11.0893 | 17.8002 | 1
19.1905 | 7.5854 | 1
14.4514 | 45.6128 | 1
11.8597 | 8.2948 | 1
2.1137 | 35.8254 | 1
10.66 | 0.9175 | 1
10.8667 | 7.7218 | 1
9.6151 | 20.0548 | 1
21.0913 | 5.9787 | 1
13.5677 | 18.4012 | 1
14.2429 | 15.111 | 1
5.183 | 13.6242 | 1
21.3836 | 20.718 | 1
20.9058 | 40.3124 | 1
7.837 | 18.9838 | 1
7.8188 | 5.1542 | 1
14.2989 | 39.2587 | 1
20.7312 | 30.236 | 1
15.3869 | 18.3134 | 1
20.3342 | 10.1697 | 1
21.5203 | 22.4564 | 1
21.246 | 39.7152 | 1
16.0822 | 10.4459 | 1
1.8069 | 40.67 | 1
19.725 | 9.8537 | 1
15.1459 | 9.4009 | 1
9.0821 | 28.5159 | 1
1.7705 | 10.37 | 1
16.416 | 7.1093 | 1
12.5933 | 39.6108 | 1
16.854 | 51.4063 | 1
19.604 | 32.0894 | 1
14.0548 | 34.0604 | 1
19.1347 | 36.0805 | 1
9.0145 | 28.0434 | 1
7.1372 | 44.4438 | 1
18.2766 | 53.2784 | 1
22.285 | 22.3352 | 1
12.1858 | 43.6922 | 1
20.9277 | 29.5154 | 1
21.8885 | 12.2384 | 1
22.5566 | 23.1936 | 1
7.0873 | 19.0555 | 1
14.8023 | 52.4608 | 1
1.4384 | 20.4241 | 1
4.7284 | 45.5792 | 1
17.278 | 45.5729 | 1
8.4719 | 44.0805 | 1
18.7586 | 14.2833 | 1
21.3293 | 34.5536 | 1
12.9809 | 13.6031 | 1
20.074 | 3.279 | 1
8.0171 | 20.6222 | 1
0.18744 | 40.1319 | 1
8.0432 | 24.5639 | 1
0.086979 | 52.2099 | 1
22.2716 | 40.7659 | 1
21.1631 | 6.7932 | 1
19.759 | 28.5304 | 1
1.5199 | 29.5714 | 1
6.2413 | 5.8849 | 1
1.0955 | 41.9632 | 1
2.1281 | 7.8576 | 1
11.8412 | 24.9959 | 1
18.8027 | 25.6394 | 1
3.6068 | 6.0133 | 1
18.8619 | 5.6688 | 1
4.3489 | 9.5965 | 1
4.9106 | 27.4441 | 1
9.3949 | 45.7513 | 1
19.1583 | 42.4378 | 1
12.8997 | 17.3421 | 1
4.6421 | 8.1443 | 1
16.2718 | 8.1588 | 1
5.623 | 7.2069 | 1
23.1763 | 23.9348 | 1
11.6569 | 34.4529 | 1
12.696 | 15.9084 | 1
16.7817 | 3.0245 | 1
6.8821 | 28.9188 | 1
17.9808 | 15.1621 | 1
6.8097 | 26.0775 | 1
22.659 | 6.0894 | 1
10.6955 | 5.9284 | 1
6.7631 | 3.9629 | 1
20.4492 | 24.8568 | 1
20.6402 | 21.4988 | 1
13.947 | 27.7712 | 1
7.6135 | 38.5395 | 1
19.3786 | 4.4797 | 1
0.97639 | 17.6782 | 1
6.3516 | 6.1671 | 1
5.6398 | 7.3057 | 1
17.4364 | 9.7045 | 1
19.8175 | 34.231 | 1
15.7152 | 4.4937 | 1
2.1008 | 21.2753 | 1
4.8534 | 3.2501 | 1
20.425 | 22.8344 | 1
10.9975 | 9.4775 | 1
8.1117 | 1.2681 | 1
7.4336 | 35.906 | 1
4.7882 | 55.0929 | 1
10.1538 | 3.4652 | 1
14.3551 | 42.7514 | 1
19.1252 | 28.3164 | 1
10.2657 | 17.4003 | 1
19.1717 | 26.3619 | 1
2.4211 | 20.1537 | 1
21.6551 | 26.3731 | 1
9.2915 | 1.0691 | 1
1.6803 | 33.1777 | 1
7.6903 | 41.1325 | 1
17.1355 | 27.0993 | 1
20.0193 | 47.2194 | 1
12.0636 | 39.5557 | 1
22.2822 | 24.8894 | 1
12.4025 | 24.9191 | 1
6.4807 | 12.0092 | 1
18.1231 | 7.869 | 1
9.1627 | 26.63 | 1
17.2188 | 12.0635 | 1
4.0956 | 8.2264 | 1
16.318 | 42.1057 | 1
0.19774 | 47.7798 | 1
13.4861 | 45.3007 | 1
21.9812 | 0.43022 | 1
14.864 | 41.5958 | 1
4.9411 | 38.336 | 1
12.6504 | 37.6291 | 1
7.7046 | 30.8532 | 1
15.4503 | 29.1713 | 1
13.1172 | 42.3543 | 1
7.2171 | 52.7971 | 1
5.9323 | 34.2537 | 1
12.4029 | 48.2014 | 1
12.2154 | 0.98441 | 1
1.5124 | 45.2724 | 1
15.5026 | 36.325 | 1
15.2254 | 52.2084 | 1
4.6393 | 46.1295 | 1
8.4743 | 42.3402 | 1
21.4246 | 4.8109 | 1
12.533 | 17.6069 | 1
15.4958 | 53.5424 | 1
18.5062 | 48.9756 | 1
1.9992 | 35.6656 | 1
21.4417 | 13.0377 | 1
3.9962 | 0.47336 | 1
19.4152 | 2.7806 | 1
1.3916 | 39.4803 | 1
17.7176 | 16.5429 | 1
14.3287 | 17.6246 | 1
12.9754 | 7.0622 | 1
12.8601 | 19.0068 | 1
14.2467 | 19.0386 | 1
9.3471 | 34.0232 | 1
16.2494 | 24.362 | 1
14.8756 | 6.0354 | 1
14.4129 | 22.2079 | 1
14.0978 | 26.5137 | 1
15.1877 | 19.4693 | 1
15.7147 | 45.0522 | 1
16.1014 | 22.9193 | 1
7.7764 | 4.9303 | 1
0.22031 | 13.3075 | 1
15.6959 | 18.7486 | 1
18.3952 | 41.1299 | 1
18.7123 | 21.1193 | 1
20.1802 | 6.2292 | 1
6.1965 | 1.3732 | 1
22.3834 | 33.6266 | 1
17.7487 | 28.7371 | 1
3.2785 | 23.294 | 1
21.4823 | 48.1322 | 1
10.947 | 43.2894 | 1
16.6419 | 48.9813 | 1
5.4019 | 0.74752 | 1
16.0151 | 33.8511 | 1
18.2981 | 2.5351 | 1
23.269 | 34.684 | 1
11.2949 | 30.3293 | 1
11.191 | 6.4557 | 1
12.8948 | 35.4979 | 1
11.4486 | 4.2272 | 1
21.2073 | 37.0237 | 1
15.2894 | 2.9866 | 1
16.2677 | 28.5737 | 1
8.8014 | 28.8048 | 1
2.9172 | 3.5744 | 1
4.4207 | 5.9545 | 1
17.0613 | 40.0059 | 1
19.5325 | 41.9077 | 1
6.6334 | 46.9373 | 1
4.5656 | 20.4993 | 1
21.235 | 51.9353 | 1
8.676 | 50.4796 | 1
12.6539 | 42.3967 | 1
15.1024 | 41.1844 | 1
8.3592 | 34.7651 | 1
22.7336 | 52.0822 | 1
6.123 | 2.8927 | 1
2.6024 | 27.5925 | 1
11.0696 | 49.3378 | 1
1.9181 | 40.4115 | 1
13.0374 | 51.2673 | 1
1.3876 | 39.7058 | 1
18.4246 | 25.2342 | 1
16.5427 | 43.4467 | 1
1.7864 | 10.9748 | 1
22.0364 | 34.3004 | 1
15.3474 | 14.6113 | 1
10.0999 | 3.2797 | 1
22.4605 | 5.4806 | 1
17.2302 | 14.1607 | 1
15.2503 | 29.0714 | 1
1.9581 | 52.453 | 1
10.2627 | 40.674 | 1
15.3662 | 21.1716 | 1
15.6802 | 25.5741 | 1
5.8584 | 26.3406 | 1
0.32888 | 1.1375 | 1
3.0376 | 1.0344 | 1
9.1074 | 3.0701 | 1
15.4231 | 34.5986 | 1
12.3942 | 32.9558 | 1
17.3061 | 9.5925 | 1
14.7242 | 28.3302 | 1
0.69597 | 3.3629 | 1
3.7603 | 42.111 | 1
21.2869 | 42.8428 | 1
18.5499 | 50.8221 | 1
18.7463 | 49.2875 | 1
7.9406 | 13.8018 | 1
9.167 | 3.9689 | 1
20.2661 | 40.904 | 1
4.1125 | 32.8158 | 1
8.4212 | 6.1657 | 1
5.686 | 3.3203 | 1
9.6365 | 9.9696 | 1
20.825 | 32.9031 | 1
4.6431 | 8.5587 | 1
3.9586 | 46.1044 | 1
6.2192 | 18.42 | 1
21.167 | 17.2441 | 1
22.4175 | 12.7668 | 1
20.6021 | 5.6796 | 1
16.5828 | 27.8913 | 1
16.401 | 44.0896 | 1
9.8544 | 34.1327 | 1
16.5314 | 22.6421 | 1
3.0775 | 22.6667 | 1
0.15294 | 33.6433 | 1
18.9043 | 31.1834 | 1
2.1945 | 5.6337 | 1
6.7079 | 18.3291 | 1
2.0948 | 34.4933 | 1
6.3001 | 46.0137 | 1
17.8787 | 19.1684 | 1
14.2357 | 4.3469 | 1
11.9728 | 24.6446 | 1
8.5688 | 49.2728 | 1
12.6677 | 36.6905 | 1
15.7831 | 12.9636 | 1
9.7914 | 12.2467 | 1
6.739 | 42.5545 | 1
18.0504 | 46.6395 | 1
10.9029 | 36.4147 | 1
9.3323 | 4.887 | 1
6.7887 | 23.2519 | 1
19.7381 | 51.4549 | 1
16.5877 | 39.6934 | 1
23.226 | 31.2609 | 1
3.6579 | 16.6613 | 1
13.2987 | 15.7717 | 1
7.1082 | 24.048 | 1
4.3639 | 50.0361 | 1
9.557 | 28.0909 | 1
8.7804 | 7.5191 | 1
21.1248 | 51.6285 | 1
6.744 | 49.7445 | 1
2.4463 | 27.5198 | 1
16.7691 | 10.6501 | 1
18.3985 | 40.9059 | 1
18.0776 | 48.93 | 1
7.4593 | 31.9295 | 1
2.4427 | 39.3894 | 1
1.394 | 31.6225 | 1
8.9858 | 54.8494 | 1
8.9527 | 13.5096 | 1
21.008 | 39.5523 | 1
4.892 | 48.6668 | 1
11.1413 | 11.9863 | 1
19.6573 | 13.8224 | 1
19.1996 | 25.7709 | 1
7.2915 | 4.4982 | 1
5.1291 | 51.4317 | 1
16.5693 | 41.0927 | 1
1.4163 | 26.3366 | 1
11.5162 | 26.4846 | 1
0.29949 | 0.52865 | 1
9.0471 | 26.9017 | 1
2.8059 | 53.1037 | 1
1.611 | 49.2217 | 1
7.5402 | 8.4928 | 1
3.2265 | 7.0276 | 1
9.4953 | 32.8212 | 1
13.8212 | 31.8912 | 1
6.604 | 51.4659 | 1
6.3132 | 46.4474 | 1
7.1714 | 5.9021 | 1
9.0996 | 23.6388 | 1
13.6902 | 20.3236 | 1
16.545 | 19.0612 | 1
3.6995 | 27.0566 | 1
12.1688 | 44.7205 | 1
0.97221 | 14.1462 | 1
21.5022 | 19.6241 | 1
10.2938 | 48.6144 | 1
12.366 | 14.8372 | 1
14.4533 | 20.4162 | 1
8.2652 | 2.9189 | 1
7.5059 | 43.4015 | 1
1.1046 | 33.762 | 1
19.1863 | 47.5559 | 1
7.0511 | 52.8835 | 1
6.6719 | 43.5455 | 1
14.2102 | 54.7441 | 1
3.6516 | 36.0317 | 1
3.8945 | 1.1667 | 1
4.5764 | 39.2827 | 1
3.5604 | 8.3786 | 1
14.4871 | 45.6 | 1
4.5497 | 6.1972 | 1
17.5968 | 39.5136 | 1
13.7583 | 3.657 | 1
7.1135 | 29.8954 | 1
1.2125 | 10.7014 | 1
5.1531 | 42.2577 | 1
16.8028 | 21.8244 | 1
5.851 | 46.6565 | 1
0.43125 | 13.7769 | 1
9.4102 | 53.0173 | 1
15.6528 | 41.9106 | 1
4.6815 | 49.7974 | 1
10.5569 | 37.9134 | 1
5.3933 | 41.5222 | 1
7.4004 | 16.9171 | 1
20.4418 | 19.2695 | 1
6.8038 | 19.3905 | 1
8.5991 | 37.2705 | 1
19.6865 | 35.3703 | 1
5.8176 | 25.7722 | 1
2.8762 | 18.4832 | 1
2.27 | 16.6584 | 1
17.3037 | 46.1349 | 1
10.0256 | 11.4572 | 1
4.5615 | 36.3504 | 1
13.6158 | 0.93529 | 1
12.2683 | 19.1187 | 1
8.3788 | 7.7319 | 1
19.1791 | 12.3992 | 1
2.572 | 54.5595 | 1
1.4912 | 20.5003 | 1
16.9279 | 35.5998 | 1
5.7356 | 46.203 | 1
12.6911 | 15.8844 | 1
9.343 | 54.596 | 1
0.32441 | 49.7096 | 1
5.7138 | 24.627 | 1
8.0461 | 40.4965 | 1
13.8489 | 16.8112 | 1
8.9195 | 38.4872 | 1
16.0296 | 3.6966 | 1
5.6368 | 22.8409 | 1
0.97313 | 9.982 | 1
1.6307 | 46.3184 | 1
6.6375 | 50.125 | 1
16.0048 | 14.7248 | 1
17.0104 | 0.90761 | 1
19.3003 | 27.9251 | 1
9.7675 | 26.7822 | 1
2.2104 | 41.7253 | 1
13.374 | 29.9774 | 1
21.4711 | 32.1229 | 1
2.4079 | 1.0353 | 1
15.4219 | 35.5915 | 1
6.0679 | 26.3904 | 1
10.7344 | 12.8075 | 1
9.7393 | 51.187 | 1
23.1666 | 24.3663 | 1
4.2205 | 50.8552 | 1
16.4844 | 23.1834 | 1
5.3642 | 45.4921 | 1
14.1318 | 17.9321 | 1
12.5931 | 24.9274 | 1
2.5839 | 27.8943 | 1
3.5775 | 16.7755 | 1
2.6501 | 39.1967 | 1
6.8449 | 29.0499 | 1
5.9671 | 11.473 | 1
22.1256 | 16.2754 | 1
9.7909 | 32.1705 | 1
22.6715 | 12.3225 | 1
14.0553 | 12.6705 | 1
16.2872 | 1.0964 | 1
18.7509 | 32.7286 | 1
18.0062 | 4.1524 | 1
19.8355 | 12.378 | 1
20.2088 | 49.3568 | 1
12.8589 | 17.0291 | 1
19.6227 | 55.1405 | 1
13.9781 | 4.047 | 1
15.3562 | 8.9339 | 1
18.3433 | 1.9933 | 1
8.8435 | 21.7381 | 1
20.3345 | 21.4559 | 1
2.1169 | 19.8669 | 1
12.2274 | 10.1736 | 1
6.3357 | 38.8485 | 1
22.046 | 9.685 | 1
4.1218 | 43.5685 | 1
0.46642 | 50.5756 | 1
19.183 | 51.9039 | 1
15.1515 | 47.3283 | 1
2.9214 | 2.6906 | 1
11.432 | 28.8256 | 1
1.8379 | 26.2222 | 1
1.5189 | 43.8172 | 1
21.0154 | 25.9099 | 1
9.9448 | 42.382 | 1
7.2026 | 6.244 | 1
7.1117 | 6.3464 | 1
5.2747 | 31.9189 | 1
5.3911 | 10.2925 | 1
17.354 | 14.7843 | 1
11.0698 | 36.9533 | 1
13.4763 | 12.1996 | 1
18.6572 | 8.845 | 1
0.039204 | 29.9941 | 1
3.468 | 5.0221 | 1
7.5738 | 43.6174 | 1
17.5504 | 43.178 | 1
12.8131 | 13.4081 | 1
4.8196 | 2.962 | 1
12.6701 | 47.7354 | 1
14.3232 | 27.8228 | 1
6.1999 | 12.1777 | 1
4.197 | 49.9156 | 1
13.3959 | 4.1907 | 1
20.1807 | 33.7742 | 1
23.2462 | 5.051 | 1
7.0568 | 9.7063 | 1
19.9258 | 21.9725 | 1
22.811 | 40.6498 | 1
13.1209 | 34.8733 | 1
3.9155 | 8.3128 | 1
9.7126 | 30.1934 | 1
9.3211 | 47.3166 | 1
20.5881 | 11.4321 | 1
9.7502 | 44.7249 | 1
11.6148 | 7.8947 | 1
11.0427 | 45.986 | 1
3.7104 | 12.781 | 1
8.0353 | 42.4745 | 1
20.6034 | 31.7617 | 1
3.8762 | 39.0096 | 1
20.5724 | 25.0542 | 1
8.8242 | 6.8499 | 1
17.1107 | 29.5746 | 1
3.4924 | 17.4121 | 1
1.427 | 53.0659 | 1
7.2002 | 40.3292 | 1
7.5868 | 8.1412 | 1
7.6281 | 7.8576 | 1
14.7258 | 26.745 | 1
10.4199 | 49.6132 | 1
7.1257 | 37.7409 | 1
3.5371 | 55.1308 | 1
21.3454 | 6.1005 | 1
4.2301 | 36.3175 | 1
18.5671 | 27.4189 | 1
9.9142 | 45.7004 | 1
14.2724 | 54.9079 | 1
13.6825 | 20.003 | 1
6.8922 | 28.7309 | 1
2.8041 | 25.0466 | 1
12.844 | 41.2089 | 1
22.0543 | 37.1436 | 1
2.3878 | 26.9726 | 1
8.6604 | 39.4553 | 1
15.6634 | 6.249 | 1
0.54517 | 40.114 | 1
17.2901 | 30.8586 | 1
18.1841 | 32.441 | 1
15.5084 | 47.6133 | 1
16.3858 | 13.8684 | 1
3.0058 | 17.3711 | 1
5.0746 | 11.7707 | 1
20.5874 | 44.8074 | 1
9.8209 | 55.1984 | 1
12.9334 | 46.4949 | 1
9.2059 | 29.6994 | 1
15.1022 | 52.1817 | 1
6.5868 | 23.585 | 1
8.1683 | 5.6864 | 1
9.691 | 47.5134 | 1
21.361 | 27.1218 | 1
12.919 | 44.1985 | 1
17.4772 | 7.0992 | 1
15.3925 | 4.8325 | 1
21.3292 | 54.9796 | 1
0.20757 | 40.2471 | 1
21.5858 | 49.8068 | 1
8.1949 | 13.2044 | 1
1.1202 | 5.4189 | 1
11.9692 | 40.0004 | 1
14.9587 | 25.9357 | 1
5.9614 | 49.3259 | 1
13.5087 | 10.453 | 1
10.2265 | 24.6165 | 1
10.6778 | 13.4357 | 1
20.1459 | 50.2599 | 1
2.7444 | 0.8226 | 1
12.5382 | 31.8324 | 1
2.8034 | 28.9754 | 1
1.9534 | 8.4056 | 1
8.6504 | 34.6386 | 1
16.6643 | 51.07 | 1
21.885 | 21.9952 | 1
23.0373 | 46.7434 | 1
18.4799 | 26.9041 | 1
5.1701 | 39.3105 | 1
13.2634 | 30.7835 | 1
14.8964 | 20.3606 | 1
15.8315 | 19.483 | 1
16.0686 | 34.1823 | 1
3.3558 | 44.7187 | 1
5.513 | 36.927 | 1
10.8671 | 41.8293 | 1
11.0181 | 29.573 | 1
5.1235 | 0.49238 | 1
9.0637 | 43.0671 | 1
16.0095 | 18.4493 | 1
19.8507 | 41.583 | 1
5.6441 | 36.1194 | 1
1.5166 | 45.0863 | 1
12.526 | 1.6799 | 1
19.0822 | 34.6675 | 1
17.6058 | 38.8697 | 1
1.6998 | 5.1368 | 1
0.16535 | 45.8189 | 1
1.0956 | 33.4355 | 1
6.7969 | 3.0631 | 1
12.431 | 49.2491 | 1
20.8577 | 19.4087 | 1
5.5442 | 19.9195 | 1
20.638 | 6.9114 | 1
7.7664 | 19.9192 | 1
22.7916 | 16.0992 | 1
3.8868 | 20.8661 | 1
9.1865 | 8.5148 | 1
6.0442 | 40.9385 | 1
8.4832 | 34.2339 | 1
1.5174 | 33.948 | 1
5.3823 | 11.3106 | 1
18.6305 | 32.4694 | 1
10.1832 | 8.938 | 1
18.2822 | 54.1912 | 1
7.4878 | 19.19 | 1
14.7076 | 23.0671 | 1
10.1997 | 10.4192 | 1
12.6644 | 11.3165 | 1
15.9557 | 32.1638 | 1
5.714 | 9.8741 | 1
2.5747 | 48.6452 | 1
0.81362 | 12.4742 | 1
2.9949 | 18.2198 | 1
5.5643 | 18.9876 | 1
10.9173 | 17.82 | 1
19.7937 | 12.1221 | 1
10.6783 | 12.1907 | 1
1.601 | 18.2611 | 1
3.982 | 18.8715 | 1
8.8521 | 1.5573 | 1
11.5746 | 44.0526 | 1
12.5673 | 13.1017 | 1
22.7793 | 12.2268 | 1
12.607 | 46.7394 | 1
14.0899 | 14.2663 | 1
8.2887 | 50.4036 | 1
6.3517 | 4.8694 | 1
20.9466 | 24.6609 | 1
2.171 | 39.997 | 1
14.0142 | 27.5731 | 1
11.3489 | 39.062 | 1
10.6374 | 21.3572 | 1
18.2701 | 46.5039 | 1
20.1821 | 24.9973 | 1
9.6795 | 5.8411 | 1
11.6275 | 40.7354 | 1
3.2273 | 10.2646 | 1
5.4724 | 25.7813 | 1
8.4437 | 40.2247 | 1
12.9415 | 17.8154 | 1
14.9316 | 53.607 | 1
15.5965 | 23.9213 | 1
17.2717 | 47.4844 | 1
1.495 | 30.5505 | 1
1.6329 | 35.3844 | 1
20.7521 | 32.6028 | 1
21.4925 | 50.5435 | 1
4.0738 | 30.1092 | 1
18.1094 | 28.1357 | 1
21.6578 | 3.8146 | 1
16.7998 | 39.5485 | 1
6.8955 | 17.3732 | 1
1.5467 | 7.7164 | 1
17.9507 | 51.7515 | 1
19.7172 | 41.6081 | 1
21.3967 | 24.8933 | 1
20.2296 | 34.7016 | 1
13.0384 | 34.7075 | 1
16.4697 | 16.7409 | 1
5.9232 | 46.6637 | 1
5.9282 | 24.7414 | 1
10.5241 | 16.6847 | 1
14.9441 | 40.3254 | 1
4.9322 | 25.0903 | 1
4.1873 | 19.1617 | 1
0.088474 | 38.4718 | 1
13.5211 | 0.9264 | 1
16.6412 | 8.4327 | 1
22.7812 | 31.128 | 1
2.1947 | 17.3008 | 1
22.3959 | 16.6739 | 1
16.923 | 18.4199 | 1
17.4101 | 38.2036 | 1
3.9726 | 33.1784 | 1
4.4885 | 43.932 | 1
0.83457 | 34.1403 | 1
9.7568 | 17.7072 | 1
16.7992 | 25.7885 | 1
16.8368 | 33.9993 | 1
9.6692 | 5.088 | 1
0.60785 | 8.7096 | 1
20.9602 | 54.3221 | 1
12.3848 | 54.6724 | 1
16.8421 | 26.1541 | 1
11.5094 | 9.2976 | 1
20.7572 | 42.1625 | 1
20.7729 | 44.1146 | 1
19.7219 | 48.7548 | 1
0.046657 | 47.1037 | 1
10.2947 | 44.4737 | 1
22.0082 | 38.6492 | 1
11.9632 | 10.8865 | 1
16.1746 | 10.0119 | 1
15.8973 | 16.7418 | 1
1.3908 | 16.1339 | 1
10.1973 | 38.4999 | 1
18.4946 | 13.2464 | 1
18.7767 | 39.3788 | 1
14.4609 | 54.1238 | 1
19.696 | 37.6416 | 1
11.4291 | 8.3305 | 1
14.7665 | 10.627 | 1
18.4813 | 3.8102 | 1
4.8782 | 19.9188 | 1
14.1296 | 6.0865 | 1
2.9471 | 8.3774 | 1
8.7698 | 46.0369 | 1
8.1993 | 46.3783 | 1
6.3947 | 30.093 | 1
6.3825 | 28.2626 | 1
0.81643 | 4.4239 | 1
20.2213 | 46.4809 | 1
15.8967 | 51.1636 | 1
7.7668 | 35.2683 | 1
5.084 | 30.4409 | 1
21.5725 | 4.8075 | 1
3.6686 | 32.4058 | 1
0.45508 | 34.328 | 1
5.1519 | 5.7734 | 1
2.2147 | 39.6915 | 1
6.1925 | 26.1856 | 1
7.5761 | 49.3225 | 1
6.4582 | 32.0913 | 1
12.7771 | 38.0182 | 1
17.3994 | 10.6007 | 1
2.7245 | 32.932 | 1
3.4509 | 12.7379 | 1
13.2108 | 41.9444 | 1
3.8411 | 32.1549 | 1
8.0865 | 40.8198 | 1
14.4693 | 26.3044 | 1
23.1657 | 15.7702 | 1
7.3139 | 31.6521 | 1
16.1243 | 43.0745 | 1
7.482 | 17.7213 | 1
1.1268 | 49.1601 | 1
4.4782 | 38.7336 | 1
13.4996 | 24.1308 | 1
22.4507 | 29.244 | 1
1.4669 | 51.0027 | 1
4.8321 | 29.3929 | 1
7.4828 | 32.2213 | 1
19.7198 | 29.0272 | 1
5.0205 | 8.746 | 1
16.6584 | 7.5446 | 1
13.5099 | 28.2252 | 1
19.686 | 29.2569 | 1
9.2732 | 14.9236 | 1
16.1642 | 10.0946 | 1
23.0371 | 5.3372 | 1
18.2503 | 30.0406 | 1
13.1154 | 24.0932 | 1
2.7778 | 41.9466 | 1
14.7615 | 53.136 | 1
7.1719 | 36.9404 | 1
19.367 | 26.4172 | 1
1.9519 | 11.2408 | 1
3.9411 | 3.7433 | 1
2.0171 | 1.8177 | 1
0.19866 | 35.6981 | 1
1.3404 | 47.0901 | 1
1.2887 | 45.5979 | 1
22.822 | 28.5091 | 1
3.7858 | 1.6593 | 1
17.9254 | 26.6955 | 1
14.4686 | 24.53 | 1
8.3312 | 52.0655 | 1
19.6603 | 42.8071 | 1
9.1697 | 27.1174 | 1
6.2769 | 20.538 | 1
14.9574 | 8.1442 | 1
2.6016 | 6.3496 | 1
15.9023 | 42.0967 | 1
0.23391 | 32.6831 | 1
8.8273 | 16.863 | 1
12.9908 | 2.8213 | 1
16.2263 | 32.9807 | 1
13.0145 | 42.7192 | 1
7.7078 | 40.3965 | 1
17.2659 | 9.4589 | 1
19.6707 | 45.6212 | 1
10.3598 | 32.7836 | 1
8.3915 | 5.0568 | 1
9.0541 | 53.919 | 1
11.6232 | 22.5297 | 1
14.4717 | 13.8951 | 1
22.0219 | 34.0825 | 1
10.7243 | 45.711 | 1
7.3413 | 16.2766 | 1
15.1327 | 3.587 | 1
10.8636 | 51.5025 | 1
4.5179 | 8.2784 | 1
20.536 | 44.3776 | 1
17.9893 | 49.6808 | 1
12.547 | 39.0499 | 1
15.6041 | 53.0165 | 1
6.7317 | 26.1121 | 1
6.157 | 42.9613 | 1
22.605 | 19.7945 | 1
6.7718 | 17.7023 | 1
16.39 | 29.9084 | 1
8.3736 | 47.6848 | 1
22.8528 | 26.5138 | 1
0.75307 | 46.4087 | 1
12.4915 | 24.6664 | 1
20.2733 | 3.2217 | 1
10.9194 | 39.5545 | 1
16.8779 | 1.4449 | 1
7.8689 | 3.7343 | 1
18.5558 | 6.5487 | 1
20.3129 | 19.267 | 1
15.3356 | 0.74743 | 1
21.6785 | 47.8163 | 1
10.7215 | 24.8688 | 1
10.7379 | 39.1682 | 1
11.8686 | 40.0421 | 1
8.0969 | 17.8119 | 1
8.8192 | 39.3839 | 1
2.2553 | 12.92 | 1
15.7062 | 29.7334 | 1
8.6789 | 10.9832 | 1
3.7336 | 11.6108 | 1
15.6294 | 14.3488 | 1
6.5193 | 23.4047 | 1
14.6584 | 24.2052 | 1
0.88199 | 38.3624 | 1
1.8333 | 43.3398 | 1
10.5765 | 30.8654 | 1
4.4189 | 30.6519 | 1
19.4492 | 15.1456 | 1
21.0832 | 36.6729 | 1
11.271 | 53.3761 | 1
10.6152 | 38.3466 | 1
15.081 | 36.728 | 1
6.6918 | 14.4629 | 1
0.53876 | 50.4572 | 1
5.4785 | 43.4677 | 1
17.4594 | 16.5041 | 1
9.4269 | 47.9661 | 1
20.7337 | 13.5682 | 1
3.2752 | 41.9808 | 1
16.9513 | 15.9023 | 1
11.4775 | 43.8326 | 1
3.7651 | 15.141 | 1
13.2918 | 29.2448 | 1
10.074 | 0.58755 | 1
3.7754 | 21.745 | 1
19.2859 | 15.2299 | 1
4.5091 | 17.5468 | 1
14.8532 | 26.63 | 1
4.8875 | 20.2611 | 1
14.6819 | 38.4821 | 1
20.8635 | 42.2673 | 1
2.8027 | 34.0861 | 1
18.6232 | 37.6239 | 1
8.7368 | 49.5779 | 1
19.0094 | 16.743 | 1
17.9532 | 37.1576 | 1
21.962 | 9.8678 | 1
21.0488 | 34.8187 | 1
2.226 | 49.0259 | 1
7.4792 | 34.12 | 1
1.0401 | 26.7281 | 1
16.3582 | 44.1102 | 1
7.3136 | 12.7434 | 1
1.6424 | 26.1034 | 1
12.1679 | 9.2827 | 1
19.9822 | 3.2245 | 1
14.61 | 33.2918 | 1
6.2717 | 44.3049 | 1
2.3463 | 12.4082 | 1
21.7395 | 53.9399 | 1
18.0352 | 23.0824 | 1
0.092515 | 18.1426 | 1
1.1233 | 34.3132 | 1
20.2587 | 23.8524 | 1
11.1471 | 52.3929 | 1
7.2095 | 31.3681 | 1
1.9743 | 24.4426 | 1
2.0305 | 48.8296 | 1
9.5123 | 36.0412 | 1
18.1589 | 22.8684 | 1
1.5496 | 17.5033 | 1
15.319 | 2.9197 | 1
13.2864 | 24.6822 | 1
11.6892 | 28.5517 | 1
0.62254 | 52.7378 | 1
11.817 | 51.1635 | 1
18.14 | 50.9519 | 1
0.29697 | 52.3349 | 1
8.4102 | 45.8153 | 1
5.263 | 5.236 | 1
11.7473 | 35.3326 | 1
20.5392 | 28.352 | 1
3.256 | 17.5562 | 1
3.9746 | 19.8103 | 1
21.6897 | 14.1023 | 1
12.6407 | 46.1236 | 1
16.6963 | 30.0825 | 1
22.1401 | 14.3145 | 1
14.5979 | 53.1519 | 1
12.6001 | 17.7704 | 1
12.7205 | 34.0488 | 1
19.0376 | 13.7998 | 1
10.1446 | 35.7456 | 1
14.0703 | 29.0308 | 1
18.0023 | 44.4878 | 1
20.6713 | 33.2767 | 1
18.5087 | 5.019 | 1
12.6434 | 13.9342 | 1
20.8002 | 34.3391 | 1
15.9775 | 22.9343 | 1
1.4958 | 41.2757 | 1
6.8818 | 7.6049 | 1
10.9652 | 36.1987 | 1
3.0282 | 9.6226 | 1
13.6181 | 34.4589 | 1
9.0637 | 11.9094 | 1
10.9707 | 9.6445 | 1
0.47603 | 16.581 | 1
6.6853 | 2.8891 | 1
12.3353 | 17.2803 | 1
4.4247 | 26.9248 | 1
19.207 | 44.6712 | 1
12.8349 | 40.6044 | 1
22.1033 | 11.941 | 1
11.6621 | 5.8799 | 1
13.9969 | 33.8417 | 1
18.5126 | 45.1026 | 1
11.8661 | 20.9476 | 1
3.8407 | 12.5254 | 1
5.3256 | 28.9018 | 1
3.1308 | 13.9654 | 1
5.3263 | 3.4084 | 1
13.0087 | 25.8812 | 1
20.4498 | 17.0059 | 1
13.6299 | 14.6846 | 1
12.3224 | 33.7045 | 1
2.5629 | 51.4512 | 1
13.8137 | 13.4015 | 1
11.8169 | 6.4503 | 1
13.7413 | 13.0152 | 1
1.4178 | 48.8295 | 1
2.8437 | 4.2657 | 1
18.8486 | 22.0972 | 1
20.3187 | 27.5941 | 1
11.6509 | 54.2514 | 1
6.4063 | 2.0571 | 1
17.6256 | 26.0444 | 1
20.6977 | 40.3694 | 1
14.2808 | 39.1498 | 1
13.1802 | 37.7665 | 1
1.2537 | 33.6646 | 1
8.3932 | 12.4021 | 1
0.26927 | 10.6679 | 1
10.5615 | 26.4619 | 1
4.0242 | 32.6275 | 1
5.6028 | 42.6995 | 1
16.4513 | 22.4888 | 1
11.2805 | 54.2254 | 1
19.9697 | 10.4491 | 1
9.8349 | 7.2506 | 1
18.173 | 8.2987 | 1
12.3032 | 23.9969 | 1
8.5744 | 26.6751 | 1
13.6404 | 15.1638 | 1
9.0901 | 2.1896 | 1
14.5016 | 28.1717 | 1
12.8497 | 4.8844 | 1
2.3429 | 35.2325 | 1
2.847 | 14.5463 | 1
1.2208 | 11.5134 | 1
12.4243 | 53.0936 | 1
19.03 | 19.5111 | 1
22.792 | 40.9665 | 1
5.3199 | 19.6867 | 1
18.0528 | 29.0765 | 1
2.8895 | 37.5527 | 1
14.8114 | 49.9738 | 1
8.7784 | 19.2518 | 1
16.3287 | 29.4486 | 1
18.0551 | 45.3897 | 1
17.8664 | 51.4718 | 1
11.2703 | 15.6863 | 1
10.9216 | 26.6558 | 1
18.8367 | 3.53 | 1
19.2155 | 31.4344 | 1
20.828 | 14.4798 | 1
16.5612 | 6.6479 | 1
17.3735 | 50.0985 | 1
11.2817 | 54.8622 | 1
21.4652 | 23.6967 | 1
9.6478 | 31.1643 | 1
18.5846 | 15.6529 | 1
3.9101 | 29.3591 | 1
13.3042 | 20.4012 | 1
3.6551 | 40.4973 | 1
16.7751 | 48.5361 | 1
12.5132 | 24.6591 | 1
14.04 | 10.9648 | 1
16.2484 | 25.8349 | 1
11.6062 | 53.6098 | 1
7.5281 | 23.1981 | 1
8.9921 | 11.6135 | 1
6.1645 | 2.0967 | 1
0.20983 | 17.0418 | 1
10.2656 | 0.49259 | 1
21.6363 | 16.2144 | 1
22.4541 | 54.5011 | 1
16.0005 | 52.1038 | 1
11.8705 | 13.0287 | 1
13.8123 | 6.9335 | 1
3.5415 | 10.6487 | 1
5.3592 | 22.3992 | 1
8.2531 | 29.8595 | 1
20.368 | 47.8848 | 1
21.2404 | 2.1994 | 1
19.3436 | 15.6421 | 1
23.1622 | 43.2682 | 1
4.6943 | 0.60398 | 1
13.7984 | 42.5714 | 1
6.4824 | 31.843 | 1
20.9344 | 41.7567 | 1
19.5258 | 8.8004 | 1
20.831 | 0.54612 | 1
8.9441 | 51.0918 | 1
12.2833 | 33.3052 | 1
4.7945 | 47.0637 | 1
14.6757 | 3.0197 | 1
7.9209 | 4.8026 | 1
8.8705 | 5.6563 | 1
9.9565 | 42.8248 | 1
5.2961 | 39.9128 | 1
14.6922 | 32.3252 | 1
13.5334 | 2.4103 | 1
0.87421 | 27.9687 | 1
9.812 | 13.0377 | 1
7.4014 | 34.2768 | 1
12.4032 | 10.1203 | 1
12.7884 | 4.0628 | 1
20.5456 | 2.587 | 1
13.0938 | 29.2941 | 1
21.7771 | 24.8113 | 1
21.7232 | 38.3975 | 1
9.4272 | 38.8157 | 1
18.8391 | 21.1261 | 1
19.3886 | 35.3634 | 1
7.0798 | 2.259 | 1
20.0819 | 11.0868 | 1
19.1961 | 43.0644 | 1
13.3747 | 3.781 | 1
20.1183 | 27.2613 | 1
4.9331 | 12.11 | 1
9.1867 | 42.0167 | 1
5.4861 | 0.76709 | 1
20.9083 | 39.9537 | 1
7.08 | 42.3596 | 1
14.7407 | 4.1749 | 1
13.9735 | 29.1738 | 1
12.7158 | 3.7363 | 1
3.6823 | 17.494 | 1
1.6753 | 19.9887 | 1
21.7777 | 36.9036 | 1
8.218 | 8.3062 | 1
20.562 | 52.685 | 1
20.5547 | 19.3236 | 1
14.0634 | 52.099 | 1
21.9825 | 36.7621 | 1
1.686 | 3.6882 | 1
9.8943 | 4.474 | 1
16.844 | 20.9674 | 1
14.1944 | 20.8624 | 1
6.1054 | 33.1822 | 1
21.6302 | 16.6585 | 1
4.5054 | 2.7736 | 1
11.0605 | 4.9642 | 1
8.5623 | 51.8433 | 1
13.0638 | 54.7932 | 1
16.4486 | 17.7406 | 1
15.3772 | 22.3361 | 1
14.1375 | 11.2875 | 1
16.2733 | 1.8515 | 1
19.268 | 18.6085 | 1
17.9953 | 24.3302 | 1
6.7856 | 29.4669 | 1
14.1 | 41.8433 | 1
9.9063 | 47.0064 | 1
9.2429 | 42.993 | 1
3.6443 | 44.0486 | 1
17.7796 | 20.3392 | 1
0.82735 | 47.0885 | 1
5.6092 | 49.5344 | 1
2.7836 | 1.7089 | 1
8.2889 | 47.4159 | 1
1.9161 | 21.2213 | 1
3.446 | 17.7131 | 1
21.0517 | 41.9968 | 1
16.0272 | 21.1774 | 1
12.5073 | 42.1046 | 1
23.1457 | 41.688 | 1
19.5221 | 38.3596 | 1
6.3081 | 41.9856 | 1
8.255 | 37.2919 | 1
0.77754 | 9.8061 | 1
0.52419 | 41.1858 | 1
13.2104 | 46.1674 | 1
2.1529 | 2.674 | 1
16.0131 | 0.87144 | 1
11.3996 | 37.6974 | 1
12.8475 | 54.6675 | 1
8.1521 | 40.2728 | 1
14.4652 | 43.0475 | 1
19.2485 | 3.3781 | 1
4.8469 | 42.5726 | 1
4.2971 | 54.4051 | 1
7.4285 | 23.1078 | 1
8.1032 | 40.377 | 1
10.7754 | 45.2071 | 1
19.6938 | 20.3742 | 1
20.4668 | 26.8115 | 1
0.9485 | 9.0702 | 1
2.2384 | 35.0079 | 1
7.8862 | 6.8537 | 1
10.124 | 6.5832 | 1
5.3483 | 17.4015 | 1
1.1295 | 28.0396 | 1
6.822 | 15.1761 | 1
17.5858 | 11.8479 | 1
12.9632 | 6.5167 | 1
13.9334 | 46.2055 | 1
20.0701 | 27.7343 | 1
3.7084 | 32.3981 | 1
22.6207 | 44.3014 | 1
1.5573 | 38.3616 | 1
1.2329 | 14.2924 | 1
17.4955 | 46.0747 | 1
18.7131 | 33.8242 | 1
2.6581 | 53.3274 | 1
16.3493 | 52.9388 | 1
12.2768 | 52.4226 | 1
8.5901 | 34.7685 | 1
5.4707 | 52.8256 | 1
12.654 | 20.8579 | 1
7.8902 | 30.0625 | 1
3.0724 | 4.2381 | 1
21.4728 | 18.8664 | 1
8.7356 | 24.9964 | 1
9.1769 | 49.1232 | 1
16.3636 | 55.2848 | 1
1.6232 | 29.9019 | 1
7.4591 | 34.0985 | 1
15.7767 | 15.7 | 1
10.7223 | 19.5464 | 1
21.1247 | 33.2606 | 1
13.2787 | 40.0307 | 1
7.5667 | 52.7589 | 1
17.8052 | 0.48625 | 1
10.3017 | 34.953 | 1
18.8892 | 33.7622 | 1
20.2258 | 24.7003 | 1
18.9282 | 27.3695 | 1
3.954 | 21.8666 | 1
19.0164 | 41.1666 | 1
19.9291 | 54.2436 | 1
4.2797 | 33.2441 | 1
1.915 | 20.2814 | 1
6.9445 | 26.575 | 1
7.1432 | 51.2043 | 1
2.3935 | 52.7241 | 1
21.8241 | 52.1409 | 1
4.6932 | 38.813 | 1
23.129 | 8.5708 | 1
23.2413 | 12.7864 | 1
11.366 | 28.3834 | 1
10.8796 | 5.0413 | 1
7.2944 | 28.4406 | 1
19.8231 | 20.6742 | 1
0.83917 | 30.0514 | 1
6.2644 | 22.3513 | 1
21.419 | 30.6583 | 1
0.019711 | 8.0669 | 1
3.0223 | 14.5186 | 1
0.041361 | 52.542 | 1
7.3721 | 52.7481 | 1
6.8279 | 39.2801 | 1
4.9202 | 29.6299 | 1
0.43565 | 42.2734 | 1
12.998 | 44.0607 | 1
8.6116 | 14.3056 | 1
10.1434 | 4.7045 | 1
22.594 | 14.4623 | 1
10.0542 | 14.6918 | 1
14.5247 | 32.0139 | 1
18.5618 | 54.1875 | 1
14.4249 | 21.2479 | 1
7.5213 | 53.8696 | 1
17.2554 | 51.4289 | 1
2.0045 | 47.8418 | 1
9.9762 | 47.7979 | 1
13.9442 | 26.6755 | 1
12.5421 | 20.2608 | 1
15.5362 | 23.0337 | 1
11.4664 | 17.6273 | 1
11.2683 | 8.23 | 1
14.2313 | 22.2165 | 1
5.1201 | 29.1749 | 1
16.3741 | 15.985 | 1
0.33348 | 45.9146 | 1
5.8259 | 40.1634 | 1
6.8198 | 2.1332 | 1
7.6068 | 7.6075 | 1
18.1552 | 4.3309 | 1
23.0243 | 1.3339 | 1
16.9797 | 3.2505 | 1
13.9381 | 3.2413 | 1
21.5739 | 38.3707 | 1
1.6104 | 15.9698 | 1
2.0142 | 19.2183 | 1
13.52 | 29.3424 | 1
19.6237 | 53.4317 | 1
2.8808 | 17.327 | 1
5.852 | 52.1841 | 1
20.674 | 21.3005 | 1
10.6871 | 37.797 | 1
6.6968 | 12.2753 | 1
12.9223 | 54.7492 | 1
8.2918 | 28.3317 | 1
16.3765 | 42.0023 | 1
10.3585 | 49.5942 | 1
14.5885 | 11.9522 | 1
12.8741 | 27.2182 | 1
13.7417 | 14.7864 | 1
13.8012 | 24.9561 | 1
10.9188 | 42.5079 | 1
9.3602 | 54.0245 | 1
7.6361 | 54.5009 | 1
10.5212 | 13.6571 | 1
8.8556 | 54.1476 | 1
12.5161 | 54.8459 | 1
11.6841 | 17.0139 | 1
4.2598 | 18.2464 | 1
17.2096 | 48.1581 | 1
9.3906 | 5.6938 | 1
5.1087 | 2.0765 | 1
21.3127 | 30.3472 | 1
9.5023 | 23.3954 | 1
14.5347 | 37.7354 | 1
15.2408 | 28.1085 | 1
16.2496 | 38.0725 | 1
17.8071 | 34.9941 | 1
1.83 | 24.9436 | 1
10.3958 | 19.6283 | 1
12.7459 | 3.9345 | 1
21.8314 | 16.5149 | 1
13.9756 | 29.9526 | 1
19.7433 | 12.871 | 1
17.3043 | 2.8332 | 1
13.674 | 51.6259 | 1
5.9114 | 18.0676 | 1
13.3198 | 23.8071 | 1
22.8067 | 7.9792 | 1
12.796 | 20.2233 | 1
12.6477 | 38.9188 | 1
10.6901 | 4.8851 | 1
13.6128 | 11.95 | 1
12.9188 | 30.3871 | 1
9.611 | 15.0111 | 1
14.9399 | 26.7053 | 1
7.8036 | 32.6641 | 1
6.6748 | 37.6514 | 1
5.3713 | 30.7367 | 1
0.93323 | 24.712 | 1
20.1422 | 28.0986 | 1
5.7307 | 7.2677 | 1
1.8472 | 3.5986 | 1
5.6085 | 4.8157 | 1
18.5253 | 33.928 | 1
12.8935 | 25.5015 | 1
1.0316 | 20.6967 | 1
22.3771 | 22.3418 | 1
9.6765 | 54.6655 | 1
14.2434 | 37.5847 | 1
22.2939 | 33.3768 | 1
11.9443 | 16.256 | 1
14.3073 | 44.3726 | 1
13.3113 | 35.2014 | 1
5.143 | 43.5756 | 1
17.0282 | 32.7454 | 1
9.9066 | 30.8731 | 1
21.3593 | 23.3698 | 1
16.7655 | 27.8736 | 1
3.5691 | 11.4182 | 1
8.1201 | 1.7576 | 1
18.5597 | 18.4268 | 1
5.4864 | 48.1681 | 1
3.9813 | 0.58666 | 1
6.7174 | 26.9737 | 1
12.4151 | 49.1616 | 1
21.2472 | 2.6514 | 1
16.5045 | 24.9469 | 1
9.0536 | 15.0529 | 1
7.5494 | 36.0364 | 1
14.4876 | 44.1679 | 1
22.5702 | 30.8042 | 1
18.9246 | 4.872 | 1
4.1652 | 51 | 1
8.9718 | 50.3174 | 1
17.7382 | 14.5243 | 1
5.1279 | 17.3282 | 1
6.226 | 28.1146 | 1
14.7416 | 49.9631 | 1
1.2936 | 43.0601 | 1
15.3267 | 33.0835 | 1
0.18656 | 10.2318 | 1
22.4891 | 41.9186 | 1
17.7333 | 29.1816 | 1
10.0868 | 14.2161 | 1
2.7914 | 14.5142 | 1
9.2646 | 18.5115 | 1
11.8051 | 4.6347 | 1
20.0722 | 11.2537 | 1
14.6913 | 31.3845 | 1
13.5655 | 38.2487 | 1
22.672 | 15.9385 | 1
14.2826 | 46.4737 | 1
17.4642 | 21.5019 | 1
6.8206 | 0.63339 | 1
18.3485 | 37.9442 | 1
7.3718 | 48.6643 | 1
5.3083 | 1.3242 | 1
21.557 | 24.2139 | 1
6.712 | 48.3259 | 1
14.2929 | 18.622 | 1
2.5899 | 41.6479 | 1
10.229 | 6.9641 | 1
5.294 | 43.4741 | 1
0.32225 | 36.9244 | 1
22.556 | 1.0834 | 1
16.5122 | 40.5097 | 1
20.6961 | 27.7851 | 1
8.0068 | 2.1064 | 1
5.6851 | 52.755 | 1
2.7025 | 53.9785 | 1
19.584 | 20.9995 | 1
7.7462 | 43.9365 | 1
16.0881 | 52.8727 | 1
11.8034 | 52.106 | 1
18.3833 | 12.0446 | 1
3.7031 | 13.2176 | 1
10.0352 | 25.7724 | 1
20.761 | 2.8981 | 1
19.4085 | 11.541 | 1
21.1623 | 7.0102 | 1
9.1698 | 5.4377 | 1
7.4864 | 27.3796 | 1
2.5993 | 29.1906 | 1
8.6996 | 45.447 | 1
1.3892 | 2.2881 | 1
13.5633 | 55.0643 | 1
10.2223 | 17.6762 | 1
4.1447 | 34.9736 | 1
14.1042 | 12.8053 | 1
18.1189 | 32.6255 | 1
7.3175 | 6.2793 | 1
9.27 | 41.3641 | 1
4.7095 | 49.4498 | 1
17.755 | 30.0122 | 1
9.2955 | 29.1082 | 1
7.7545 | 49.0237 | 1
6.0208 | 49.4973 | 1
23.0627 | 36.9225 | 1
16.0352 | 39.2376 | 1
6.6761 | 14.8235 | 1
14.1304 | 39.94 | 1
15.2242 | 12.6881 | 1
20.7996 | 18.8066 | 1
19.0273 | 36.7392 | 1
3.3724 | 30.2289 | 1
9.1783 | 40.7769 | 1
19.024 | 4.2069 | 1
13.8452 | 52.2008 | 1
10.0393 | 22.8481 | 1
3.3384 | 16.9549 | 1
22.2456 | 9.0705 | 1
14.1583 | 6.938 | 1
15.7391 | 27.4777 | 1
4.0176 | 4.5317 | 1
21.6798 | 50.2083 | 1
21.8487 | 8.0706 | 1
5.4793 | 13.4578 | 1
5.3352 | 41.7035 | 1
6.7239 | 17.9913 | 1
9.9859 | 49.7603 | 1
18.6063 | 29.3121 | 1
5.8827 | 55.0042 | 1
15.6489 | 4.2481 | 1
19.5007 | 29.6854 | 1
13.6996 | 50.5072 | 1
20.0219 | 11.734 | 1
19.3221 | 33.2614 | 1
18.4938 | 30.416 | 1
2.704 | 28.913 | 1
14.8545 | 28.3414 | 1
4.9193 | 39.4711 | 1
7.4331 | 27.2958 | 1
20.5397 | 21.2994 | 1
16.5332 | 54.8664 | 1
11.4863 | 39.1181 | 1
15.4183 | 46.8396 | 1
18.2183 | 53.9148 | 1
20.1481 | 52.4906 | 1
21.5107 | 15.8158 | 1
14.9021 | 6.772 | 1
18.3172 | 36.8011 | 1
3.6278 | 4.1533 | 1
1.6 | 47.403 | 1
9.7831 | 37.9194 | 1
21.2774 | 39.8845 | 1
0.63268 | 43.3423 | 1
13.8712 | 48.8137 | 1
3.3549 | 15.5263 | 1
14.7584 | 34.3012 | 1
19.4992 | 41.0895 | 1
10.3458 | 8.0831 | 1
14.1132 | 42.5658 | 1
2.2572 | 46.5184 | 1
3.4432 | 9.2027 | 1
1.8876 | 28.0681 | 1
2.2462 | 33.0944 | 1
2.1277 | 40.2117 | 1
2.1948 | 46.7111 | 1
7.3645 | 46.391 | 1
14.6009 | 19.4621 | 1
20.6233 | 36.1245 | 1
1.7955 | 16.5395 | 1
10.204 | 47.7467 | 1
8.4545 | 37.606 | 1
14.1236 | 26.6163 | 1
10.6936 | 54.056 | 1
5.9277 | 6.9461 | 1
5.2 | 38.9185 | 1
18.0232 | 21.6901 | 1
22.0877 | 24.5284 | 1
22.523 | 47.0066 | 1
14.3511 | 26.0529 | 1
0.92106 | 23.0318 | 1
20.868 | 7.9996 | 1
8.1833 | 53.9781 | 1
11.2674 | 17.8609 | 1
22.2215 | 44.0944 | 1
1.0031 | 50.384 | 1
20.624 | 53.1711 | 1
14.1976 | 37.2247 | 1
21.7726 | 45.447 | 1
13.0887 | 43.7916 | 1
16.1275 | 22.7098 | 1
11.1631 | 54.4254 | 1
14.5729 | 30.6903 | 1
19.2943 | 16.6222 | 1
4.7697 | 41.5543 | 1
11.4975 | 8.12 | 1
2.8945 | 7.8798 | 1
20.3919 | 18.8004 | 1
2.1758 | 7.55 | 1
20.6505 | 52.6585 | 1
20.3699 | 1.2994 | 1
1.1951 | 5.9178 | 1
1.213 | 28.5195 | 1
2.6623 | 4.5953 | 1
6.0276 | 41.0088 | 1
16.8571 | 45.9324 | 1
8.5698 | 20.4519 | 1
11.355 | 43.4885 | 1
13.8614 | 30.8448 | 1
12.7935 | 16.1624 | 1
18.4595 | 51.1879 | 1
2.1196 | 45.5371 | 1
21.5888 | 22.3742 | 1
21.4872 | 1.2648 | 1
22.5013 | 51.5983 | 1
12.7854 | 46.9748 | 1
15.6469 | 8.6046 | 1
2.4925 | 9.3921 | 1
22.2972 | 11.2047 | 1
5.0661 | 45.4775 | 1
19.4671 | 36.9456 | 1
19.2203 | 26.8462 | 1
9.0115 | 36.9109 | 1
1.7306 | 40.1573 | 1
15.2414 | 49.8858 | 1
8.7256 | 46.2 | 1
4.6705 | 21.9928 | 1
6.5188 | 24.8208 | 1
20.7526 | 31.2324 | 1
13.845 | 28.7682 | 1
8.1968 | 41.5917 | 1
0.0064665 | 46.1282 | 1
21.9536 | 26.0548 | 1
10.087 | 15.4044 | 1
18.3536 | 37.5015 | 1
8.8287 | 3.3504 | 1
2.3321 | 31.7755 | 1
22.3661 | 14.9349 | 1
1.0719 | 41.9096 | 1
3.7302 | 39.7702 | 1
20.1342 | 49.5188 | 1
3.7137 | 12.933 | 1
15.5278 | 35.8567 | 1
9.7126 | 48.7332 | 1
19.3628 | 6.3269 | 1
7.1278 | 14.8362 | 1
10.1126 | 1.5054 | 1
20.9489 | 13.1761 | 1
22.4481 | 34.0032 | 1
6.325 | 17.4058 | 1
6.7325 | 40.8576 | 1
4.1934 | 50.466 | 1
22.3728 | 11.5463 | 1
5.5348 | 52.166 | 1
14.8249 | 17.3914 | 1
17.501 | 10.9009 | 1
0.11785 | 50.8054 | 1
3.1993 | 24.6362 | 1
17.7306 | 39.6735 | 1
6.5165 | 13.9586 | 1
5.7464 | 3.5569 | 1
3.0524 | 23.1639 | 1
5.3434 | 1.5363 | 1
8.6483 | 45.4095 | 1
6.8636 | 22.8849 | 1
9.4703 | 44.6508 | 1
21.7662 | 38.4416 | 1
18.5863 | 43.9282 | 1
1.5979 | 10.5032 | 1
6.3509 | 7.6358 | 1
5.5038 | 35.8863 | 1
11.4898 | 37.1037 | 1
20.2171 | 6.0049 | 1
10.4903 | 20.7086 | 1
4.3371 | 45.2787 | 1
0.37011 | 11.1128 | 1
12.4841 | 26.1705 | 1
10.0785 | 52.2431 | 1
20.4207 | 18.4823 | 1
0.55917 | 51.0703 | 1
15.425 | 2.8257 | 1
13.5747 | 12.73 | 1
18.3973 | 26.4955 | 1
16.8603 | 43.4116 | 1
5.9139 | 2.7161 | 1
13.1363 | 40.712 | 1
7.7189 | 47.6626 | 1
9.9028 | 18.5637 | 1
12.7595 | 33.9457 | 1
21.2377 | 22.6093 | 1
19.634 | 33.8136 | 1
17.53 | 3.3583 | 1
10.639 | 50.675 | 1
15.2859 | 29.3159 | 1
20.1511 | 50.4241 | 1
13.9902 | 47.6477 | 1
2.4376 | 23.2943 | 1
8.7327 | 54.5759 | 1
20.47 | 54.8526 | 1
17.0081 | 12.7915 | 1
18.1454 | 16.6184 | 1
2.6768 | 54.7949 | 1
11.594 | 29.8649 | 1
3.625 | 17.78 | 1
18.4209 | 55.3187 | 1
8.2177 | 11.1376 | 1
21.0327 | 6.8378 | 1
3.4853 | 23.5215 | 1
20.945 | 15.6157 | 1
0.87647 | 16.4868 | 1
20.2862 | 26.8731 | 1
19.9138 | 39.2772 | 1
14.6941 | 37.173 | 1
4.2693 | 17.3704 | 1
6.853 | 49.73 | 1
12.7241 | 23.0778 | 1
3.2839 | 52.8101 | 1
9.1401 | 26.3746 | 1
21.393 | 26.5483 | 1
2.6993 | 33.7778 | 1
22.3642 | 13.2418 | 1
16.3645 | 30.0125 | 1
15.4029 | 24.6936 | 1
17.1219 | 37.0564 | 1
19.9607 | 16.0057 | 1
5.4569 | 46.7493 | 1
19.2668 | 1.6467 | 1
16.371 | 25.6569 | 1
14.5125 | 40.9696 | 1
14.8722 | 1.1731 | 1
4.885 | 4.0914 | 1
14.6988 | 35.0156 | 1
2.771 | 10.3223 | 1
12.4162 | 34.3444 | 1
8.5117 | 41.7705 | 1
17.5323 | 18.6729 | 1
16.3808 | 19.4626 | 1
8.7487 | 46.7984 | 1
13.8743 | 33.1386 | 1
9.9379 | 14.6205 | 1
20.12 | 22.0779 | 1
22.1684 | 10.9407 | 1
3.8569 | 49.188 | 1
3.8806 | 33.4635 | 1
11.059 | 41.8376 | 1
19.3012 | 16.7591 | 1
8.8671 | 18.2902 | 1
16.853 | 5.4042 | 1
7.7943 | 35.6452 | 1
6.5517 | 25.6822 | 1
14.5564 | 3.6954 | 1
9.0685 | 18.1085 | 1
5.8346 | 3.1322 | 1
10.6459 | 52.0651 | 1
6.8988 | 48.1723 | 1
0.39332 | 6.0066 | 1
4.1337 | 18.9866 | 1
0.43766 | 40.6504 | 1
8.5853 | 16.4709 | 1
8.3774 | 15.9606 | 1
16.4171 | 17.9583 | 1
14.8877 | 11.6418 | 1
16.2559 | 8.304 | 1
21.4232 | 7.9202 | 1
22.9657 | 48.2153 | 1
1.6044 | 29.6597 | 1
12.5368 | 53.009 | 1
1.4446 | 40.1783 | 1
22.0422 | 0.82956 | 1
11.1911 | 35.6316 | 1
9.0646 | 21.0358 | 1
21.5809 | 41.2245 | 1
13.009 | 36.6391 | 1
18.391 | 13.1435 | 1
12.9207 | 15.5217 | 1
15.0373 | 43.2618 | 1
3.721 | 0.92069 | 1
21.2031 | 42.1774 | 1
15.2965 | 44.5501 | 1
5.2757 | 12.694 | 1
17.1802 | 31.552 | 1
8.431 | 14.5016 | 1
7.9934 | 29.917 | 1
5.9922 | 27.7542 | 1
21.4156 | 19.9348 | 1
9.2351 | 48.5864 | 1
13.2149 | 52.2548 | 1
3.0245 | 52.5329 | 1
8.0839 | 8.3459 | 1
5.919 | 22.4935 | 1
21.6233 | 44.9866 | 1
18.3856 | 6.7759 | 1
9.4137 | 47.0601 | 1
1.7574 | 49.2039 | 1
14.6763 | 44.1406 | 1
11.2906 | 27.4493 | 1
8.2728 | 4.6704 | 1
1.313 | 11.844 | 1
7.515 | 34.9545 | 1
0.31471 | 48.5233 | 1
11.8899 | 42.5464 | 1
0.45655 | 24.4036 | 1
0.88516 | 46.6071 | 1
2.8282 | 2.4101 | 1
0.69328 | 25.8432 | 1
21.6251 | 1.358 | 1
11.4988 | 23.7179 | 1
1.8735 | 22.7927 | 1
4.4876 | 14.7238 | 1
17.2679 | 24.7194 | 1
21.4952 | 50.3243 | 1
19.7818 | 21.5013 | 1
3.7709 | 27.225 | 1
8.0891 | 18.8846 | 1
12.5883 | 24.5631 | 1
12.9439 | 34.8705 | 1
20.1448 | 7.4052 | 1
3.4893 | 16.021 | 1
14.5054 | 14.7157 | 1
1.9794 | 0.41045 | 1
4.3705 | 52.0227 | 1
13.4359 | 47.7386 | 1
18.9611 | 40.5489 | 1
9.5754 | 5.944 | 1
5.1185 | 40.0765 | 1
0.73673 | 34.6238 | 1
17.7006 | 42.5213 | 1
14.8138 | 0.7204 | 1
19.0907 | 52.3451 | 1
11.535 | 26.2824 | 1
21.8892 | 51.0626 | 1
2.0685 | 2.7822 | 1
12.2826 | 43.721 | 1
19.4132 | 30.0846 | 1
4.7052 | 26.1189 | 1
23.0341 | 15.1417 | 1
19.7447 | 10.3725 | 1
20.1669 | 7.788 | 1
13.543 | 39.1572 | 1
6.7934 | 1.5915 | 1
12.5209 | 34.6725 | 1
17.7631 | 53.3656 | 1
6.0365 | 55.0522 | 1
2.5086 | 29.5959 | 1
17.5394 | 1.5119 | 1
12.2908 | 15.4333 | 1
15.924 | 20.1288 | 1
12.608 | 27.7929 | 1
2.6642 | 36.8866 | 1
21.4634 | 19.2152 | 1
11.0274 | 12.8614 | 1
21.0634 | 6.9173 | 1
11.312 | 54.11 | 1
1.0353 | 41.0297 | 1
17.8187 | 51.2816 | 1
5.8618 | 50.0081 | 1
13.4689 | 11.6585 | 1
11.0738 | 47.9971 | 1
17.6107 | 14.5549 | 1
21.6922 | 14.0121 | 1
20.3155 | 11.724 | 1
22.7214 | 41.8943 | 1
7.5355 | 20.3079 | 1
7.957 | 28.0823 | 1
15.1757 | 27.8328 | 1
21.9459 | 36.1176 | 1
2.5397 | 1.4036 | 1
10.1159 | 41.8696 | 1
19.137 | 14.0242 | 1
14.3838 | 16.6198 | 1
11.2382 | 21.5172 | 1
2.8312 | 51.5159 | 1
13.6302 | 4.7769 | 1
8.1115 | 37.0976 | 1
13.1879 | 33.2708 | 1
1.5325 | 4.9934 | 1
18.137 | 52.8422 | 1
17.1954 | 34.0091 | 1
11.3674 | 36.2729 | 1
9.489 | 50.9652 | 1
20.9185 | 48.6392 | 1
11.1395 | 49.6886 | 1
21.7358 | 29.8482 | 1
8.5744 | 49.0378 | 1
6.3781 | 51.9922 | 1
13.9865 | 52.416 | 1
20.681 | 38.9109 | 1
5.1901 | 49.3704 | 1
12.5588 | 13.3292 | 1
3.5122 | 9.286 | 1
15.2544 | 8.4582 | 1
11.8232 | 37.3044 | 1
22.4227 | 19.4148 | 1
4.1795 | 51.2406 | 1
18.4489 | 35.313 | 1
12.1292 | 7.455 | 1
22.3888 | 1.9563 | 1
13.0738 | 1.1121 | 1
12.8932 | 43.1316 | 1
7.84 | 11.9619 | 1
10.9845 | 1.436 | 1
2.0707 | 19.8346 | 1
5.2843 | 11.3688 | 1
6.8842 | 17.8369 | 1
16.4885 | 41.2191 | 1
9.815 | 17.1978 | 1
11.9576 | 29.9371 | 1
9.4656 | 1.9807 | 1
0.21688 | 26.9579 | 1
18.9429 | 9.1298 | 1
18.2514 | 52.8679 | 1
6.3313 | 52.8827 | 1
20.9381 | 36.8574 | 1
12.9013 | 24.6954 | 1
13.4993 | 32.2422 | 1
18.3386 | 2.1522 | 1
11.1127 | 33.3867 | 1
0.11147 | 6.5982 | 1
11.408 | 25.3437 | 1
14.8632 | 42.2215 | 1
1.5574 | 47.7179 | 1
1.116 | 51.533 | 1
18.3815 | 18.3048 | 1
11.9622 | 49.1732 | 1
21.5406 | 40.223 | 1
21.7354 | 6.6986 | 1
2.2581 | 3.3376 | 1
9.6433 | 27.6436 | 1
11.7032 | 3.2889 | 1
19.9899 | 4.2315 | 1
13.4705 | 2.6173 | 1
11.0426 | 52.4191 | 1
4.4661 | 41.7187 | 1
2.047 | 23.23 | 1
21.2722 | 28.4988 | 1
17.769 | 39.0165 | 1
17.0413 | 31.4878 | 1
7.4787 | 46.7212 | 1
22.2246 | 53.3171 | 1
16.3272 | 17.5438 | 1
17.1722 | 9.8271 | 1
16.4925 | 1.9187 | 1
15.4818 | 54.4041 | 1
9.3711 | 41.9309 | 1
22.7629 | 44.3773 | 1
21.2907 | 23.0615 | 1
11.1825 | 48.6428 | 1
4.9895 | 52.6202 | 1
5.3375 | 30.1309 | 1
18.7999 | 47.7448 | 1
16.3214 | 12.5443 | 1
4.2946 | 26.7996 | 1
15.1911 | 35.6043 | 1
17.3516 | 50.2226 | 1
12.7746 | 43.2178 | 1
8.4205 | 26.7153 | 1
10.9675 | 30.8398 | 1
12.3511 | 51.285 | 1
16.6677 | 24.7641 | 1
2.5917 | 36.3204 | 1
15.3794 | 13.3043 | 1
7.5185 | 18.302 | 1
15.146 | 18.8462 | 1
18.7069 | 0.44267 | 1
17.0341 | 39.3069 | 1
5.6021 | 2.7775 | 1
5.1794 | 28.9681 | 1
4.5284 | 17.9061 | 1
16.5731 | 8.7114 | 1
20.275 | 20.7606 | 1
5.9923 | 12.4584 | 1
14.9292 | 3.0608 | 1
11.8278 | 53.6281 | 1
22.2594 | 38.6846 | 1
12.2952 | 8.6716 | 1
15.7082 | 53.0729 | 1
13.6423 | 40.9667 | 1
11.9287 | 27.392 | 1
13.5512 | 41.2713 | 1
5.344 | 4.0462 | 1
5.5752 | 11.9301 | 1
15.5877 | 13.3869 | 1
17.7603 | 41.6579 | 1
4.1794 | 7.6497 | 1
17.2959 | 7.1159 | 1
5.746 | 33.9306 | 1
10.9592 | 12.675 | 1
1.9256 | 17.1327 | 1
12.9727 | 44.5614 | 1
19.3868 | 21.6454 | 1
4.3622 | 34.3122 | 1
2.3806 | 1.849 | 1
4.3139 | 19.3779 | 1
10.2728 | 37.2939 | 1
9.893 | 52.2371 | 1
2.2265 | 15.3054 | 1
0.25675 | 47.2239 | 1
8.4331 | 46.7005 | 1
18.6024 | 36.0767 | 1
11.3648 | 27.5425 | 1
13.3087 | 6.4187 | 1
16.2241 | 40.6336 | 1
8.4232 | 15.9873 | 1
11.3911 | 0.38967 | 1
3.3073 | 1.5607 | 1
13.7866 | 5.9445 | 1
17.8553 | 12.9598 | 1
10.2903 | 21.7833 | 1
4.8645 | 37.3459 | 1
17.978 | 11.8803 | 1
18.7454 | 3.7908 | 1
11.3908 | 2.1804 | 1
20.1791 | 7.3195 | 1
11.7796 | 34.057 | 1
4.1797 | 6.3328 | 1
12.042 | 8.8566 | 1
19.7681 | 21.714 | 1
17.7348 | 31.1998 | 1
1.1587 | 5.6023 | 1
1.5804 | 47.5834 | 1
8.7196 | 7.4335 | 1
1.1408 | 48.0589 | 1
3.2337 | 31.6105 | 1
4.8027 | 16.5792 | 1
10.205 | 7.7394 | 1
17.1593 | 39.2984 | 1
9.8659 | 11.1454 | 1
21.968 | 18.6304 | 1
1.751 | 27.7222 | 1
2.0251 | 48.74 | 1
12.705 | 8.5886 | 1
17.3147 | 25.6131 | 1
1.3507 | 16.1231 | 1
1.5606 | 6.1873 | 1
6.6633 | 3.6333 | 1
4.136 | 38.5301 | 1
11.7362 | 30.5544 | 1
21.2187 | 33.7366 | 1
15.4695 | 43.9727 | 1
14.7924 | 40.7659 | 1
20.6275 | 32.0928 | 1
2.414 | 50.73 | 1
8.7201 | 51.7531 | 1
21.9938 | 49.5437 | 1
18.2283 | 27.4107 | 1
8.9139 | 15.3858 | 1
20.372 | 55.2188 | 1
6.8025 | 21.2147 | 1
0.38363 | 3.8041 | 1
16.3086 | 52.9488 | 1
5.0064 | 1.0808 | 1
17.5419 | 9.4139 | 1
20.4636 | 53.4005 | 1
18.7258 | 44.7687 | 1
15.7228 | 10.4374 | 1
9.5021 | 46.8011 | 1
19.5494 | 11.0829 | 1
10.6807 | 18.2866 | 1
8.3507 | 23.5742 | 1
14.283 | 53.3089 | 1
15.3615 | 36.2396 | 1
14.9745 | 13.5864 | 1
2.6495 | 18.7093 | 1
19.7534 | 48.836 | 1
13.2 | 2.3183 | 1
22.8092 | 26.1573 | 1
5.6167 | 36.138 | 1
20.8973 | 32.1914 | 1
16.4219 | 12.7241 | 1
22.2243 | 31.8149 | 1
0.5982 | 42.5629 | 1
20.6155 | 11.1981 | 1
13.2243 | 54.6873 | 1
7.1936 | 30.1871 | 1
10.081 | 34.339 | 1
13.8362 | 17.8357 | 1
21.5856 | 38.2608 | 1
21.9936 | 3.428 | 1
3.0481 | 26.0043 | 1
18.5456 | 14.779 | 1
20.694 | 36.3051 | 1
19.9779 | 32.691 | 1
7.5526 | 48.36 | 1
1.7454 | 15.5866 | 1
1.4047 | 14.0669 | 1
14.7466 | 5.2609 | 1
10.0198 | 50.744 | 1
4.4514 | 30.8773 | 1
16.8128 | 41.9175 | 1
15.6975 | 29.0893 | 1
8.432 | 37.6373 | 1
19.7203 | 10.5872 | 1
6.345 | 46.5561 | 1
2.3738 | 32.4955 | 1
17.6262 | 16.7687 | 1
1.6607 | 17.9451 | 1
13.8468 | 45.9718 | 1
22.8679 | 51.8281 | 1
16.4962 | 11.3476 | 1
16.4987 | 55.1899 | 1
12.9953 | 23.2337 | 1
2.8142 | 49.447 | 1
3.2687 | 28.6281 | 1
22.3422 | 35.7286 | 1
6.7483 | 6.3827 | 1
9.1241 | 17.1839 | 1
18.4695 | 48.8247 | 1
17.9424 | 29.3413 | 1
8.8786 | 54.7364 | 1
17.8173 | 49.098 | 1
5.7304 | 20.7848 | 1
2.4916 | 10.3605 | 1
2.6184 | 10.7108 | 1
13.3762 | 45.7112 | 1
22.4916 | 46.0314 | 1
22.8502 | 21.2766 | 1
17.9234 | 4.431 | 1
13.7661 | 3.9135 | 1
17.3942 | 18.0591 | 1
21.7025 | 32.1584 | 1
1.0268 | 29.5572 | 1
12.5204 | 31.1949 | 1
11.1709 | 5.4725 | 1
13.4633 | 24.6861 | 1
22.0841 | 44.4279 | 1
4.4196 | 1.663 | 1
20.5125 | 25.8534 | 1
16.9029 | 17.1048 | 1
5.6022 | 25.0525 | 1
7.2464 | 18.5731 | 1
10.3908 | 54.9039 | 1
20.9406 | 17.3689 | 1
20.8513 | 39.7022 | 1
22.5269 | 49.5539 | 1
19.4814 | 34.952 | 1
0.27108 | 44.2113 | 1
11.8637 | 40.8684 | 1
10.9768 | 28.8856 | 1
7.6759 | 8.2818 | 1
0.93317 | 40.5906 | 1
8.455 | 9.1022 | 1
1.6667 | 39.8491 | 1
18.9764 | 47.592 | 1
19.8421 | 23.9149 | 1
15.2897 | 1.4878 | 1
0.52352 | 37.2284 | 1
0.2303 | 48.8965 | 1
11.4174 | 37.4804 | 1
12.521 | 41.7229 | 1
0.077863 | 38.0106 | 1
2.0499 | 22.9161 | 1
13.0264 | 44.8814 | 1
21.4133 | 48.7356 | 1
7.2569 | 35.9959 | 1
19.3815 | 28.4668 | 1
22.7931 | 5.9901 | 1
2.767 | 15.7539 | 1
8.2741 | 38.7358 | 1
3.7729 | 7.424 | 1
20.8893 | 29.7555 | 1
14.8103 | 53.7974 | 1
17.9313 | 9.2926 | 1
9.6911 | 16.4437 | 1
9.9013 | 43.0669 | 1
16.9949 | 54.3704 | 1
0.94889 | 11.5048 | 1
8.1556 | 7.2995 | 1
4.9717 | 12.0405 | 1
21.5276 | 13.9303 | 1
16.4885 | 43.8587 | 1
19.4331 | 44.3491 | 1
14.2961 | 47.6387 | 1
8.6747 | 30.3004 | 1
13.5604 | 3.4214 | 1
23.1072 | 40.6982 | 1
21.254 | 9.1656 | 1
7.1664 | 8.3814 | 1
3.77 | 32.8896 | 1
4.9926 | 26.4618 | 1
9.8313 | 43.9933 | 1
6.5918 | 31.1814 | 1
15.7498 | 44.655 | 1
21.513 | 44.9425 | 1
22.3101 | 5.195 | 1
11.7441 | 17.9158 | 1
4.0858 | 9.999 | 1
19.8 | 42.469 | 1
2.547 | 52.8212 | 1
6.1348 | 0.76396 | 1
7.3899 | 4.5883 | 1
0.93786 | 26.478 | 1
8.5119 | 34.4714 | 1
8.0403 | 50.2845 | 1
15.5526 | 15.016 | 1
16.2201 | 38.8656 | 1
20.2133 | 41.8823 | 1
3.7298 | 42.3066 | 1
7.8166 | 1.0269 | 1
13.6785 | 34.2843 | 1
3.1489 | 32.7247 | 1
16.8133 | 10.372 | 1
1.9869 | 52.3311 | 1
7.9745 | 14.3212 | 1
4.2446 | 38.4713 | 1
9.3723 | 52.3239 | 1
21.5776 | 30.9749 | 1
3.9804 | 52.2004 | 1
21.7148 | 13.6505 | 1
13.6336 | 39.7458 | 1
17.8417 | 20.3503 | 1
0.32698 | 36.3795 | 1
21.0917 | 27.6014 | 1
11.2806 | 29.4178 | 1
20.4687 | 22.4239 | 1
18.7411 | 1.415 | 1
19.1504 | 39.5726 | 1
17.3604 | 31.709 | 1
18.099 | 7.6958 | 1
7.4092 | 0.68043 | 1
23.1824 | 3.5024 | 1
15.2208 | 1.7147 | 1
0.29124 | 38.1953 | 1
21.0297 | 21.1785 | 1
7.7768 | 9.9809 | 1
4.5249 | 23.2517 | 1
7.95 | 37.4315 | 1
18.7874 | 48.4739 | 1
0.46903 | 23.0185 | 1
15.8736 | 51.6576 | 1
0.46425 | 6.3614 | 1
2.5972 | 5.6095 | 1
6.7316 | 42.1541 | 1
2.6079 | 30.0802 | 1
17.3898 | 3.7055 | 1
2.2664 | 7.6499 | 1
17.6117 | 19.0478 | 1
15.3082 | 43.581 | 1
20.778 | 1.6643 | 1
19.5979 | 52.16 | 1
6.5808 | 20.3885 | 1
9.9819 | 50.636 | 1
19.8518 | 31.6128 | 1
4.6307 | 35.9621 | 1
6.7949 | 53.97 | 1
12.6099 | 1.704 | 1
11.6964 | 20.3916 | 1
16.9054 | 44.1189 | 1
2.9276 | 3.9987 | 1
22.2805 | 26.1887 | 1
8.7717 | 23.1191 | 1
14.0042 | 42.437 | 1
3.6527 | 3.5712 | 1
7.6268 | 22.2553 | 1
14.5033 | 24.246 | 1
7.0462 | 10.2202 | 1
12.8274 | 47.6643 | 1
4.8648 | 32.5421 | 1
12.0622 | 24.8445 | 1
11.2441 | 9.1085 | 1
17.2122 | 11.4492 | 1
5.8056 | 51.3644 | 1
9.3678 | 48.6666 | 1
19.2873 | 26.4323 | 1
9.2626 | 41.0342 | 1
9.566 | 34.8566 | 1
17.9291 | 23.7115 | 1
15.0545 | 47.1491 | 1
11.1693 | 47.4506 | 1
0.59379 | 43.859 | 1
22.3744 | 24.0596 | 1
11.4791 | 53.213 | 1
20.281 | 49.6817 | 1
3.9456 | 3.4962 | 1
18.2564 | 7.3915 | 1
13.3265 | 10.9877 | 1
21.6666 | 12.1933 | 1
8.6035 | 16.3695 | 1
5.5969 | 18.4208 | 1
0.34852 | 38.9415 | 1
21.0333 | 30.0424 | 1
21.9882 | 34.825 | 1
5.9059 | 27.5366 | 1
10.0862 | 7.0435 | 1
18.7907 | 30.4279 | 1
16.8923 | 11.921 | 1
0.2842 | 39.8108 | 1
7.2919 | 45.4506 | 1
14.2569 | 20.4887 | 1
18.0813 | 0.6217 | 1
13.087 | 44.8772 | 1
2.1351 | 29.2348 | 1
23.2452 | 20.6332 | 1
6.373 | 51.7675 | 1
9.6246 | 50.1551 | 1
9.7922 | 51.5798 | 1
17.986 | 45.8844 | 1
13.0305 | 46.2368 | 1
19.345 | 44.8328 | 1
13.2763 | 32.059 | 1
15.2794 | 45.5846 | 1
16.8989 | 35.7003 | 1
16.7345 | 47.3289 | 1
12.6365 | 53.5141 | 1
20.2279 | 55.1145 | 1
3.5887 | 23.382 | 1
14.3047 | 18.4655 | 1
12.7413 | 51.2779 | 1
10.0949 | 20.7519 | 1
20.7142 | 45.2293 | 1
16.1152 | 35.6021 | 1
19.4646 | 51.9285 | 1
2.8798 | 48.5527 | 1
12.6719 | 13.1243 | 1
11.5389 | 30.0529 | 1
18.8108 | 0.67911 | 1
14.5321 | 28.5969 | 1
17.3183 | 1.1452 | 1
7.4293 | 6.194 | 1
14.8111 | 50.6595 | 1
8.6241 | 15.9038 | 1
6.8406 | 50.6765 | 1
18.709 | 40.8116 | 1
0.71493 | 31.9329 | 1
14.9555 | 47.8759 | 1
12.3894 | 20.5041 | 1
1.1961 | 2.9497 | 1
11.2341 | 37.2497 | 1
18.0577 | 27.0467 | 1
19.552 | 2.4527 | 1
18.1124 | 15.99 | 1
8.3777 | 30.3048 | 1
2.6672 | 28.1783 | 1
6.5925 | 1.0681 | 1
19.0621 | 10.9 | 1
9.9172 | 32.684 | 1
5.5389 | 28.2514 | 1
22.6777 | 9.5408 | 1
21.2996 | 3.2398 | 1
3.9442 | 5.7678 | 1
6.6107 | 8.052 | 1
11.8838 | 51.3542 | 1
6.4715 | 27.5463 | 1
7.5354 | 40.4707 | 1
20.0489 | 55.1349 | 1
1.4692 | 29.6933 | 1
20.8989 | 16.8291 | 1
8.8986 | 45.9037 | 1
15.9601 | 7.7853 | 1
8.5127 | 50.3856 | 1
4.8434 | 6.5045 | 1
7.6824 | 46.6831 | 1
14.5184 | 13.8023 | 1
15.0315 | 28.8508 | 1
21.1164 | 29.3115 | 1
5.6861 | 45.8749 | 1
19.269 | 49.1858 | 1
10.0187 | 13.9467 | 1
12.6662 | 27.3903 | 1
20.7597 | 46.4841 | 1
22.4048 | 3.9958 | 1
5.7306 | 5.4281 | 1
15.6649 | 27.4515 | 1
12.8003 | 10.002 | 1
20.4465 | 50.9381 | 1
16.0004 | 26.2971 | 1
14.2856 | 10.35 | 1
13.378 | 9.9326 | 1
11.6244 | 37.4785 | 1
18.8493 | 16.3572 | 1
20.2955 | 9.5209 | 1
10.9089 | 28.34 | 1
5.2537 | 4.5975 | 1
3.5821 | 30.041 | 1
22.345 | 48.8407 | 1
5.973 | 31.2439 | 1
4.854 | 0.64176 | 1
15.4794 | 2.9929 | 1
15.3497 | 49.2235 | 1
0.80853 | 10.3293 | 1
13.0461 | 52.0667 | 1
0.11234 | 37.9338 | 1
19.721 | 18.995 | 1
6.2804 | 46.4426 | 1
0.54988 | 43.1783 | 1
1.267 | 15.4048 | 1
17.9283 | 22.037 | 1
8.5999 | 8.5031 | 1
20.0735 | 24.8213 | 1
13.6807 | 7.9139 | 1
4.4037 | 7.4178 | 1
21.8771 | 1.8449 | 1
1.0795 | 35.9808 | 1
20.8446 | 2.5157 | 1
9.4064 | 24.7672 | 1
6.613 | 27.151 | 1
8.8656 | 45.2917 | 1
11.6923 | 35.7031 | 1
18.0288 | 45.6739 | 1
4.1484 | 23.3766 | 1
7.877 | 44.065 | 1
14.0078 | 48.879 | 1
5.7706 | 44.6189 | 1
1.6395 | 41.683 | 1
7.0161 | 13.3877 | 1
20.1996 | 47.1544 | 1
18.8369 | 12.0085 | 1
10.5434 | 35.131 | 1
10.8513 | 18.7779 | 1
22.8277 | 9.2726 | 1
6.7826 | 31.4091 | 1
10.9888 | 39.7693 | 1
22.2805 | 45.4401 | 1
6.2635 | 50.5613 | 1
4.6613 | 26.0611 | 1
3.835 | 12.2526 | 1
4.2846 | 53.9297 | 1
20.7885 | 26.2848 | 1
2.1412 | 41.3219 | 1
4.5264 | 52.2281 | 1
14.1625 | 32.1038 | 1
2.8454 | 38.8201 | 1
7.0551 | 51.7712 | 1
4.8779 | 38.6741 | 1
14.9605 | 18.1065 | 1
12.749 | 36.4838 | 1
5.4603 | 45.1861 | 1
0.46227 | 4.7494 | 1
7.8427 | 35.0192 | 1
11.4889 | 20.8522 | 1
7.2271 | 40.3853 | 1
15.5705 | 25.1087 | 1
18.5005 | 16.739 | 1
6.1083 | 1.853 | 1
4.9355 | 31.6728 | 1
21.9871 | 30.7098 | 1
4.6993 | 10.281 | 1
6.6609 | 15.6761 | 1
10.6645 | 32.8306 | 1
0.21604 | 32.1848 | 1
18.8851 | 10.4659 | 1
6.2411 | 8.4676 | 1
12.2129 | 32.467 | 1
20.7526 | 23.4793 | 1
1.3268 | 19.1141 | 1
9.776 | 39.2072 | 1
1.5795 | 19.463 | 1
21.4445 | 14.1279 | 1
17.1967 | 52.6283 | 1
9.9954 | 7.829 | 1
13.2282 | 21.8683 | 1
12.8005 | 50.5385 | 1
23.2703 | 9.6575 | 1
4.9818 | 47.8325 | 1
14.2599 | 16.8999 | 1
13.8822 | 33.3929 | 1
0.90167 | 23.3827 | 1
22.299 | 13.6092 | 1
21.4858 | 17.267 | 1
13.0978 | 1.5359 | 1
17.5666 | 36.7354 | 1
16.0545 | 36.582 | 1
15.3952 | 9.9874 | 1
11.223 | 25.9113 | 1
5.7399 | 35.9694 | 1
9.5853 | 18.263 | 1
7.4009 | 44.7855 | 1
10.7562 | 53.1325 | 1
22.4253 | 7.973 | 1
12.033 | 9.4488 | 1
18.4599 | 34.6112 | 1
16.4508 | 24.1702 | 1
5.5225 | 47.8756 | 1
23.0837 | 26.6776 | 1
8.7648 | 25.8265 | 1
3.6838 | 40.9598 | 1
11.3778 | 41.458 | 1
10.2547 | 38.2929 | 1
2.5092 | 50.7424 | 1
17.9279 | 36.3322 | 1
9.4085 | 9.3942 | 1
9.332 | 17.2198 | 1
16.2222 | 26.98 | 1
7.6983 | 44.2152 | 1
23.2138 | 48.2152 | 1
15.1217 | 40.7353 | 1
3.1148 | 46.4538 | 1
15.6315 | 4.2839 | 1
10.5535 | 40.3339 | 1
7.1156 | 33.6054 | 1
11.5925 | 37.4808 | 1
20.3868 | 16.9866 | 1
19.0838 | 39.231 | 1
4.7203 | 11.3058 | 1
16.9006 | 4.3101 | 1
11.6875 | 39.6019 | 1
14.3423 | 48.9349 | 1
11.1305 | 40.8291 | 1
1.9408 | 52.8128 | 1
20.0586 | 30.7236 | 1
3.8052 | 34.0033 | 1
7.2386 | 1.1877 | 1
21.1074 | 19.7812 | 1
10.1131 | 0.89013 | 1
21.1218 | 13.19 | 1
9.6251 | 8.8928 | 1
18.0142 | 32.8676 | 1
19.6183 | 27.6501 | 1
2.9557 | 43.5304 | 1
21.1058 | 1.3237 | 1
22.4045 | 45.6851 | 1
7.4148 | 22.8056 | 1
6.28 | 32.6826 | 1
4.1644 | 4.3342 | 1
4.7872 | 32.4233 | 1
17.2401 | 1.5617 | 1
14.1521 | 9.5987 | 1
21.9274 | 1.3281 | 1
11.6505 | 14.8497 | 1
1.1123 | 43.9594 | 1
20.4901 | 22.2585 | 1
5.9933 | 4.5509 | 1
4.5982 | 15.3925 | 1
21.3056 | 19.103 | 1
2.7304 | 19.838 | 1
9.4322 | 11.8769 | 1
7.5035 | 36.3664 | 1
17.0934 | 38.5388 | 1
20.82 | 18.8571 | 1
1.9726 | 15.2898 | 1
14.3156 | 50.5153 | 1
8.7931 | 26.8239 | 1
2.25 | 53.415 | 1
5.4717 | 39.2182 | 1
10.155 | 30.9637 | 1
12.4064 | 44.8921 | 1
13.7125 | 24.5145 | 1
6.0451 | 43.2353 | 1
6.5199 | 43.8848 | 1
20.6704 | 18.5111 | 1
11.5872 | 4.5422 | 1
5.3085 | 53.9795 | 1
0.63758 | 14.8486 | 1
15.3182 | 32.8312 | 1
20.6094 | 15.7378 | 1
6.9283 | 36.6958 | 1
22.3083 | 37.2643 | 1
0.30325 | 40.9608 | 1
18.3501 | 34.8893 | 1
20.4591 | 34.7425 | 1
15.6786 | 34.2218 | 1
17.2906 | 28.2082 | 1
9.0662 | 5.1705 | 1
6.1186 | 21.8208 | 1
8.5225 | 52.5407 | 1
12.7825 | 14.5174 | 1
6.0267 | 2.427 | 1
3.907 | 5.5861 | 1
6.0635 | 23.1177 | 1
9.5751 | 29.0482 | 1
10.2182 | 5.2556 | 1
14.9483 | 37.7099 | 1
15.1718 | 43.8067 | 1
0.63515 | 36.7422 | 1
20.2983 | 25.5658 | 1
3.4453 | 43.3829 | 1
7.319 | 16.1769 | 1
7.8365 | 1.06 | 1
14.8503 | 47.7 | 1
0.19856 | 8.3851 | 1
20.9927 | 39.2173 | 1
12.4585 | 24.9186 | 1
15.1757 | 53.6983 | 1
0.31523 | 47.3484 | 1
20.8714 | 54.9995 | 1
17.3128 | 25.6016 | 1
21.562 | 51.6339 | 1
19.014 | 5.5968 | 1
16.9391 | 46.9189 | 1
13.8477 | 45.256 | 1
10.4576 | 26.2396 | 1
16.7556 | 22.7078 | 1
9.1775 | 6.7603 | 1
3.967 | 24.5445 | 1
20.0668 | 14.3572 | 1
2.5897 | 54.2622 | 1
20.3186 | 8.9192 | 1
18.7817 | 19.6636 | 1
22.9882 | 36.6358 | 1
14.9277 | 6.0559 | 1
4.3218 | 14.5558 | 1
4.0398 | 22.4399 | 1
15.171 | 41.3155 | 1
11.7123 | 28.5812 | 1
6.4377 | 8.7753 | 1
19.6437 | 33.7586 | 1
17.8866 | 49.622 | 1
5.0263 | 44.3248 | 1
16.8119 | 43.7018 | 1
1.4831 | 45.9403 | 1
9.1181 | 41.7643 | 1
18.2571 | 31.6072 | 1
0.93418 | 30.7182 | 1
0.72511 | 11.188 | 1
15.1883 | 36.6201 | 1
21.4806 | 41.5381 | 1
12.2238 | 23.595 | 1
21.4386 | 20.9985 | 1
21.7607 | 18.2502 | 1
18.3131 | 10.8939 | 1
4.4991 | 28.0602 | 1
7.5887 | 17.3109 | 1
10.5629 | 30.5176 | 1
23.2589 | 4.8268 | 1
18.3886 | 24.3873 | 1
18.022 | 40.474 | 1
0.98222 | 33.1774 | 1
20.1767 | 15.6349 | 1
0.69508 | 2.6076 | 1
10.9421 | 9.8136 | 1
2.5199 | 27.5 | 1
3.7748 | 50.9869 | 1
1.4873 | 20.4406 | 1
4.0029 | 45.6952 | 1
12.0227 | 33.4288 | 1
4.3814 | 0.873 | 1
18.7014 | 16.3109 | 1
6.0037 | 32.5443 | 1
9.4873 | 16.9129 | 1
3.9017 | 47.1025 | 1
20.8489 | 26.5805 | 1
8.5664 | 22.3225 | 1
15.5959 | 40.064 | 1
18.8233 | 52.3044 | 1
22.9252 | 6.0225 | 1
5.2292 | 24.0057 | 1
2.9069 | 52.2399 | 1
7.8631 | 8.4378 | 1
15.5043 | 19.2427 | 1
11.5771 | 44.8004 | 1
22.4312 | 6.405 | 1
22.5517 | 47.9773 | 1
22.9328 | 13.0103 | 1
22.5246 | 3.6811 | 1
4.9752 | 26.4569 | 1
15.0899 | 40.7886 | 1
5.1381 | 26.6954 | 1
13.4357 | 32.3276 | 1
2.7027 | 25.2416 | 1
2.6438 | 41.5766 | 1
2.8868 | 8.8495 | 1
21.6249 | 22.3643 | 1
10.5772 | 51.9149 | 1
18.5298 | 20.209 | 1
16.433 | 20.139 | 1
21.8898 | 53.6353 | 1
13.3259 | 36.7556 | 1
2.1286 | 35.29 | 1
2.7518 | 42.0612 | 1
11.8361 | 36.199 | 1
8.6182 | 34.908 | 1
1.2657 | 33.6528 | 1
2.5173 | 40.0827 | 1
5.3454 | 25.9353 | 1
1.0461 | 17.6184 | 1
3.6406 | 16.7595 | 1
23.1381 | 47.7202 | 1
19.93 | 13.6347 | 1
16.1495 | 53.0541 | 1
17.686 | 42.6113 | 1
15.431 | 46.1143 | 1
7.6275 | 0.73918 | 1
6.4979 | 25.4169 | 1
6.6416 | 6.3585 | 1
8.0009 | 22.9441 | 1
10.3729 | 45.1504 | 1
1.057 | 38.3708 | 1
15.3549 | 7.9346 | 1
11.986 | 2.0111 | 1
19.1349 | 5.8381 | 1
10.5143 | 26.401 | 1
19.2771 | 22.003 | 1
5.1094 | 6.9516 | 1
7.0978 | 1.8872 | 1
1.7158 | 44.8233 | 1
10.7176 | 53.2673 | 1
16.1855 | 35.4973 | 1
13.569 | 43.6502 | 1
20.0888 | 33.223 | 1
17.2397 | 9.7842 | 1
10.9804 | 15.3246 | 1
2.3004 | 7.0963 | 1
15.6662 | 52.4561 | 1
3.271 | 29.4742 | 1
4.4611 | 0.92083 | 1
20.9417 | 2.1811 | 1
15.6158 | 20.5663 | 1
7.1608 | 52.4152 | 1
7.9304 | 36.1911 | 1
5.5007 | 27.7476 | 1
0.02615 | 37.4002 | 1
0.70734 | 3.1051 | 1
5.6154 | 52.2056 | 1
16.9935 | 6.6178 | 1
1.9307 | 50.2503 | 1
6.0658 | 31.5784 | 1
5.4363 | 14.7055 | 1
10.796 | 36.2044 | 1
9.7497 | 16.2613 | 1
17.4965 | 15.5617 | 1
2.1976 | 48.4032 | 1
0.28291 | 14.7514 | 1
12.4838 | 39.025 | 1
5.3153 | 51.1048 | 1
3.1306 | 50.1539 | 1
7.0581 | 1.7054 | 1
6.7074 | 50.1267 | 1
9.3158 | 3.1128 | 1
4.7876 | 46.1774 | 1
22.6402 | 2.8676 | 1
9.3947 | 2.7911 | 1
18.5105 | 11.8957 | 1
15.2212 | 24.6799 | 1
7.198 | 32.461 | 1
4.5121 | 2.452 | 1
21.3262 | 32.8918 | 1
0.79326 | 13.7525 | 1
1.6403 | 46.4785 | 1
14.9986 | 40.5681 | 1
19.836 | 30.8708 | 1
8.5776 | 51.4849 | 1
8.3655 | 16.4636 | 1
8.5088 | 22.5258 | 1
8.3548 | 1.0633 | 1
20.1351 | 16.8592 | 1
12.2653 | 24.426 | 1
10.5723 | 13.6704 | 1
14.9682 | 23.8474 | 1
7.0287 | 39.7326 | 1
17.1409 | 47.2249 | 1
6.2099 | 25.4087 | 1
3.6945 | 27.9187 | 1
8.0416 | 29.8463 | 1
15.0295 | 26.4412 | 1
10.134 | 24.4576 | 1
17.4548 | 51.2818 | 1
4.0727 | 5.9038 | 1
6.5666 | 36.3215 | 1
6.8093 | 33.2564 | 1
8.9433 | 9.3082 | 1
4.3852 | 49.0014 | 1
17.5338 | 10.1589 | 1
6.1783 | 47.1487 | 1
21.6564 | 6.3305 | 1
23.252 | 8.0411 | 1
12.3261 | 42.2453 | 1
3.1849 | 10.4968 | 1
3.813 | 13.3657 | 1
5.5341 | 33.4625 | 1
10.1911 | 20.6634 | 1
3.6716 | 43.9692 | 1
15.6761 | 1.5068 | 1
21.0142 | 50.1414 | 1
10.9761 | 14.7633 | 1
1.4482 | 32.0311 | 1
7.2328 | 40.9903 | 1
10.6017 | 14.4018 | 1
6.2514 | 37.2947 | 1
15.5163 | 3.6965 | 1
16.0775 | 2.5072 | 1
10.3431 | 41.9941 | 1
17.6636 | 48.1476 | 1
17.9518 | 11.9486 | 1
19.1129 | 3.4525 | 1
1.9965 | 38.5496 | 1
10.2894 | 51.7768 | 1
2.291 | 12.5892 | 1
3.7926 | 29.3275 | 1
11.5908 | 7.1622 | 1
13.9828 | 6.7393 | 1
6.2896 | 6.7882 | 1
23.0097 | 32.4533 | 1
21.8226 | 22.9288 | 1
19.0601 | 6.4081 | 1
22.053 | 52.9622 | 1
20.1793 | 3.776 | 1
9.0793 | 24.0421 | 1
13.9081 | 24.2407 | 1
2.3947 | 31.1552 | 1
12.5894 | 48.7898 | 1
17.3301 | 47.4849 | 1
8.0473 | 22.2653 | 1
9.515 | 1.1264 | 1
18.2647 | 47.0507 | 1
5.7604 | 30.318 | 1
19.1524 | 32.0148 | 1
7.5124 | 21.0567 | 1
9.7882 | 40.2794 | 1
7.5665 | 6.653 | 1
8.4089 | 39.2766 | 1
3.5573 | 19.7255 | 1
7.7995 | 24.2364 | 1
9.0761 | 37.0408 | 1
17.97 | 8.4427 | 1
5.3842 | 45.3575 | 1
16.2879 | 16.9383 | 1
3.0452 | 22.8132 | 1
7.7316 | 21.9593 | 1
12.4695 | 10.822 | 1
12.7302 | 15.371 | 1
12.9276 | 43.2543 | 1
0.51754 | 43.5968 | 1
22.6599 | 17.9772 | 1
0.37955 | 38.2021 | 1
14.9404 | 5.9265 | 1
13.2136 | 31.3153 | 1
11.774 | 5.4748 | 1
0.89368 | 35.276 | 1
17.9657 | 17.8095 | 1
21.5262 | 1.6101 | 1
17.7431 | 36.7908 | 1
6.3778 | 47.9846 | 1
21.4289 | 3.4434 | 1
11.6929 | 16.719 | 1
20.291 | 27.8534 | 1
8.283 | 42.434 | 1
4.6038 | 42.1484 | 1
8.9092 | 4.5562 | 1
10.8554 | 5.8109 | 1
14.6325 | 6.9437 | 1
22.6294 | 6.8052 | 1
21.065 | 21.862 | 1
16.7536 | 31.7165 | 1
3.5417 | 42.9678 | 1
22.0851 | 11.5665 | 1
12.1038 | 7.0376 | 1
4.3937 | 21.9813 | 1
15.7299 | 39.1976 | 1
10.484 | 49.1942 | 1
3.6594 | 36.5537 | 1
13.4792 | 52.5772 | 1
20.7608 | 17.2468 | 1
0.10595 | 54.6962 | 1
17.9449 | 21.045 | 1
18.3562 | 29.9378 | 1
6.0254 | 11.9214 | 1
23.0102 | 35.2183 | 1
19.0851 | 22.7942 | 1
6.6287 | 4.6836 | 1
14.327 | 38.5537 | 1
19.9927 | 5.3064 | 1
22.6231 | 7.8715 | 1
5.5281 | 54.0518 | 1
12.7503 | 29.0546 | 1
4.7122 | 45.6935 | 1
12.5346 | 30.0595 | 1
13.5863 | 18.2875 | 1
5.7439 | 24.6405 | 1
0.57005 | 3.2361 | 1
4.3726 | 2.6703 | 1
15.3746 | 14.315 | 1
10.2082 | 28.2262 | 1
11.2347 | 14.6006 | 1
12.176 | 52.6727 | 1
21.5556 | 24.7428 | 1
9.6806 | 24.2216 | 1
17.5167 | 14.6694 | 1
15.2884 | 13.0222 | 1
15.0816 | 29.2634 | 1
17.3403 | 47.035 | 1
22.7943 | 21.8037 | 1
10.0008 | 17.692 | 1
7.4048 | 6.7511 | 1
10.8744 | 6.772 | 1
1.1454 | 51.6909 | 1
1.0489 | 15.097 | 1
0.68116 | 39.8588 | 1
18.5265 | 9.9832 | 1
1.8651 | 7.1505 | 1
22.2836 | 16.1898 | 1
2.9598 | 5.5662 | 1
20.3041 | 45.3845 | 1
10.0834 | 24.78 | 1
11.9199 | 15.6572 | 1
3.774 | 45.4295 | 1
19.6074 | 41.5537 | 1
5.4801 | 2.0527 | 1
8.2579 | 48.8879 | 1
21.1903 | 32.05 | 1
3.9903 | 5.8266 | 1
11.8173 | 47.183 | 1
15.4271 | 24.7549 | 1
11.458 | 42.3334 | 1
14.397 | 2.6705 | 1
9.3074 | 49.8643 | 1
16.6521 | 29.2883 | 1
16.2459 | 15.4061 | 1
12.2014 | 52.0016 | 1
12.4742 | 54.1772 | 1
2.151 | 34.9343 | 1
19.8963 | 41.2304 | 1
7.5113 | 37.89 | 1
12.511 | 24.2484 | 1
12.0552 | 44.3058 | 1
7.9572 | 12.1121 | 1
10.6459 | 30.0835 | 1
2.2605 | 13.0119 | 1
14.8316 | 4.3377 | 1
11.5737 | 22.0179 | 1
5.9898 | 27.5814 | 1
10.5586 | 42.8675 | 1
4.6482 | 17.9377 | 1
20.2682 | 51.3037 | 1
22.9696 | 3.0663 | 1
19.3036 | 8.2265 | 1
0.18565 | 1.0695 | 1
1.8309 | 12.4078 | 1
1.0784 | 20.2855 | 1
20.3694 | 11.3698 | 1
2.1855 | 31.785 | 1
4.4708 | 10.6476 | 1
11.36 | 33.757 | 1
19.0503 | 54.0408 | 1
3.3406 | 20.9649 | 1
18.9865 | 25.4487 | 1
18.3586 | 46.8771 | 1
15.004 | 49.7075 | 1
16.1239 | 35.7315 | 1
0.58987 | 37.9504 | 1
6.8064 | 3.3376 | 1
6.6342 | 42.4757 | 1
1.6691 | 40.427 | 1
9.2759 | 41.5623 | 1
2.7823 | 25.4803 | 1
4.9901 | 24.4454 | 1
9.073 | 39.4764 | 1
15.5963 | 7.1298 | 1
16.6846 | 47.6281 | 1
13.7828 | 54.1672 | 1
3.5461 | 27.8217 | 1
3.1174 | 40.1123 | 1
12.0294 | 37.9312 | 1
5.3744 | 35.9297 | 1
19.4411 | 19.1774 | 1
8.1958 | 24.1174 | 1
19.8603 | 44.2173 | 1
20.7727 | 51.7845 | 1
14.1007 | 13.3694 | 1
16.5351 | 18.2183 | 1
21.4092 | 36.7367 | 1
8.0161 | 28.0013 | 1
10.2538 | 7.3017 | 1
2.6414 | 7.054 | 1
19.6287 | 30.3156 | 1
3.0129 | 30.184 | 1
19.8269 | 11.1678 | 1
13.7837 | 34.808 | 1
13.7461 | 24.7231 | 1
2.7933 | 3.7486 | 1
13.6914 | 23.8023 | 1
4.8442 | 10.9523 | 1
8.2693 | 51.5586 | 1
8.5921 | 48.8504 | 1
14.0502 | 27.85 | 1
9.0892 | 43.6483 | 1
16.3263 | 27.4822 | 1
22.1624 | 34.9467 | 1
16.0756 | 5.0019 | 1
11.5906 | 39.3335 | 1
19.2832 | 45.8215 | 1
7.4999 | 45.9756 | 1
18.5371 | 43.6489 | 1
0.94891 | 6.8672 | 1
7.4641 | 34.6555 | 1
12.393 | 47.658 | 1
1.2179 | 41.2779 | 1
23.2398 | 41.7941 | 1
3.4967 | 7.97 | 1
21.4392 | 16.102 | 1
17.3341 | 2.6988 | 1
18.2933 | 12.318 | 1
12.0584 | 18.2274 | 1
20.9614 | 9.8324 | 1
16.1292 | 48.0834 | 1
2.2495 | 54.4953 | 1
6.4468 | 8.8082 | 1
4.6364 | 48.0332 | 1
16.7453 | 27.1844 | 1
8.2458 | 5.9643 | 1
14.1516 | 17.1719 | 1
22.1297 | 20.4296 | 1
1.7555 | 7.7624 | 1
7.614 | 51.408 | 1
22.8867 | 7.9759 | 1
15.9891 | 23.4394 | 1
1.0773 | 13.946 | 1
15.5179 | 6.463 | 1
1.533 | 22.2218 | 1
7.9778 | 26.4906 | 1
17.7006 | 32.2282 | 1
17.62 | 15.8597 | 1
2.2272 | 2.2464 | 1
4.8963 | 20.3649 | 1
11.336 | 3.1826 | 1
1.6778 | 55.31 | 1
13.8381 | 52.0112 | 1
20.1842 | 11.6176 | 1
4.8032 | 11.4828 | 1
16.55 | 11.0769 | 1
12.8322 | 49.1863 | 1
2.5999 | 32.8749 | 1
7.6535 | 41.8829 | 1
10.995 | 50.0405 | 1
9.0094 | 34.924 | 1
8.6623 | 34.7586 | 1
12.5447 | 30.3381 | 1
18.5093 | 16.7205 | 1
0.06171 | 55.3141 | 1
8.363 | 39.5346 | 1
6.3942 | 4.5901 | 1
16.984 | 11.1309 | 1
21.8539 | 12.924 | 1
1.2768 | 19.3148 | 1
5.8733 | 52.5131 | 1
3.5408 | 42.9511 | 1
18.0902 | 2.2216 | 1
18.0007 | 24.6282 | 1
21.6089 | 11.4948 | 1
7.1546 | 1.4183 | 1
3.7398 | 23.35 | 1
2.3725 | 9.7557 | 1
5.6803 | 13.1571 | 1
6.7447 | 17.4464 | 1
3.3334 | 46.767 | 1
14.9418 | 25.927 | 1
13.8553 | 37.2935 | 1
20.1986 | 51.9249 | 1
17.3684 | 18.7416 | 1
20.3895 | 15.3925 | 1
3.6231 | 16.5395 | 1
18.4188 | 47.7164 | 1
3.649 | 29.81 | 1
0.32414 | 15.3695 | 1
15.5044 | 12.5946 | 1
18.2084 | 9.2231 | 1
20.9744 | 7.2049 | 1
15.2536 | 5.6902 | 1
5.1594 | 52.6337 | 1
3.9007 | 32.6279 | 1
3.2873 | 6.3495 | 1
10.352 | 26.9756 | 1
7.2351 | 51.6625 | 1
13.444 | 50.5286 | 1
11.2019 | 10.5385 | 1
6.8861 | 51.283 | 1
8.2768 | 45.2043 | 1
6.2574 | 23.7475 | 1
6.4655 | 8.0297 | 1
0.04902 | 52.5995 | 1
8.3086 | 36.3606 | 1
16.0003 | 52.2875 | 1
20.0871 | 24.9071 | 1
21.6774 | 24.319 | 1
16.5355 | 39.8211 | 1
17.9544 | 38.7845 | 1
22.1233 | 25.7553 | 1
2.7947 | 37.3832 | 1
9.0523 | 31.432 | 1
11.5654 | 54.6317 | 1
5.7786 | 41.0264 | 1
5.2734 | 27.5157 | 1
12.092 | 50.8592 | 1
13.7585 | 23.9643 | 1
19.1165 | 36.7591 | 1
8.811 | 31.6605 | 1
8.3637 | 48.5828 | 1
16.2769 | 24.7634 | 1
9.8305 | 10.1209 | 1
5.4798 | 54.0511 | 1
1.9721 | 25.8409 | 1
13.643 | 42.0406 | 1
11.9285 | 33.1348 | 1
15.1442 | 23.2447 | 1
19.9876 | 35.7524 | 1
8.3136 | 43.7219 | 1
21.5449 | 29.1666 | 1
14.7849 | 3.2202 | 1
8.2699 | 9.7747 | 1
5.3269 | 38.0385 | 1
12.8466 | 18.4294 | 1
20.8516 | 41.5979 | 1
9.0213 | 53.4078 | 1
8.2611 | 46.6669 | 1
1.7748 | 13.6914 | 1
22.1567 | 25.2039 | 1
1.2581 | 19.1093 | 1
21.6027 | 25.3585 | 1
0.34317 | 51.3176 | 1
13.297 | 0.50975 | 1
19.6103 | 12.2393 | 1
20.9723 | 11.7213 | 1
11.6623 | 22.2181 | 1
19.7526 | 38.6883 | 1
20.4857 | 21.1047 | 1
5.2848 | 51.5478 | 1
3.9561 | 39.6935 | 1
12.7767 | 23.5172 | 1
15.1474 | 50.3899 | 1
6.7638 | 41.1256 | 1
3.4972 | 37.5308 | 1
21.3623 | 14.5188 | 1
11.3404 | 2.8697 | 1
0.14774 | 9.6856 | 1
11.4972 | 52.0264 | 1
19.3648 | 31.9867 | 1
16.4429 | 32.8991 | 1
9.8808 | 8.8577 | 1
10.8619 | 20.0509 | 1
10.1746 | 6.0735 | 1
4.9611 | 43.7104 | 1
1.7357 | 3.1839 | 1
7.6702 | 7.3531 | 1
22.3929 | 39.1951 | 1
22.5754 | 24.3715 | 1
6.496 | 6.697 | 1
1.9365 | 42.6257 | 1
13.9861 | 11.9971 | 1
9.6948 | 2.7738 | 1
12.8646 | 7.1619 | 1
22.329 | 16.3525 | 1
4.699 | 50.7055 | 1
1.5268 | 38.7137 | 1
17.8484 | 30.4777 | 1
12.7322 | 12.2721 | 1
10.3199 | 47.7021 | 1
21.5488 | 31.7619 | 1
20.4642 | 24.0774 | 1
9.1016 | 52.7609 | 1
17.7928 | 10.2902 | 1
18.6458 | 14.8799 | 1
2.3293 | 18.8352 | 1
12.5507 | 35.5244 | 1
9.9479 | 26.7852 | 1
9.8988 | 27.832 | 1
0.77153 | 49.9216 | 1
9.1108 | 29.5746 | 1
13.1079 | 17.2014 | 1
1.5696 | 1.7789 | 1
2.0958 | 6.5811 | 1
12.4448 | 26.1147 | 1
19.6578 | 41.9212 | 1
13.9864 | 26.5033 | 1
13.0873 | 3.2725 | 1
21.6227 | 54.0608 | 1
4.1015 | 37.043 | 1
5.5421 | 34.8286 | 1
18.2353 | 17.2282 | 1
22.1646 | 8.9103 | 1
22.8609 | 22.7648 | 1
7.1005 | 20.3433 | 1
2.2441 | 20.3344 | 1
11.9725 | 30.1167 | 1
16.538 | 47.1292 | 1
13.3317 | 10.6583 | 1
14.3189 | 42.8249 | 1
17.9461 | 24.175 | 1
6.2695 | 49.8643 | 1
18.3821 | 13.597 | 1
20.0996 | 51.1492 | 1
15.6497 | 16.8863 | 1
20.3614 | 44.1635 | 1
12.8766 | 21.338 | 1
7.1252 | 34.9883 | 1
3.6864 | 2.8219 | 1
0.62865 | 24.5952 | 1
19.6053 | 51.3682 | 1
18.5885 | 17.5842 | 1
11.8177 | 54.4143 | 1
2.5482 | 47.2384 | 1
17.8419 | 27.0501 | 1
2.7694 | 43.1228 | 1
10.4694 | 35.4466 | 1
17.93 | 49.797 | 1
10.5598 | 32.6847 | 1
9.9895 | 20.0191 | 1
16.3025 | 3.4213 | 1
22.791 | 44.4511 | 1
15.5318 | 47.1644 | 1
2.2296 | 47.7937 | 1
20.1509 | 41.1199 | 1
0.38035 | 3.7667 | 1
18.1489 | 45.6874 | 1
22.6156 | 29.918 | 1
22.5911 | 3.6343 | 1
2.9065 | 55.09 | 1
6.3007 | 3.2294 | 1
2.0727 | 52.8229 | 1
14.5819 | 42.8559 | 1
2.6301 | 34.6664 | 1
13.7968 | 50.675 | 1
0.1576 | 53.2058 | 1
8.5144 | 19.3407 | 1
7.042 | 29.0134 | 1
16.3807 | 21.5291 | 1
7.5217 | 0.66479 | 1
5.1323 | 47.3989 | 1
0.91846 | 36.2707 | 1
14.4387 | 18.9301 | 1
12.9554 | 22.4024 | 1
18.2828 | 44.9083 | 1
9.8259 | 3.8262 | 1
2.1241 | 45.8331 | 1
17.3888 | 28.7774 | 1
10.8545 | 23.286 | 1
3.1535 | 54.4059 | 1
18.8234 | 14.2705 | 1
4.5253 | 45.7279 | 1
6.3126 | 15.1143 | 1
15.4084 | 40.7092 | 1
18.7584 | 46.4099 | 1
21.1627 | 50.0383 | 1
9.1136 | 8.5896 | 1
4.3044 | 45.4123 | 1
13.0715 | 37.4401 | 1
0.5362 | 26.1746 | 1
23.2068 | 45.8218 | 1
9.467 | 2.1975 | 1
2.6893 | 30.9967 | 1
11.833 | 8.2621 | 1
14.0505 | 19.379 | 1
13.6058 | 2.7545 | 1
15.6422 | 45.29 | 1
3.2984 | 44.4786 | 1
8.9829 | 16.828 | 1
5.1085 | 10.6702 | 1
10.6376 | 43.5434 | 1
18.4185 | 13.6035 | 1
10.0953 | 31.9092 | 1
18.9919 | 52.797 | 1
6.5285 | 18.1232 | 1
4.3994 | 42.5794 | 1
21.0337 | 27.8862 | 1
4.8225 | 5.4725 | 1
15.0629 | 41.9375 | 1
17.5311 | 47.2012 | 1
7.0709 | 29.7276 | 1
18.3634 | 10.3107 | 1
3.3922 | 6.0809 | 1
14.5251 | 46.2048 | 1
20.7594 | 36.8877 | 1
8.422 | 13.5117 | 1
9.5851 | 44.1252 | 1
18.1807 | 7.3348 | 1
4.3335 | 14.5758 | 1
19.9598 | 49.2418 | 1
17.9829 | 9.9906 | 1
16.623 | 50.1468 | 1
13.2786 | 38.5471 | 1
18.7865 | 46.7658 | 1
8.8085 | 39.4691 | 1
8.634 | 24.8161 | 1
9.8764 | 28.9029 | 1
3.185 | 38.2149 | 1
4.5617 | 44.5646 | 1
4.3135 | 40.0363 | 1
19.1809 | 32.427 | 1
15.5304 | 43.5962 | 1
18.467 | 45.7379 | 1
16.3767 | 44.119 | 1
9.851 | 2.5493 | 1
8.9444 | 41.0496 | 1
22.1952 | 33.4236 | 1
5.5722 | 46.2935 | 1
8.5181 | 53.6972 | 1
10.382 | 17.8945 | 1
7.7793 | 28.44 | 1
5.9059 | 15.0746 | 1
22.1015 | 13.1877 | 1
12.7143 | 25.0639 | 1
20.7858 | 34.2405 | 1
12.4244 | 52.6584 | 1
19.7712 | 13.685 | 1
20.3814 | 52.241 | 1
3.4416 | 53.6961 | 1
20.3832 | 5.0963 | 1
0.61855 | 29.0774 | 1
8.001 | 16.5821 | 1
6.5495 | 51.107 | 1
3.4112 | 26.466 | 1
1.6767 | 5.4292 | 1
10.7719 | 20.2172 | 1
0.78295 | 20.7494 | 1
3.0416 | 11.3652 | 1
22.2004 | 33.6092 | 1
6.9624 | 8.3345 | 1
17.1793 | 49.2359 | 1
6.5371 | 30.7691 | 1
9.6921 | 3.6889 | 1
11.8963 | 8.4859 | 1
21.8709 | 19.2402 | 1
14.0831 | 11.1273 | 1
19.8812 | 36.8945 | 1
1.3458 | 36.3158 | 1
15.0377 | 3.3003 | 1
20.646 | 3.2953 | 1
1.2811 | 36.9112 | 1
10.8069 | 4.5017 | 1
0.73607 | 30.9575 | 1
1.1188 | 37.7436 | 1
10.967 | 21.1727 | 1
18.4145 | 29.9736 | 1
14.7927 | 54.5322 | 1
6.1951 | 15.4968 | 1
15.0879 | 50.7725 | 1
4.6352 | 6.827 | 1
7.8461 | 32.3288 | 1
1.7282 | 35.6306 | 1
5.1604 | 37.0219 | 1
0.45938 | 52.4558 | 1
17.1701 | 8.7835 | 1
3.7463 | 28.7885 | 1
7.8563 | 38.4144 | 1
18.3527 | 5.54 | 1
11.5157 | 16.5583 | 1
20.5649 | 51.7239 | 1
9.4372 | 14.0115 | 1
8.3094 | 55.2459 | 1
6.6371 | 12.9308 | 1
4.1502 | 14.7976 | 1
12.9843 | 16.547 | 1
2.256 | 30.0287 | 1
8.0942 | 18.3531 | 1
0.4886 | 20.6863 | 1
4.7289 | 26.5518 | 1
12.9139 | 5.038 | 1
21.0298 | 6.8814 | 1
21.6998 | 11.3374 | 1
14.7506 | 26.3185 | 1
3.755 | 5.5381 | 1
13.1416 | 30.1902 | 1
9.4606 | 28.6165 | 1
7.7228 | 14.4831 | 1
9.4207 | 38.3338 | 1
9.2174 | 19.3238 | 1
6.9357 | 31.8743 | 1
6.5048 | 28.7335 | 1
19.1289 | 2.7098 | 1
0.16859 | 7.142 | 1
13.3355 | 46.4699 | 1
13.3944 | 19.6603 | 1
14.281 | 28.5887 | 1
12.0461 | 8.3758 | 1
11.4242 | 37.5651 | 1
0.58421 | 33.3012 | 1
4.2983 | 43.9708 | 1
15.0043 | 55.175 | 1
19.3347 | 19.33 | 1
11.0577 | 25.4135 | 1
17.0127 | 1.6215 | 1
7.0333 | 7.4495 | 1
8.1388 | 48.5619 | 1
0.53009 | 19.5073 | 1
7.7845 | 22.0308 | 1
9.7788 | 19.7322 | 1
16.8565 | 36.5949 | 1
10.797 | 54.6023 | 1
14.9143 | 49.4568 | 1
14.4218 | 38.3772 | 1
0.60537 | 29.4093 | 1
13.5045 | 14.9283 | 1
15.5735 | 8.7469 | 1
4.2797 | 32.0328 | 1
16.7843 | 8.0666 | 1
1.8737 | 41.3997 | 1
6.5287 | 32.7965 | 1
22.7635 | 39.3155 | 1
1.4122 | 43.3611 | 1
6.9881 | 38.828 | 1
6.8641 | 52.218 | 1
20.4488 | 23.8623 | 1
10.9782 | 19.6627 | 1
22.3724 | 44.9507 | 1
19.1841 | 32.3033 | 1
4.4999 | 55.0753 | 1
20.3456 | 25.1506 | 1
20.9164 | 27.8786 | 1
9.3535 | 23.3775 | 1
7.0271 | 2.8148 | 1
10.7156 | 47.8402 | 1
8.9082 | 44.501 | 1
16.7303 | 40.3286 | 1
20.5716 | 20.6405 | 1
0.13667 | 38.8115 | 1
4.5231 | 46.5524 | 1
6.6872 | 53.5477 | 1
13.0498 | 46.6831 | 1
21.4958 | 15.5329 | 1
9.5926 | 29.7977 | 1
5.4606 | 25.7679 | 1
19.2208 | 27.9793 | 1
6.2195 | 36.1974 | 1
7.4739 | 47.5259 | 1
18.0781 | 48.4245 | 1
9.1402 | 36.5486 | 1
8.679 | 52.5726 | 1
12.2198 | 13.069 | 1
3.7688 | 28.7286 | 1
21.3788 | 12.6974 | 1
11.715 | 54.3032 | 1
1.71 | 17.191 | 1
8.764 | 13.9159 | 1
3.9692 | 45.7146 | 1
2.7533 | 51.1291 | 1
12.8951 | 51.3463 | 1
13.1186 | 20.5696 | 1
21.3477 | 30.716 | 1
9.223 | 50.7862 | 1
9.7435 | 1.9137 | 1
15.9129 | 38.0684 | 1
17.0934 | 48.862 | 1
20.1268 | 19.3099 | 1
6.4385 | 8.2786 | 1
7.9419 | 23.6313 | 1
1.1169 | 18.083 | 1
9.1795 | 48.5791 | 1
7.2838 | 38.9947 | 1
10.3251 | 32.1239 | 1
16.3238 | 40.6177 | 1
6.2801 | 45.1152 | 1
18.2349 | 51.3544 | 1
2.8269 | 9.6588 | 1
3.6061 | 45.7073 | 1
3.3417 | 52.844 | 1
12.1537 | 55.1257 | 1
3.6974 | 54.3476 | 1
20.7866 | 48.2159 | 1
21.0884 | 12.1426 | 1
19.4107 | 44.3722 | 1
22.6467 | 17.2176 | 1
16.3543 | 41.2829 | 1
3.4698 | 46.0754 | 1
18.5951 | 48.8585 | 1
19.2916 | 0.70872 | 1
14.7377 | 46.5477 | 1
15.2521 | 2.6684 | 1
18.7087 | 14.0802 | 1
17.6962 | 44.4242 | 1
14.538 | 40.1754 | 1
3.943 | 16.9106 | 1
22.8874 | 31.6928 | 1
5.1547 | 25.3474 | 1
5.0489 | 21.9625 | 1
1.6539 | 24.8192 | 1
0.96576 | 17.5263 | 1
6.7682 | 12.9162 | 1
5.2463 | 42.0495 | 1
0.80165 | 20.34 | 1
2.1014 | 16.8777 | 1
12.0282 | 18.6484 | 1
6.1878 | 9.1316 | 1
13.6066 | 19.2137 | 1
10.635 | 54.0073 | 1
14.2659 | 28.0328 | 1
3.86 | 43.8206 | 1
13.9689 | 53.7577 | 1
21.8774 | 3.4577 | 1
16.1961 | 28.1379 | 1
1.4928 | 8.0374 | 1
5.3643 | 36.2946 | 1
18.3181 | 48.4812 | 1
15.289 | 5.5439 | 1
21.4534 | 3.4007 | 1
6.4301 | 50.5151 | 1
14.7362 | 54.0289 | 1
12.1846 | 36.397 | 1
22.3751 | 2.77 | 1
13.7255 | 8.5515 | 1
20.782 | 54.0743 | 1
13.3608 | 0.81589 | 1
12.1407 | 11.1184 | 1
14.7463 | 26.5793 | 1
3.4546 | 52.184 | 1
14.6874 | 5.5049 | 1
4.1899 | 8.8077 | 1
11.7714 | 48.3442 | 1
21.5867 | 7.0073 | 1
0.84209 | 11.4669 | 1
14.4652 | 41.7253 | 1
8.3529 | 7.5767 | 1
16.2279 | 1.6981 | 1
11.8906 | 22.4484 | 1
14.4575 | 44.1744 | 1
9.6323 | 24.4953 | 1
21.2945 | 45.1301 | 1
19.3871 | 53.0755 | 1
17.3626 | 30.1409 | 1
19.9058 | 27.508 | 1
18.0355 | 1.9678 | 1
10.717 | 42.4666 | 1
11.0073 | 7.8218 | 1
18.8093 | 35.0166 | 1
15.2416 | 28.8202 | 1
5.7285 | 17.1283 | 1
15.1825 | 3.2133 | 1
13.8038 | 47.8997 | 1
8.3687 | 0.45701 | 1
3.3942 | 17.8986 | 1
14.6367 | 25.2804 | 1
21.9045 | 4.0632 | 1
3.9288 | 23.3435 | 1
19.9909 | 23.0098 | 1
7.1737 | 15.9356 | 1
15.7667 | 12.6057 | 1
3.0839 | 16.2661 | 1
9.4593 | 11.7999 | 1
22.6643 | 3.9973 | 1
20.8614 | 0.88301 | 1
9.4069 | 8.9606 | 1
11.6153 | 29.902 | 1
13.1714 | 6.5973 | 1
17.8696 | 32.3445 | 1
22.3292 | 8.8772 | 1
11.0545 | 2.2003 | 1
17.0703 | 52.2949 | 1
22.5362 | 1.9722 | 1
9.6855 | 55.1395 | 1
20.7373 | 13.5465 | 1
13.9767 | 40.7148 | 1
3.6458 | 51.4603 | 1
22.1312 | 46.9925 | 1
10.1807 | 12.7628 | 1
18.4474 | 36.1801 | 1
17.2519 | 43.51 | 1
23.2587 | 30.7141 | 1
12.284 | 50.5689 | 1
8.3296 | 30.9283 | 1
4.1467 | 17.9003 | 1
18.4936 | 30.8103 | 1
13.7332 | 47.5242 | 1
17.761 | 50.9065 | 1
7.9052 | 19.9661 | 1
12.479 | 20.5051 | 1
2.9188 | 44.9881 | 1
20.4837 | 30.8855 | 1
18.038 | 53.2134 | 1
3.8148 | 20.653 | 1
18.8471 | 34.6593 | 1
9.5317 | 36.5293 | 1
7.432 | 45.2623 | 1
4.5886 | 41.7965 | 1
5.4701 | 2.7716 | 1
2.9016 | 33.2297 | 1
9.1718 | 26.0911 | 1
6.1189 | 10.5439 | 1
16.0205 | 29.3185 | 1
15.9543 | 4.2854 | 1
21.6876 | 6.7194 | 1
14.5256 | 27.1706 | 1
0.75063 | 15.4039 | 1
23.1527 | 4.8753 | 1
2.4992 | 23.6876 | 1
22.9736 | 14.583 | 1
3.9092 | 53.1945 | 1
23.2234 | 21.5 | 1
14.1647 | 1.3126 | 1
13.1479 | 19.6432 | 1
16.2955 | 20.4195 | 1
7.8848 | 20.0855 | 1
2.84 | 17.1139 | 1
12.6812 | 35.2391 | 1
5.9699 | 32.3569 | 1
12.1462 | 21.661 | 1
11.8658 | 50.2733 | 1
12.998 | 4.8392 | 1
4.6384 | 29.795 | 1
5.5523 | 6.271 | 1
15.4331 | 4.5657 | 1
21.4115 | 27.4063 | 1
18.187 | 18.755 | 1
17.4027 | 55.303 | 1
9.4795 | 4.6535 | 1
18.7864 | 4.8182 | 1
11.4055 | 40.6998 | 1
3.7229 | 50.7057 | 1
16.8667 | 4.2247 | 1
3.9183 | 47.1008 | 1
5.198 | 44.2776 | 1
15.5556 | 19.3621 | 1
2.8993 | 34.2438 | 1
18.0443 | 5.6412 | 1
7.0522 | 54.9041 | 1
19.2406 | 17.5324 | 1
18.59 | 0.61437 | 1
4.0786 | 45.4899 | 1
5.0906 | 52.045 | 1
20.411 | 43.5238 | 1
6.9697 | 46.531 | 1
20.8205 | 8.2135 | 1
18.7373 | 42.2088 | 1
11.5492 | 42.1389 | 1
20.8437 | 18.8091 | 1
21.2156 | 3.8227 | 1
5.1966 | 47.0093 | 1
6.4181 | 30.2647 | 1
21.8674 | 8.7327 | 1
21.1265 | 7.0305 | 1
20.1612 | 40.095 | 1
5.4734 | 18.4356 | 1
21.1556 | 20.4154 | 1
16.2286 | 7.6832 | 1
15.4688 | 52.103 | 1
19.2058 | 6.3607 | 1
17.985 | 5.9968 | 1
12.7224 | 25.0733 | 1
5.8185 | 16.1314 | 1
20.7533 | 6.2295 | 1
0.80992 | 35.1116 | 1
22.1065 | 37.1692 | 1
12.6228 | 20.4123 | 1
14.974 | 41.3638 | 1
5.4429 | 37.1058 | 1
2.1448 | 33.4279 | 1
7.5188 | 21.4861 | 1
5.4614 | 5.3272 | 1
12.7198 | 11.6004 | 1
20.7971 | 25.8831 | 1
8.9113 | 44.9976 | 1
16.2673 | 12.6014 | 1
18.9057 | 51.9941 | 1
0.68145 | 31.6182 | 1
0.27289 | 7.3341 | 1
1.7251 | 4.7258 | 1
1.2544 | 21.43 | 1
14.1944 | 32.7636 | 1
11.8859 | 23.122 | 1
22.7113 | 16.4304 | 1
0.11671 | 3.8725 | 1
11.0146 | 26.7035 | 1
0.10753 | 46.4645 | 1
2.2903 | 17.3113 | 1
16.0493 | 43.2185 | 1
13.2256 | 27.3077 | 1
13.1364 | 38.6962 | 1
6.4081 | 54.5663 | 1
23.2298 | 14.9446 | 1
5.9145 | 49.1362 | 1
12.1721 | 37.473 | 1
8.5881 | 5.1857 | 1
18.4915 | 22.3856 | 1
5.4459 | 36.6727 | 1
10.505 | 7.3011 | 1
10.2215 | 50.2968 | 1
19.6252 | 37.5309 | 1
15.4651 | 40.503 | 1
4.0835 | 9.991 | 1
15.7044 | 16.7013 | 1
16.7914 | 25.8052 | 1
3.4369 | 43.9991 | 1
22.391 | 23.766 | 1
21.878 | 35.0516 | 1
13.5819 | 4.3918 | 1
4.7427 | 53.9678 | 1
8.9164 | 45.17 | 1
19.224 | 4.0842 | 1
21.8998 | 38.9314 | 1
21.8761 | 50.9431 | 1
0.99063 | 23.4235 | 1
8.0601 | 35.0874 | 1
18.5205 | 54.8317 | 1
21.2398 | 7.2233 | 1
5.8035 | 34.3139 | 1
18.6275 | 52.6346 | 1
5.458 | 47.1256 | 1
13.2814 | 15.6951 | 1
5.1526 | 5.6878 | 1
7.204 | 2.4272 | 1
7.7617 | 48.7074 | 1
14.1545 | 39.1383 | 1
10.8634 | 51.5575 | 1
18.4501 | 21.5247 | 1
21.6127 | 9.3328 | 1
15.7126 | 29.7017 | 1
10.135 | 36.7682 | 1
2.8026 | 20.8737 | 1
12.9078 | 23.8948 | 1
14.9889 | 1.4895 | 1
18.6114 | 20.1359 | 1
1.1602 | 26.7263 | 1
13.176 | 48.6077 | 1
12.6735 | 51.9651 | 1
16.6077 | 4.4711 | 1
7.7687 | 32.0453 | 1
17.102 | 19.1081 | 1
2.8637 | 11.404 | 1
15.2777 | 12.6343 | 1
7.5752 | 25.398 | 1
12.0739 | 13.1899 | 1
6.0113 | 2.9274 | 1
10.3615 | 12.7032 | 1
17.2671 | 40.5073 | 1
9.3296 | 45.6334 | 1
19.1559 | 7.0419 | 1
9.1156 | 12.8411 | 1
20.933 | 47.3088 | 1
1.1024 | 23.373 | 1
7.9505 | 2.7313 | 1
9.3018 | 12.4167 | 1
17.8389 | 35.5746 | 1
22.6103 | 8.0791 | 1
6.7935 | 9.5064 | 1
8.7471 | 46.0026 | 1
20.4381 | 27.5325 | 1
1.1873 | 22.8136 | 1
5.1134 | 8.5641 | 1
6.7279 | 4.9507 | 1
17.3177 | 10.9983 | 1
21.2789 | 18.0705 | 1
0.071977 | 24.5599 | 1
9.0235 | 32.3179 | 1
1.944 | 15.5445 | 1
13.9769 | 16.6743 | 1
0.048657 | 4.7702 | 1
7.6183 | 39.8256 | 1
4.1199 | 32.2152 | 1
15.6865 | 3.3203 | 1
8.5586 | 51.3637 | 1
20.5442 | 21.6431 | 1
17.3094 | 32.164 | 1
14.2653 | 48.3735 | 1
7.4372 | 33.2066 | 1
17.7337 | 14.9622 | 1
0.25555 | 44.063 | 1
17.223 | 18.7201 | 1
15.9444 | 14.4386 | 1
14.5982 | 43.9473 | 1
21.6123 | 42.2826 | 1
8.2243 | 3.6227 | 1
9.7573 | 6.1131 | 1
21.1898 | 3.6265 | 1
5.2985 | 43.3791 | 1
7.0738 | 12.4931 | 1
23.1727 | 52.4912 | 1
21.4622 | 3.3922 | 1
1.2612 | 51.0336 | 1
8.7124 | 40.3239 | 1
8.4146 | 18.9718 | 1
8.9494 | 16.4199 | 1
14.3218 | 22.5998 | 1
12.3795 | 54.7652 | 1
0.28202 | 6.4698 | 1
15.6215 | 19.2279 | 1
6.583 | 7.6813 | 1
7.1726 | 27.3993 | 1
18.5092 | 8.2221 | 1
14.0812 | 5.6485 | 1
4.5464 | 17.4086 | 1
9.3036 | 43.3118 | 1
1.0517 | 39.5853 | 1
14.8611 | 48.8522 | 1
10.1468 | 9.8436 | 1
0.16523 | 33.4747 | 1
3.5254 | 16.3989 | 1
9.6907 | 44.9471 | 1
22.1243 | 10.6994 | 1
6.1248 | 9.4752 | 1
19.0128 | 14.437 | 1
16.6688 | 2.046 | 1
7.6265 | 40.7047 | 1
1.9385 | 40.2495 | 1
16.7762 | 46.1999 | 1
10.3127 | 5.7129 | 1
18.7608 | 5.7295 | 1
5.9063 | 38.0158 | 1
17.9555 | 1.0775 | 1
17.1391 | 15.6518 | 1
5.8166 | 40.7603 | 1
11.2652 | 52.507 | 1
4.1615 | 33.3494 | 1
19.3284 | 4.3262 | 1
0.52886 | 40.8003 | 1
13.6132 | 45.633 | 1
19.7401 | 21.5186 | 1
2.619 | 10.6451 | 1
12.1832 | 38.6994 | 1
18.7318 | 52.8044 | 1
4.0279 | 2.121 | 1
19.8296 | 43.4397 | 1
5.201 | 12.4883 | 1
19.9123 | 53.5146 | 1
1.4184 | 36.8343 | 1
4.4296 | 17.2668 | 1
5.8506 | 19.5431 | 1
5.3045 | 31.3876 | 1
23.1945 | 28.7946 | 1
19.7198 | 2.4094 | 1
22.4345 | 27.8507 | 1
21.3658 | 26.0745 | 1
5.3781 | 13.8218 | 1
19.2676 | 17.8099 | 1
19.6198 | 6.2123 | 1
2.6344 | 25.9753 | 1
10.9515 | 38.898 | 1
6.4821 | 33.2388 | 1
0.34048 | 22.2442 | 1
22.2243 | 35.5302 | 1
10.611 | 39.2967 | 1
4.2946 | 34.3431 | 1
4.5088 | 33.6157 | 1
15.3856 | 2.1518 | 1
16.6351 | 3.7277 | 1
19.2347 | 16.8626 | 1
19.4908 | 18.416 | 1
19.0506 | 13.3806 | 1
1.5767 | 20.7871 | 1
10.9912 | 12.5485 | 1
19.3308 | 30.7606 | 1
11.2223 | 7.8465 | 1
18.2077 | 19.2846 | 1
19.1403 | 36.1959 | 1
1.873 | 14.7575 | 1
19.903 | 36.0584 | 1
12.7164 | 6.1551 | 1
1.9252 | 35.4759 | 1
6.817 | 41.6551 | 1
21.2943 | 27.1785 | 1
19.7075 | 15.2658 | 1
1.9528 | 46.0685 | 1
21.9297 | 36.1385 | 1
14.2729 | 47.2325 | 1
18.5269 | 28.4589 | 1
16.3554 | 25.3951 | 1
1.424 | 53.9912 | 1
15.1844 | 28.6971 | 1
16.4222 | 42.4443 | 1
21.6549 | 23.8078 | 1
5.3561 | 43.0259 | 1
19.9344 | 35.9901 | 1
9.8591 | 53.3924 | 1
5.0613 | 11.0218 | 1
21.1361 | 18.6694 | 1
2.869 | 8.2447 | 1
14.1704 | 51.8776 | 1
1.1842 | 46.3056 | 1
22.1063 | 29.7541 | 1
4.3364 | 6.5978 | 1
15.5459 | 29.2397 | 1
14.2648 | 23.903 | 1
6.6534 | 16.1876 | 1
2.3137 | 13.2586 | 1
0.78317 | 18.2876 | 1
12.2154 | 20.3061 | 1
2.0455 | 19.3007 | 1
4.1895 | 52.2664 | 1
3.1721 | 31.161 | 1
15.5774 | 36.0405 | 1
20.4859 | 4.9382 | 1
16.4951 | 24.3104 | 1
2.4443 | 44.6432 | 1
16.814 | 44.8999 | 1
13.6993 | 48.6561 | 1
10.4852 | 46.4569 | 1
17.4695 | 18.6438 | 1
13.4203 | 6.147 | 1
6.8347 | 39.1751 | 1
14.1043 | 51.5551 | 1
4.3201 | 5.4091 | 1
5.5041 | 18.9614 | 1
5.5731 | 48.4581 | 1
6.8595 | 39.9835 | 1
11.4633 | 40.0359 | 1
6.6542 | 51.2072 | 1
11.7395 | 8.7843 | 1
8.7828 | 36.2989 | 1
1.3855 | 46.517 | 1
17.3472 | 3.0142 | 1
21.5804 | 34.3934 | 1
15.1577 | 54.0625 | 1
6.5711 | 50.7184 | 1
1.4317 | 46.6743 | 1
11.8866 | 1.7706 | 1
16.5669 | 33.6285 | 1
12.0884 | 35.6481 | 1
6.1362 | 8.8758 | 1
21.4971 | 23.7045 | 1
11.5396 | 42.6425 | 1
22.224 | 29.4134 | 1
15.6082 | 22.3237 | 1
22.9064 | 7.739 | 1
22.3006 | 53.6025 | 1
0.83282 | 19.0065 | 1
11.2425 | 52.4642 | 1
13.508 | 4.553 | 1
19.642 | 25.7681 | 1
19.3915 | 9.9841 | 1
19.7797 | 25.2962 | 1
22.5032 | 28.084 | 1
6.5344 | 24.7379 | 1
20.484 | 54.9162 | 1
2.7741 | 52.2934 | 1
7.6309 | 18.1198 | 1
18.4609 | 11.8358 | 1
20.5056 | 3.7072 | 1
17.3906 | 6.4664 | 1
12.2443 | 31.9912 | 1
21.1718 | 48.1938 | 1
22.3912 | 0.53946 | 1
1.1432 | 6.1782 | 1
10.424 | 1.2414 | 1
6.1096 | 38.3017 | 1
2.1544 | 8.8194 | 1
12.8879 | 2.826 | 1
18.5766 | 21.8892 | 1
10.2583 | 2.1617 | 1
5.1407 | 0.68054 | 1
5.8635 | 47.0264 | 1
20.8903 | 29.2951 | 1
20.9757 | 33.862 | 1
23.049 | 20.4556 | 1
7.7818 | 3.8143 | 1
0.71451 | 19.5912 | 1
1.8251 | 8.3019 | 1
15.4522 | 4.8458 | 1
13.0704 | 8.9745 | 1
14.5743 | 28.9583 | 1
0.79601 | 38.8515 | 1
16.2878 | 32.411 | 1
13.7601 | 1.2784 | 1
4.1302 | 17.3217 | 1
11.0835 | 33.7876 | 1
14.2021 | 30.0744 | 1
5.1371 | 31.0499 | 1
1.2391 | 34.1121 | 1
7.7106 | 19.3861 | 1
8.6772 | 4.3093 | 1
16.8621 | 14.5982 | 1
19.8312 | 50.6862 | 1
19.0389 | 48.7934 | 1
6.956 | 30.5158 | 1
8.669 | 22.1928 | 1
13.1155 | 30.6653 | 1
3.5796 | 25.4251 | 1
18.5166 | 46.204 | 1
17.6712 | 50.0471 | 1
3.8506 | 46.5215 | 1
1.1879 | 24.5729 | 1
19.0663 | 14.447 | 1
7.3841 | 32.0071 | 1
16.4544 | 26.932 | 1
19.6391 | 4.9602 | 1
20.2039 | 40.0163 | 1
21.1723 | 42.3201 | 1
8.7658 | 30.0107 | 1
19.4004 | 54.9655 | 1
23.1697 | 36.4092 | 1
9.4864 | 22.4862 | 1
18.9641 | 27.8361 | 1
6.7769 | 28.1077 | 1
16.9582 | 51.9576 | 1
20.654 | 21.1477 | 1
9.4998 | 10.911 | 1
20.2049 | 43.7154 | 1
11.5144 | 17.0447 | 1
6.196 | 52.669 | 1
12.0506 | 17.7027 | 1
20.4658 | 27.5454 | 1
6.6402 | 50.3119 | 1
5.8406 | 2.0045 | 1
15.2172 | 40.4346 | 1
6.0323 | 49.4531 | 1
20.3405 | 43.0755 | 1
5.9986 | 12.8482 | 1
14.8052 | 18.3498 | 1
21.484 | 10.0084 | 1
6.2192 | 10.5436 | 1
20.6725 | 22.3303 | 1
1.6562 | 24.0343 | 1
17.209 | 25.9013 | 1
14.2241 | 24.4261 | 1
18.1428 | 3.6178 | 1
20.4326 | 54.351 | 1
21.6444 | 14.1578 | 1
6.6694 | 34.7625 | 1
21.7346 | 39.5857 | 1
19.3728 | 37.7196 | 1
0.36366 | 19.347 | 1
3.2961 | 21.6606 | 1
7.2445 | 10.3682 | 1
21.4124 | 18.3504 | 1
8.3234 | 33.4476 | 1
12.3752 | 9.7741 | 1
1.7323 | 28.5735 | 1
15.8021 | 55.1699 | 1
18.2762 | 45.9374 | 1
22.3748 | 22.9581 | 1
23.2094 | 39.5676 | 1
18.4582 | 21.2931 | 1
10.5232 | 33.5685 | 1
9.2133 | 15.1663 | 1
1.6099 | 27.3665 | 1
9.3008 | 52.1373 | 1
1.9169 | 55.0226 | 1
21.3972 | 9.431 | 1
18.867 | 30.0521 | 1
7.3508 | 1.9985 | 1
5.6564 | 19.4285 | 1
2.8198 | 38.6157 | 1
14.2218 | 42.8854 | 1
14.1811 | 41.0766 | 1
5.9854 | 28.6523 | 1
1.2953 | 23.9967 | 1
8.7737 | 28.6558 | 1
3.5906 | 6.7551 | 1
13.5779 | 36.9127 | 1
17.811 | 44.7966 | 1
6.3267 | 54.2714 | 1
10.4581 | 40.2132 | 1
16.2826 | 9.3756 | 1
20.7568 | 49.0344 | 1
18.9921 | 52.485 | 1
8.1405 | 19.0207 | 1
22.7617 | 22.403 | 1
4.2838 | 11.6664 | 1
4.5974 | 34.6348 | 1
21.7839 | 16.1244 | 1
0.69878 | 30.6155 | 1
5.2598 | 23.08 | 1
7.9428 | 20.2919 | 1
10.851 | 16.1825 | 1
0.37552 | 39.4026 | 1
13.9331 | 17.8331 | 1
12.7374 | 16.3479 | 1
1.8633 | 42.1941 | 1
4.3468 | 32.5789 | 1
19.1847 | 16.1584 | 1
2.8905 | 43.7197 | 1
14.8999 | 46.1212 | 1
15.2719 | 26.1978 | 1
5.4648 | 27.0868 | 1
9.9682 | 40.0707 | 1
7.8286 | 54.1377 | 1
13.146 | 6.5233 | 1
12.9154 | 35.4453 | 1
9.7086 | 33.1305 | 1
22.0742 | 8.5746 | 1
6.5617 | 33.4648 | 1
2.4831 | 3.3111 | 1
3.2116 | 29.409 | 1
7.5507 | 10.7082 | 1
21.5609 | 21.6497 | 1
9.8953 | 0.98797 | 1
18.6131 | 38.5356 | 1
17.537 | 42.6056 | 1
8.9975 | 9.3339 | 1
8.2174 | 10.7503 | 1
9.7079 | 30.6432 | 1
21.8663 | 17.2935 | 1
1.4983 | 53.8958 | 1
8.1839 | 34.3281 | 1
14.1602 | 39.0646 | 1
3.3514 | 18.0179 | 1
18.6943 | 53.0318 | 1
11.5413 | 53.0235 | 1
15.9763 | 24.1143 | 1
1.1533 | 29.1882 | 1
18.11 | 7.8694 | 1
0.48121 | 50.619 | 1
12.4982 | 8.4465 | 1
22.6571 | 27.7267 | 1
21.2534 | 7.993 | 1
5.4805 | 10.1972 | 1
14.5491 | 51.8251 | 1
1.0945 | 44.4754 | 1
15.2296 | 28.5678 | 1
16.2159 | 20.9841 | 1
6.4759 | 32.517 | 1
12.5806 | 21.4881 | 1
7.0548 | 26.2436 | 1
10.513 | 37.9753 | 1
18.4412 | 46.1429 | 1
12.1057 | 49.7306 | 1
18.9469 | 31.5398 | 1
8.3855 | 3.8039 | 1
3.2497 | 8.2963 | 1
21.0771 | 19.5042 | 1
14.118 | 26.1734 | 1
22.0416 | 1.0041 | 1
10.3146 | 6.8989 | 1
18.0558 | 38.918 | 1
13.3556 | 40.2723 | 1
0.92487 | 54.9089 | 1
5.442 | 17.5143 | 1
10.7452 | 12.6752 | 1
9.629 | 5.1895 | 1
22.1171 | 0.8513 | 1
11.5883 | 14.4624 | 1
8.8107 | 2.3885 | 1
19.8021 | 8.9994 | 1
9.4339 | 11.9598 | 1
0.59878 | 41.151 | 1
21.044 | 24.2744 | 1
13.0526 | 33.5658 | 1
4.9656 | 21.7772 | 1
1.7114 | 43.6765 | 1
6.9325 | 25.1126 | 1
17.2363 | 40.0382 | 1
4.4043 | 13.9334 | 1
10.2601 | 48.3484 | 1
15.6241 | 41.4913 | 1
5.7531 | 16.2615 | 1
21.7758 | 22.2628 | 1
7.1239 | 39.1703 | 1
19.5318 | 47.0472 | 1
22.2906 | 47.5489 | 1
20.0502 | 19.5638 | 1
18.9391 | 23.1058 | 1
22.7502 | 16.8176 | 1
5.2607 | 53.9831 | 1
3.3671 | 25.7235 | 1
1.7543 | 13.9344 | 1
20.1085 | 16.6536 | 1
4.6487 | 5.7088 | 1
11.6292 | 37.6842 | 1
18.3711 | 49.4272 | 1
10.3059 | 21.7129 | 1
12.4392 | 12.7966 | 1
4.2623 | 29.2604 | 1
4.7234 | 42.0491 | 1
1.0614 | 35.1832 | 1
1.5603 | 28.6998 | 1
4.2046 | 40.2593 | 1
22.1729 | 47.4362 | 1
10.9628 | 12.858 | 1
4.0483 | 7.7486 | 1
11.125 | 4.4624 | 1
15.8647 | 36.6733 | 1
2.931 | 34.3654 | 1
21.6862 | 10.471 | 1
22.9349 | 10.1187 | 1
14.4951 | 4.5198 | 1
6.1678 | 26.0097 | 1
4.6323 | 7.6474 | 1
21.9069 | 2.5913 | 1
20.2223 | 24.7531 | 1
15.9067 | 12.6027 | 1
11.2892 | 27.8927 | 1
22.5532 | 26.4681 | 1
20.4769 | 10.8274 | 1
3.0582 | 23.3316 | 1
13.7485 | 29.7867 | 1
19.5893 | 9.2616 | 1
5.0586 | 35.4941 | 1
15.187 | 23.2591 | 1
17.3145 | 13.2124 | 1
5.1816 | 40.047 | 1
9.4815 | 3.7901 | 1
4.5289 | 42.8985 | 1
10.9148 | 53.841 | 1
1.3331 | 49.1213 | 1
21.0592 | 27.8001 | 1
21.1105 | 7.9579 | 1
0.022508 | 22.8199 | 1
13.8426 | 44.6444 | 1
6.975 | 19.1789 | 1
0.62379 | 30.064 | 1
8.3104 | 2.705 | 1
8.3622 | 23.681 | 1
17.353 | 46.2054 | 1
11.6728 | 15.3871 | 1
7.6978 | 48.0336 | 1
17.0217 | 25.9503 | 1
1.0093 | 1.3895 | 1
0.86728 | 3.4631 | 1
20.2924 | 7.9791 | 1
13.2421 | 0.87407 | 1
11.0193 | 9.8637 | 1
9.0621 | 45.8597 | 1
17.0448 | 0.5617 | 1
3.4337 | 43.6792 | 1
3.8905 | 45.9339 | 1
5.428 | 6.1095 | 1
18.2846 | 49.8098 | 1
21.1973 | 22.5566 | 1
6.1709 | 52.6629 | 1
4.7274 | 32.4543 | 1
0.62406 | 6.3074 | 1
7.8649 | 30.4373 | 1
1.9227 | 18.3762 | 1
3.6875 | 41.3681 | 1
19.3699 | 18.526 | 1
6.9863 | 35.0221 | 1
16.1268 | 8.2886 | 1
17.8193 | 18.2628 | 1
10.9806 | 46.2069 | 1
12.6125 | 33.0166 | 1
3.833 | 12.8775 | 1
13.7654 | 31.4776 | 1
12.9887 | 39.551 | 1
20.9934 | 10.1189 | 1
0.43063 | 6.4862 | 1
13.18 | 18.4124 | 1
13.0287 | 38.8916 | 1
16.2371 | 30.8884 | 1
17.5122 | 49.3769 | 1
5.7189 | 54.338 | 1
18.0572 | 41.9913 | 1
1.7294 | 52.5902 | 1
8.0224 | 41.7796 | 1
1.0862 | 6.3017 | 1
19.7986 | 29.6571 | 1
0.80538 | 11.7655 | 1
16.6325 | 12.6792 | 1
0.57897 | 39.694 | 1
14.9578 | 41.4784 | 1
20.9484 | 47.6867 | 1
9.279 | 23.8568 | 1
11.46 | 38.7746 | 1
15.6324 | 42.7128 | 1
16.5913 | 47.3046 | 1
0.50806 | 25.7044 | 1
22.4504 | 51.9958 | 1
20.5035 | 33.8917 | 1
16.4198 | 40.7608 | 1
10.0549 | 8.2477 | 1
13.7463 | 39.242 | 1
6.3792 | 35.3343 | 1
18.939 | 3.2617 | 1
19.375 | 1.4358 | 1
15.3084 | 30.1688 | 1
3.7467 | 2.2989 | 1
11.9784 | 46.6362 | 1
13.9554 | 24.1133 | 1
2.4112 | 21.0774 | 1
3.4322 | 11.5604 | 1
1.7635 | 37.7602 | 1
0.198 | 32.0523 | 1
0.59247 | 6.9967 | 1
12.1634 | 45.6575 | 1
0.53592 | 33.4993 | 1
13.1795 | 16.7218 | 1
8.7898 | 26.8347 | 1
9.2562 | 4.9766 | 1
18.7841 | 15.0324 | 1
22.5224 | 11.0182 | 1
15.7052 | 20.0593 | 1
3.2162 | 7.5084 | 1
15.5827 | 13.8588 | 1
21.5879 | 37.1098 | 1
18.4649 | 52.3895 | 1
7.0931 | 34.4544 | 1
16.6543 | 9.0983 | 1
15.8504 | 22.2688 | 1
4.4958 | 44.4798 | 1
6.0229 | 54.6436 | 1
12.3649 | 27.6121 | 1
19.8952 | 0.59333 | 1
13.7163 | 21.2004 | 1
5.7835 | 17.4161 | 1
10.7926 | 41.6011 | 1
5.0449 | 12.9163 | 1
16.1946 | 16.8508 | 1
8.5872 | 7.1179 | 1
1.1576 | 25.2522 | 1
15.3825 | 28.6631 | 1
21.6315 | 32.6592 | 1
5.0318 | 53.2436 | 1
12.9522 | 36.2184 | 1
23.0311 | 54.6508 | 1
3.7272 | 7.3384 | 1
0.16213 | 25.9897 | 1
21.5899 | 6.2399 | 1
9.9236 | 32.0266 | 1
4.3489 | 25.4958 | 1
17.3721 | 9.6993 | 1
15.2793 | 20.2389 | 1
1.3207 | 23.9216 | 1
22.6165 | 41.5008 | 1
7.4621 | 29.6179 | 1
22.2129 | 50.7586 | 1
22.3358 | 33.859 | 1
13.6252 | 8.8498 | 1
8.7554 | 20.3872 | 1
15.0414 | 40.7256 | 1
4.5784 | 23.1471 | 1
11.9806 | 53.9885 | 1
16.2345 | 23.6265 | 1
0.33255 | 20.3261 | 1
9.7322 | 32.6666 | 1
13.8594 | 32.3559 | 1
0.44627 | 12.8019 | 1
1.2041 | 27.3037 | 1
15.3161 | 34.012 | 1
3.795 | 43.4537 | 1
7.4498 | 42.9903 | 1
21.2381 | 40.4365 | 1
18.3463 | 11.8331 | 1
13.8693 | 30.9451 | 1
15.1159 | 4.4624 | 1
7.9205 | 52.8524 | 1
10.4978 | 1.5534 | 1
22.2868 | 53.7179 | 1
12.2346 | 39.2416 | 1
9.3938 | 43.5543 | 1
4.8385 | 46.4338 | 1
17.0519 | 46.2238 | 1
4.6799 | 5.7702 | 1
9.2479 | 14.5709 | 1
7.317 | 0.74164 | 1
11.7568 | 32.2776 | 1
7.0564 | 0.44583 | 1
22.6722 | 4.5446 | 1
19.8958 | 6.9064 | 1
21.2548 | 30.8688 | 1
8.1697 | 37.2703 | 1
18.7449 | 41.0607 | 1
0.78595 | 49.0211 | 1
5.2692 | 10.8035 | 1
14.1639 | 14.7553 | 1
18.0519 | 7.3636 | 1
20.6057 | 33.9779 | 1
7.7486 | 42.3809 | 1
0.078029 | 28.5787 | 1
23.1234 | 6.0179 | 1
13.3236 | 0.89692 | 1
1.9944 | 35.7333 | 1
6.9748 | 40.7816 | 1
23.2597 | 52.5967 | 1
10.0269 | 36.7503 | 1
20.2224 | 23.9881 | 1
16.8101 | 27.7401 | 1
10.3932 | 15.6485 | 1
15.8225 | 6.2317 | 1
13.9184 | 29.8438 | 1
12.354 | 55.2585 | 1
16.3713 | 52.0463 | 1
21.5549 | 9.5687 | 1
22.4635 | 28.844 | 1
4.0839 | 2.4077 | 1
0.81511 | 33.5848 | 1
14.5362 | 30.8116 | 1
12.6029 | 12.9257 | 1
20.6161 | 21.9199 | 1
10.4004 | 50.1561 | 1
0.31 | 26.3617 | 1
16.6656 | 2.5517 | 1
21.4791 | 32.5748 | 1
1.4298 | 9.0444 | 1
22.9042 | 9.9475 | 1
10.9313 | 3.3741 | 1
23.0174 | 35.3296 | 1
9.6747 | 13.3511 | 1
1.3894 | 35.3362 | 1
12.3182 | 18.9429 | 1
8.1831 | 21.3346 | 1
14.7793 | 18.3824 | 1
14.7408 | 2.2447 | 1
16.4103 | 15.611 | 1
4.7558 | 18.4192 | 1
13.4045 | 45.8248 | 1
11.8314 | 18.4404 | 1
11.197 | 52.1086 | 1
18.3498 | 24.6487 | 1
14.2917 | 39.7161 | 1
11.4054 | 6.8665 | 1
18.8795 | 18.3634 | 1
2.6891 | 54.9002 | 1
2.7265 | 4.6769 | 1
11.3519 | 52.8471 | 1
5.7876 | 28.4266 | 1
5.5756 | 24.9618 | 1
4.5564 | 39.0155 | 1
1.7034 | 22.0658 | 1
2.2915 | 18.3677 | 1
1.9025 | 19.0389 | 1
18.3991 | 11.0208 | 1
3.049 | 19.0824 | 1
13.5826 | 32.7423 | 1
21.0723 | 45.4321 | 1
3.2738 | 41.3539 | 1
5.5296 | 44.9289 | 1
6.4674 | 54.4605 | 1
1.57 | 46.2793 | 1
6.9349 | 49.5818 | 1
8.6661 | 4.6479 | 1
20.5153 | 29.777 | 1
5.7393 | 52.1345 | 1
17.2964 | 9.3594 | 1
11.4179 | 15.9672 | 1
14.5949 | 21.5644 | 1
21.9773 | 26.5129 | 1
14.6642 | 33.7903 | 1
16.774 | 38.0471 | 1
6.31 | 30.9788 | 1
4.0267 | 42.7664 | 1
12.0743 | 30.2271 | 1
10.9596 | 39.2076 | 1
11.0523 | 53.8421 | 1
7.2484 | 34.2923 | 1
9.0925 | 20.1054 | 1
12.6427 | 46.8413 | 1
17.7269 | 44.172 | 1
19.7476 | 49.8263 | 1
5.7722 | 10.0805 | 1
21.3334 | 30.2474 | 1
15.9069 | 55.1718 | 1
12.8238 | 38.3119 | 1
22.1819 | 38.2876 | 1
4.286 | 43.6556 | 1
20.9627 | 44.6008 | 1
17.3441 | 21.1425 | 1
5.7508 | 2.2091 | 1
12.6108 | 54.9928 | 1
0.025072 | 19.9707 | 1
19.0414 | 4.3436 | 1
7.1159 | 36.5937 | 1
2.4569 | 16.1322 | 1
13.1438 | 29.3325 | 1
10.7794 | 5.0429 | 1
4.5121 | 28.6974 | 1
3.2525 | 49.1 | 1
6.5537 | 50.3479 | 1
20.5596 | 34.0748 | 1
16.0377 | 15.5291 | 1
11.3088 | 31.4053 | 1
11.0679 | 35.0721 | 1
14.4651 | 49.9783 | 1
13.0443 | 44.3843 | 1
2.6758 | 6.3518 | 1
22.5794 | 12.7786 | 1
4.8546 | 32.5287 | 1
1.6575 | 21.5144 | 1
11.8221 | 20.4372 | 1
13.288 | 54.5757 | 1
12.4658 | 30.7807 | 1
10.9566 | 54.3841 | 1
9.6575 | 46.9756 | 1
18.1688 | 52.0518 | 1
3.5858 | 31.2821 | 1
0.75097 | 4.9411 | 1
3.2909 | 53.0923 | 1
19.1473 | 20.2987 | 1
1.171 | 31.4291 | 1
5.4122 | 23.0836 | 1
6.9931 | 44.5859 | 1
22.7973 | 34.9379 | 1
6.0045 | 32.7578 | 1
7.6501 | 0.83228 | 1
11.7146 | 38.6514 | 1
15.7066 | 39.7558 | 1
3.4853 | 30.2494 | 1
8.219 | 22.6199 | 1
3.5465 | 52.9649 | 1
4.9068 | 26.5145 | 1
7.8685 | 3.6563 | 1
10.8929 | 53.1378 | 1
18.0159 | 38.1392 | 1
10.5891 | 13.923 | 1
21.1256 | 26.5769 | 1
20.8902 | 16.5106 | 1
20.6637 | 53.1654 | 1
22.7809 | 47.32 | 1
15.2958 | 49.3455 | 1
12.365 | 32.518 | 1
14.9058 | 1.3634 | 1
19.6418 | 16.6322 | 1
6.2883 | 42.2674 | 1
18.8177 | 15.9073 | 1
18.1936 | 45.5183 | 1
14.5851 | 11.878 | 1
3.3372 | 37.5462 | 1
21.1186 | 9.4801 | 1
7.581 | 41.7896 | 1
9.4209 | 41.1583 | 1
2.358 | 16.9073 | 1
19.9081 | 45.2987 | 1
1.6261 | 27.1535 | 1
2.5752 | 9.2976 | 1
10.2268 | 43.9471 | 1
8.5717 | 2.3271 | 1
6.6006 | 36.0195 | 1
1.1017 | 42.1595 | 1
11.3854 | 40.4283 | 1
4.1797 | 20.5192 | 1
1.4896 | 46.6852 | 1
18.5346 | 39.1366 | 1
7.7186 | 6.6767 | 1
20.0802 | 47.5922 | 1
9.8108 | 41.3997 | 1
5.7908 | 52.9133 | 1
1.3809 | 5.7991 | 1
14.6317 | 23.9661 | 1
3.9589 | 18.3466 | 1
11.7926 | 49.502 | 1
1.2221 | 55.0959 | 1
10.7013 | 49.2868 | 1
12.2548 | 49.2554 | 1
14.0583 | 9.5488 | 1
17.3673 | 8.291 | 1
8.6004 | 11.8901 | 1
10.91 | 10.9074 | 1
12.9692 | 1.1402 | 1
8.0504 | 49.6945 | 1
14.9479 | 2.2971 | 1
8.1136 | 4.1366 | 1
23.0385 | 16.5068 | 1
3.0602 | 20.4984 | 1
16.6291 | 53.8007 | 1
15.5168 | 5.145 | 1
6.9715 | 29.7711 | 1
17.1775 | 3.06 | 1
19.9123 | 42.8161 | 1
15.8189 | 28.5262 | 1
8.451 | 3.821 | 1
4.6941 | 37.6238 | 1
6.2115 | 24.5737 | 1
15.0962 | 25.6797 | 1
3.9607 | 14.3403 | 1
17.9896 | 36.0001 | 1
18.9869 | 52.3566 | 1
18.1666 | 25.9353 | 1
1.6453 | 15.1927 | 1
16.4245 | 13.5397 | 1
2.1112 | 13.0042 | 1
10.2363 | 26.6223 | 1
17.3165 | 9.5302 | 1
5.2264 | 46.5823 | 1
2.5175 | 39.5028 | 1
3.4243 | 2.899 | 1
2.161 | 52.169 | 1
5.0607 | 11.8248 | 1
4.5645 | 4.8938 | 1
6.0997 | 49.0052 | 1
17.6747 | 26.3937 | 1
4.0232 | 25.3478 | 1
15.1003 | 47.247 | 1
4.4 | 54.577 | 1
11.0073 | 40.8542 | 1
7.1333 | 21.3729 | 1
0.97252 | 30.3256 | 1
8.3883 | 3.8778 | 1
2.8959 | 18.4761 | 1
8.0742 | 54.9722 | 1
4.0648 | 12.423 | 1
21.7186 | 43.5622 | 1
21.419 | 45.8724 | 1
17.6435 | 50.2719 | 1
15.7067 | 47.0435 | 1
2.5698 | 4.0997 | 1
4.7793 | 18.261 | 1
22.857 | 35.2323 | 1
5.6949 | 43.7381 | 1
14.5635 | 41.7057 | 1
16.5813 | 37.3257 | 1
5.0087 | 47.6745 | 1
9.8506 | 6.6758 | 1
15.0447 | 32.0055 | 1
5.6871 | 42.762 | 1
1.3247 | 38.9704 | 1
4.1253 | 25.5411 | 1
13.4391 | 45.2109 | 1
19.825 | 16.1451 | 1
10.0234 | 36.0087 | 1
0.063934 | 18.2232 | 1
2.5138 | 8.259 | 1
20.3967 | 9.7874 | 1
13.9366 | 19.0426 | 1
14.6769 | 6.5268 | 1
2.6904 | 13.3676 | 1
16.0353 | 25.362 | 1
6.5277 | 28.4711 | 1
14.4454 | 37.0212 | 1
0.034877 | 0.67023 | 1
14.8118 | 44.4317 | 1
22.8663 | 50.8536 | 1
12.9399 | 5.8533 | 1
2.7367 | 32.7632 | 1
6.2414 | 17.2933 | 1
22.4599 | 42.1999 | 1
16.7309 | 20.9448 | 1
22.8029 | 55.1809 | 1
14.0599 | 29.6004 | 1
5.0296 | 50.977 | 1
6.8165 | 16.9648 | 1
5.3554 | 35.7057 | 1
5.2487 | 16.2825 | 1
14.9193 | 1.4296 | 1
15.4697 | 4.5622 | 1
15.7934 | 45.6471 | 1
3.1265 | 14.621 | 1
5.0923 | 29.4372 | 1
17.7653 | 35.5502 | 1
5.5181 | 34.145 | 1
4.0166 | 18.1375 | 1
1.9802 | 31.788 | 1
18.1463 | 35.3152 | 1
8.9055 | 13.379 | 1
7.568 | 42.6026 | 1
12.5253 | 8.7416 | 1
2.4469 | 11.8384 | 1
12.0226 | 12.3386 | 1
4.5836 | 54.5693 | 1
9.6045 | 50.726 | 1
0.30533 | 10.6247 | 1
8.3034 | 7.9908 | 1
22.3274 | 24.9985 | 1
2.1991 | 19.352 | 1
17.8022 | 4.4608 | 1
13.3788 | 47.7409 | 1
5.0155 | 35.0111 | 1
10.5278 | 21.1505 | 1
13.5122 | 19.9465 | 1
2.7018 | 29.0231 | 1
8.3923 | 32.3274 | 1
17.5198 | 23.2261 | 1
6.1034 | 19.7454 | 1
7.3641 | 50.4858 | 1
15.6873 | 35.1018 | 1
17.9621 | 34.3728 | 1
18.3818 | 4.3216 | 1
16.5774 | 38.6316 | 1
14.8302 | 47.9909 | 1
0.61761 | 33.0473 | 1
2.2509 | 18.2611 | 1
5.9647 | 26.9552 | 1
10.8084 | 14.7429 | 1
0.11472 | 26.296 | 1
0.0049533 | 6.6488 | 1
8.3927 | 39.1158 | 1
8.9423 | 47.4572 | 1
4.8399 | 44.8722 | 1
20.8729 | 7.3871 | 1
12.3605 | 50.3542 | 1
10.7285 | 5.5161 | 1
15.2751 | 5.1195 | 1
16.8246 | 29.4483 | 1
19.7383 | 40.9833 | 1
20.8925 | 37.012 | 1
17.7689 | 44.649 | 1
6.257 | 3.2155 | 1
6.1342 | 25.7572 | 1
18.1817 | 13.1445 | 1
8.689 | 9.1558 | 1
10.9663 | 13.1446 | 1
3.1257 | 45.3861 | 1
5.6584 | 18.7098 | 1
22.0486 | 11.9031 | 1
1.546 | 22.2854 | 1
13.4397 | 16.913 | 1
14.4029 | 40.428 | 1
14.4333 | 11.224 | 1
14.2462 | 25.0097 | 1
18.4126 | 42.5325 | 1
2.2305 | 19.5417 | 1
8.4628 | 47.9401 | 1
14.6299 | 0.67321 | 1
4.9407 | 0.83872 | 1
11.8104 | 31.907 | 1
5.6149 | 3.8332 | 1
3.8829 | 6.9457 | 1
11.3847 | 28.7214 | 1
17.5892 | 6.9221 | 1
16.0169 | 53.7748 | 1
2.0916 | 41.5248 | 1
16.3049 | 49.3413 | 1
6.5869 | 37.5052 | 1
7.0546 | 16.4 | 1
12.7227 | 21.2066 | 1
8.764 | 29.2556 | 1
4.7653 | 35.8662 | 1
21.3746 | 13.1761 | 1
0.11319 | 51.1155 | 1
10.2333 | 34.3069 | 1
1.5573 | 14.4719 | 1
20.4335 | 13.7031 | 1
0.49264 | 36.8291 | 1
17.1583 | 47.4499 | 1
13.5214 | 50.8192 | 1
0.73554 | 27.7712 | 1
8.1871 | 31.112 | 1
22.1154 | 41.1922 | 1
18.2631 | 5.0075 | 1
23.1065 | 36.7412 | 1
9.086 | 11.1401 | 1
10.1716 | 14.3672 | 1
3.2833 | 47.1213 | 1
5.3617 | 40.321 | 1
20.7219 | 31.074 | 1
17.9961 | 22.536 | 1
16.4212 | 46.3616 | 1
13.5026 | 42.6861 | 1
5.3499 | 15.9792 | 1
18.4873 | 25.1768 | 1
0.91842 | 43.9395 | 1
18.1043 | 51.9482 | 1
21.7551 | 19.913 | 1
13.7374 | 46.025 | 1
19.4261 | 30.9885 | 1
14.1151 | 20.3795 | 1
5.994 | 44.6457 | 1
19.4178 | 35.2759 | 1
16.6653 | 17.7206 | 1
14.2289 | 11.3751 | 1
21.7945 | 51.7244 | 1
0.06247 | 23.8923 | 1
19.6423 | 13.7335 | 1
10.7982 | 3.6669 | 1
4.5137 | 14.651 | 1
5.7721 | 52.6005 | 1
10.9976 | 35.3245 | 1
18.5575 | 38.953 | 1
12.1344 | 44.6026 | 1
7.9291 | 40.0325 | 1
4.5129 | 29.8411 | 1
10.1978 | 25.8305 | 1
6.8427 | 44.1601 | 1
17.3695 | 48.8222 | 1
14.9401 | 9.1257 | 1
6.2008 | 9.4686 | 1
1.0985 | 9.4676 | 1
22.6478 | 40.9565 | 1
5.2352 | 21.0045 | 1
13.3088 | 36.1995 | 1
12.0672 | 15.3599 | 1
20.7743 | 33.3346 | 1
0.60455 | 10.6359 | 1
10.405 | 9.1892 | 1
22.9177 | 36.531 | 1
3.2611 | 52.3564 | 1
11.6541 | 50.7204 | 1
13.7179 | 22.5851 | 1
19.2969 | 17.9863 | 1
18.4344 | 17.4969 | 1
4.0119 | 31.8961 | 1
21.8024 | 44.4563 | 1
10.5539 | 10.4359 | 1
0.56027 | 11.0026 | 1
4.7063 | 48.8902 | 1
19.8138 | 27.362 | 1
4.3104 | 47.4847 | 1
5.053 | 29.1212 | 1
15.4889 | 5.0628 | 1
6.0235 | 42.4006 | 1
22.0684 | 2.0488 | 1
16.1133 | 35.3219 | 1
7.9882 | 27.1597 | 1
16.6892 | 37.434 | 1
0.70271 | 47.3996 | 1
17.4536 | 0.93115 | 1
15.7723 | 33.5377 | 1
3.7388 | 15.5463 | 1
4.7906 | 54.0996 | 1
5.8514 | 39.0332 | 1
2.5226 | 26.0797 | 1
18.9152 | 31.0858 | 1
12.1845 | 31.5459 | 1
19.4301 | 1.054 | 1
3.4143 | 41.1108 | 1
21.3503 | 47.8713 | 1
14.0627 | 8.5996 | 1
14.8702 | 19.7816 | 1
16.9701 | 16.5299 | 1
7.3667 | 44.3356 | 1
1.5778 | 34.6913 | 1
1.9305 | 5.7898 | 1
12.5766 | 43.8044 | 1
21.2258 | 33.5111 | 1
4.1934 | 13.7924 | 1
7.2921 | 4.229 | 1
18.7425 | 3.4613 | 1
22.9084 | 46.4622 | 1
7.3862 | 30.3712 | 1
6.8353 | 41.5618 | 1
12.9964 | 5.9536 | 1
16.679 | 5.4257 | 1
22.5793 | 19.1133 | 1
4.6068 | 44.1461 | 1
19.5682 | 31.3871 | 1
5.8831 | 48.9042 | 1
6.3877 | 8.1791 | 1
8.196 | 15.9177 | 1
16.5647 | 51.0343 | 1
12.2234 | 26.8183 | 1
19.7493 | 6.8586 | 1
11.1308 | 18.7199 | 1
4.6463 | 5.9127 | 1
22.7658 | 34.2287 | 1
16.7056 | 23.3773 | 1
15.0089 | 2.1364 | 1
11.8333 | 24.6299 | 1
5.9376 | 5.7543 | 1
16.4862 | 43.4985 | 1
2.2655 | 12.752 | 1
20.1488 | 36.418 | 1
1.921 | 14.608 | 1
7.3184 | 27.4649 | 1
3.0649 | 55.051 | 1
2.2244 | 47.0301 | 1
0.45092 | 28.9087 | 1
18.5549 | 36.0749 | 1
2.0576 | 18.9998 | 1
3.9408 | 25.461 | 1
19.5063 | 32.6244 | 1
15.0474 | 50.6683 | 1
3.3431 | 50.7801 | 1
19.1808 | 22.1515 | 1
18.679 | 17.9162 | 1
2.0622 | 51.0907 | 1
0.15376 | 22.1449 | 1
16.1787 | 30.6674 | 1
7.6802 | 17.4123 | 1
4.0911 | 19.6875 | 1
5.6387 | 41.2048 | 1
7.5729 | 44.8344 | 1
14.2263 | 50.7566 | 1
10.6845 | 42.987 | 1
20.623 | 12.8941 | 1
5.419 | 51.0256 | 1
13.3385 | 17.1052 | 1
10.7197 | 4.5563 | 1
0.24771 | 47.7362 | 1
10.5249 | 13.3453 | 1
6.0942 | 15.0667 | 1
16.8881 | 48.3685 | 1
6.2727 | 45.7681 | 1
7.2569 | 23.5601 | 1
6.5482 | 51.8699 | 1
3.2648 | 53.2679 | 1
22.4443 | 26.4344 | 1
3.3616 | 7.7412 | 1
15.726 | 0.65903 | 1
18.709 | 30.582 | 1
16.4381 | 40.1097 | 1
4.8796 | 39.0446 | 1
4.2315 | 24.9075 | 1
11.7754 | 42.4466 | 1
0.34231 | 6.9927 | 1
15.0462 | 35.0034 | 1
17.1225 | 35.8827 | 1
4.0321 | 16.5374 | 1
19.0332 | 1.9603 | 1
5.6312 | 51.2459 | 1
23.0384 | 25.3127 | 1
5.7903 | 43.2168 | 1
3.7933 | 2.333 | 1
1.6263 | 51.2328 | 1
10.6578 | 16.2815 | 1
21.9111 | 47.7996 | 1
2.0722 | 31.743 | 1
22.7231 | 17.6977 | 1
9.4295 | 46.0814 | 1
6.8594 | 5.2457 | 1
1.1588 | 27.3362 | 1
19.473 | 25.777 | 1
7.3151 | 26.582 | 1
0.91438 | 53.2653 | 1
3.753 | 26.8791 | 1
0.46549 | 1.0608 | 1
7.4289 | 16.1975 | 1
4.0111 | 53.8447 | 1
5.9589 | 46.8206 | 1
17.5712 | 40.4489 | 1
17.4698 | 28.2001 | 1
8.8299 | 21.7373 | 1
22.8103 | 54.3008 | 1
22.4558 | 10.0759 | 1
8.8132 | 53.5396 | 1
13.7695 | 31.3129 | 1
7.7133 | 6.6254 | 1
13.6975 | 54.0748 | 1
17.5283 | 32.0979 | 1
13.4378 | 4.9427 | 1
22.5473 | 19.6977 | 1
2.9527 | 18.3801 | 1
19.498 | 5.7328 | 1
5.8477 | 19.4255 | 1
1.7164 | 5.7728 | 1
15.2679 | 35.8599 | 1
19.9642 | 43.0408 | 1
7.4702 | 52.2414 | 1
19.3068 | 31.0759 | 1
18.0944 | 24.4646 | 1
18.8928 | 23.8325 | 1
0.97556 | 36.0286 | 1
23.0712 | 27.2916 | 1
10.5915 | 27.7983 | 1
9.8649 | 7.8449 | 1
5.7127 | 25.4509 | 1
1.5373 | 7.7266 | 1
7.4091 | 55.0331 | 1
14.3384 | 31.5409 | 1
21.3844 | 41.2487 | 1
9.0607 | 6.083 | 1
14.7427 | 35.5724 | 1
10.1423 | 49.9911 | 1
11.5249 | 35.6216 | 1
10.7985 | 2.7699 | 1
16.0633 | 8.6483 | 1
11.9612 | 39.5713 | 1
12.1668 | 4.6858 | 1
17.7409 | 44.3056 | 1
1.8465 | 2.9736 | 1
11.0931 | 9.0967 | 1
9.1856 | 36.0522 | 1
12.1894 | 19.4263 | 1
22.1479 | 40.6317 | 1
4.4251 | 28.0347 | 1
20.2699 | 30.8859 | 1
5.3471 | 32.2918 | 1
3.0208 | 12.2626 | 1
5.216 | 9.3906 | 1
13.0567 | 25.0258 | 1
9.6807 | 13.5342 | 1
20.2844 | 35.8572 | 1
4.7856 | 5.6662 | 1
15.2435 | 54.0193 | 1
14.3365 | 48.4986 | 1
21.2624 | 10.5512 | 1
21.8947 | 27.2738 | 1
20.825 | 8.695 | 1
22.0512 | 36.2428 | 1
1.5282 | 11.5813 | 1
13.8317 | 1.3321 | 1
3.1047 | 30.9067 | 1
0.50723 | 30.3427 | 1
21.3718 | 19.0611 | 1
4.4367 | 27.6002 | 1
17.1472 | 15.0152 | 1
19.0253 | 32.7705 | 1
9.76 | 24.0633 | 1
11.847 | 11.0446 | 1
9.3615 | 7.8529 | 1
7.7859 | 17.8244 | 1
4.2955 | 41.1099 | 1
21.6243 | 53.7427 | 1
3.898 | 54.6287 | 1
16.0479 | 14.0415 | 1
3.2279 | 46.225 | 1
20.6937 | 43.839 | 1
13.3216 | 31.1324 | 1
20.1781 | 25.4743 | 1
8.7886 | 31.0234 | 1
19.3221 | 15.1208 | 1
6.4012 | 39.2917 | 1
18.2672 | 5.9164 | 1
14.7977 | 53.5129 | 1
22.3637 | 40.9111 | 1
22.6571 | 9.6737 | 1
17.0647 | 41.444 | 1
12.9969 | 1.1956 | 1
17.0571 | 5.7706 | 1
4.9373 | 11.5188 | 1
13.3033 | 53.8037 | 1
11.3153 | 46.2302 | 1
11.5852 | 14.2853 | 1
9.0216 | 42.1182 | 1
10.6226 | 48.6973 | 1
4.03 | 30.5555 | 1
4.554 | 32.6671 | 1
1.7904 | 44.9069 | 1
11.8443 | 19.6702 | 1
11.146 | 46.885 | 1
14.7051 | 18.8701 | 1
10.3395 | 38.9016 | 1
22.0628 | 46.7254 | 1
16.0137 | 26.5698 | 1
9.0389 | 36.4974 | 1
9.1337 | 40.0895 | 1
21.3268 | 10.2078 | 1
7.8979 | 15.799 | 1
11.9222 | 6.2267 | 1
4.2584 | 48.2382 | 1
1.5228 | 28.4367 | 1
16.1385 | 14.7909 | 1
1.5724 | 11.8406 | 1
3.259 | 49.8498 | 1
21.628 | 49.3273 | 1
9.7976 | 22.4022 | 1
3.2963 | 26.4206 | 1
13.3503 | 22.3403 | 1
11.9919 | 23.9267 | 1
14.5936 | 45.9005 | 1
9.8427 | 29.6454 | 1
19.739 | 27.4019 | 1
18.9985 | 1.9629 | 1
0.48118 | 51.1116 | 1
0.12928 | 51.0584 | 1
3.0093 | 19.6034 | 1
22.0533 | 25.6806 | 1
12.0017 | 35.6612 | 1
0.15278 | 29.2964 | 1
6.7507 | 35.3478 | 1
4.4232 | 13.7026 | 1
22.5405 | 6.8975 | 1
11.7582 | 16.0891 | 1
12.1932 | 0.93998 | 1
8.8279 | 45.2681 | 1
12.9415 | 4.8065 | 1
7.7855 | 0.88716 | 1
1.4061 | 48.3362 | 1
9.0475 | 7.0017 | 1
0.20025 | 18.5799 | 1
1.1486 | 21.7731 | 1
13.8353 | 18.1342 | 1
11.6124 | 33.8186 | 1
16.5929 | 46.3622 | 1
8.7479 | 7.8487 | 1
16.6417 | 14.5697 | 1
21.5238 | 3.1372 | 1
17.9244 | 35.6364 | 1
7.7323 | 42.4422 | 1
3.5554 | 36.866 | 1
13.3784 | 38.3272 | 1
20.6152 | 35.2461 | 1
18.3832 | 5.8565 | 1
11.3931 | 19.7585 | 1
16.3319 | 25.386 | 1
18.3423 | 17.8154 | 1
17.8165 | 23.9013 | 1
4.8953 | 13.5852 | 1
11.0974 | 1.6685 | 1
20.3753 | 35.7501 | 1
15.0427 | 9.9856 | 1
2.9776 | 22.8569 | 1
0.47335 | 32.9062 | 1
8.8254 | 50.1122 | 1
17.9258 | 7.189 | 1
2.6762 | 15.981 | 1
20.2579 | 27.988 | 1
6.0901 | 36.9143 | 1
1.708 | 30.3828 | 1
1.7143 | 42.52 | 1
22.9999 | 38.8898 | 1
18.2096 | 35.7015 | 1
11.9186 | 4.407 | 1
8.2592 | 45.4794 | 1
22.1416 | 48.3689 | 1
8.6868 | 7.9214 | 1
4.478 | 26.8089 | 1
2.031 | 14.1937 | 1
10.6681 | 46.0786 | 1
12.0752 | 42.7249 | 1
21.406 | 42.6993 | 1
12.8551 | 0.60913 | 1
7.4715 | 34.8795 | 1
8.0684 | 17.8277 | 1
10.4041 | 40.4983 | 1
9.2971 | 31.4846 | 1
5.7041 | 49.3902 | 1
6.9676 | 39.8201 | 1
21.6136 | 35.4836 | 1
5.8413 | 41.891 | 1
21.7017 | 7.3721 | 1
19.2419 | 41.0735 | 1
17.244 | 3.7572 | 1
3.8789 | 47.0187 | 1
4.6903 | 10.457 | 1
11.2993 | 19.232 | 1
18.0499 | 51.4158 | 1
9.6352 | 32.9012 | 1
0.10724 | 16.4865 | 1
5.8094 | 32.1777 | 1
21.816 | 16.7331 | 1
1.1298 | 8.3386 | 1
8.5525 | 50.4591 | 1
3.4201 | 24.5502 | 1
6.0203 | 20.3257 | 1
11.0243 | 2.4587 | 1
13.4046 | 9.1228 | 1
13.6277 | 41.8217 | 1
9.8787 | 35.3314 | 1
19.9214 | 35.095 | 1
15.7938 | 29.7933 | 1
9.1537 | 22.9751 | 1
9.4016 | 18.4251 | 1
7.3189 | 13.1655 | 1
13.7357 | 7.8554 | 1
15.265 | 36.4844 | 1
9.4965 | 7.72 | 1
8.2067 | 6.1186 | 1
3.2139 | 40.3735 | 1
5.91 | 20.093 | 1
12.9912 | 44.9815 | 1
3.1098 | 5.4149 | 1
20.8747 | 16.668 | 1
3.3015 | 24.7463 | 1
15.076 | 38.0548 | 1
6.633 | 4.7662 | 1
7.7472 | 4.3083 | 1
22.3737 | 49.826 | 1
20.3598 | 19.0443 | 1
3.9013 | 14.7273 | 1
11.6071 | 9.0991 | 1
14.0669 | 29.6725 | 1
1.4279 | 27.8822 | 1
18.6877 | 2.5447 | 1
20.0718 | 34.4209 | 1
3.9656 | 7.5029 | 1
0.45546 | 8.7528 | 1
8.9544 | 23.4771 | 1
10.811 | 32.4857 | 1
15.1087 | 50.2669 | 1
10.1011 | 22.4349 | 1
17.9047 | 35.239 | 1
19.7134 | 36.5001 | 1
0.90728 | 34.8624 | 1
0.41782 | 32.3043 | 1
11.4322 | 47.3394 | 1
22.7982 | 35.6455 | 1
23.2645 | 45.2191 | 1
8.2212 | 23.296 | 1
15.2225 | 1.3015 | 1
20.0635 | 35.2747 | 1
9.3891 | 7.7893 | 1
5.9381 | 13.5848 | 1
23.1293 | 20.406 | 1
18.7914 | 41.1293 | 1
20.0787 | 46.2366 | 1
18.4367 | 42.398 | 1
5.8559 | 34.2669 | 1
18.672 | 12.3712 | 1
4.4447 | 32.0379 | 1
14.0274 | 12.9123 | 1
0.99462 | 45.5607 | 1
5.7724 | 1.1106 | 1
6.2294 | 51.058 | 1
8.11 | 16.0456 | 1
9.7626 | 32.4778 | 1
7.0887 | 8.385 | 1
17.4182 | 17.6555 | 1
9.2164 | 44.9215 | 1
16.5347 | 18.7163 | 1
20.9202 | 26.3276 | 1
7.3718 | 35.0637 | 1
10.7564 | 26.4781 | 1
2.4973 | 19.8384 | 1
14.0913 | 32.9113 | 1
22.5445 | 8.5989 | 1
8.6244 | 25.5674 | 1
4.3835 | 23.5105 | 1
21.2172 | 29.995 | 1
4.7481 | 15.569 | 1
18.115 | 45.6654 | 1
14.9523 | 2.4253 | 1
11.8865 | 29.0181 | 1
6.771 | 7.4591 | 1
17.4148 | 7.2307 | 1
0.47093 | 40.8843 | 1
2.4768 | 49.8664 | 1
7.0475 | 54.0583 | 1
13.244 | 10.8954 | 1
13.1396 | 21.9123 | 1
0.74948 | 45.6454 | 1
4.9472 | 38.1116 | 1
16.8942 | 54.0838 | 1
1.2706 | 2.3769 | 1
21.8686 | 26.771 | 1
8.3446 | 26.5235 | 1
22.0985 | 15.8904 | 1
8.4775 | 12.4333 | 1
22.8118 | 26.6591 | 1
15.543 | 17.7448 | 1
23.2168 | 29.7014 | 1
9.122 | 30.0361 | 1
21.8621 | 36.9265 | 1
16.2638 | 52.5802 | 1
12.829 | 22.9729 | 1
4.2129 | 35.1349 | 1
4.4404 | 27.2889 | 1
5.1577 | 25.846 | 1
16.5898 | 2.3514 | 1
18.8072 | 18.2495 | 1
12.895 | 30.8232 | 1
7.017 | 5.5911 | 1
11.8466 | 33.5944 | 1
15.4958 | 15.6595 | 1
3.4227 | 14.4106 | 1
5.7529 | 41.8631 | 1
10.2681 | 14.1017 | 1
9.6651 | 1.3414 | 1
14.1382 | 30.4941 | 1
7.6926 | 28.5522 | 1
2.7065 | 44.5297 | 1
8.9297 | 49.0599 | 1
5.0881 | 51.3486 | 1
1.1732 | 23.1347 | 1
16.654 | 19.7637 | 1
21.1052 | 27.0709 | 1
9.176 | 3.7145 | 1
4.6774 | 54.2644 | 1
3.1155 | 33.7522 | 1
5.8472 | 24.2161 | 1
22.2747 | 26.1368 | 1
1.8563 | 44.9049 | 1
22.6119 | 8.9101 | 1
8.0846 | 18.5417 | 1
18.3637 | 20.4377 | 1
21.5389 | 1.5839 | 1
0.51193 | 4.7571 | 1
3.5125 | 2.4233 | 1
17.6036 | 2.2234 | 1
4.7134 | 10.9095 | 1
5.7168 | 11.7402 | 1
22.8876 | 34.8954 | 1
2.3504 | 47.321 | 1
5.9048 | 20.3493 | 1
17.6258 | 51.6975 | 1
18.1883 | 50.2965 | 1
15.2555 | 34.4561 | 1
2.289 | 22.8468 | 1
16.9148 | 8.6279 | 1
10.5979 | 9.3283 | 1
6.5078 | 33.3204 | 1
15.9144 | 17.4073 | 1
5.8511 | 14.2942 | 1
12.1965 | 37.6965 | 1
16.4922 | 7.1321 | 1
7.6187 | 48.6912 | 1
9.3882 | 4.5027 | 1
4.3741 | 28.7265 | 1
18.4926 | 54.2004 | 1
0.18198 | 15.269 | 1
15.1909 | 21.8675 | 1
8.1598 | 51.9913 | 1
16.3378 | 46.2061 | 1
19.9021 | 23.7454 | 1
16.4363 | 36.9893 | 1
11.0812 | 36.7257 | 1
2.763 | 25.1793 | 1
12.8 | 17.1546 | 1
4.3043 | 7.7295 | 1
12.3706 | 13.5398 | 1
10.1745 | 6.9833 | 1
8.0145 | 47.3338 | 1
1.0783 | 49.5819 | 1
1.5912 | 23.7765 | 1
18.2258 | 43.7053 | 1
11.8617 | 50.1347 | 1
19.4304 | 53.9082 | 1
21.2464 | 15.5814 | 1
19.0351 | 29.3607 | 1
7.0877 | 32.3061 | 1
2.4188 | 0.83789 | 1
19.7873 | 49.4642 | 1
9.5667 | 20.4328 | 1
2.0319 | 25.1349 | 1
12.0837 | 40.0864 | 1
5.4761 | 10.9587 | 1
5.5123 | 24.3755 | 1
17.7402 | 33.5134 | 1
0.86599 | 23.1973 | 1
11.0506 | 32.3614 | 1
2.5013 | 14.6612 | 1
1.3985 | 39.5194 | 1
7.8285 | 8.337 | 1
11.7923 | 32.4892 | 1
9.3525 | 11.282 | 1
15.1808 | 8.6329 | 1
2.5158 | 46.8239 | 1
7.7668 | 52.5894 | 1
9.81 | 5.2373 | 1
11.291 | 33.4568 | 1
1.8725 | 16.0203 | 1
9.5012 | 20.3968 | 1
19.8017 | 44.7682 | 1
6.2795 | 25.5745 | 1
11.6912 | 14.349 | 1
1.9096 | 23.5092 | 1
19.0487 | 22.959 | 1
3.3221 | 34.2533 | 1
12.6064 | 47.4297 | 1
16.9297 | 19.7598 | 1
11.177 | 4.7853 | 1
16.9029 | 54.4433 | 1
17.8815 | 15.9054 | 1
8.0128 | 49.0783 | 1
6.804 | 47.4554 | 1
17.6422 | 10.4204 | 1
9.5824 | 45.1982 | 1
3.4884 | 50.1801 | 1
10.2731 | 12.3813 | 1
19.3351 | 41.764 | 1
8.0767 | 36.3697 | 1
17.9788 | 53.2973 | 1
16.3808 | 29.2765 | 1
8.157 | 52.4397 | 1
8.3201 | 36.7924 | 1
15.8801 | 16.6184 | 1
17.716 | 21.6922 | 1
12.5146 | 5.6544 | 1
6.8966 | 54.6565 | 1
16.4879 | 51.9039 | 1
5.3844 | 19.5441 | 1
10.317 | 16.4082 | 1
17.0177 | 34.1035 | 1
1.6731 | 45.438 | 1
4.2974 | 11.2536 | 1
17.2364 | 21.1708 | 1
18.3914 | 2.9361 | 1
8.0006 | 17.4181 | 1
3.9865 | 38.8232 | 1
15.4471 | 42.8744 | 1
10.9968 | 36.8097 | 1
15.4337 | 5.707 | 1
23.2249 | 44.6771 | 1
2.7147 | 41.2634 | 1
21.5846 | 1.1178 | 1
8.1676 | 44.5851 | 1
5.9053 | 49.4917 | 1
20.3218 | 46.6536 | 1
7.5971 | 39.5595 | 1
13.4347 | 26.4701 | 1
11.2332 | 54.3809 | 1
5.3404 | 49.1616 | 1
8.6564 | 14.9506 | 1
11.5181 | 50.3935 | 1
11.7629 | 50.8929 | 1
14.6187 | 28.1958 | 1
12.9792 | 26.1601 | 1
19.2073 | 14.8495 | 1
15.6051 | 27.2472 | 1
0.1486 | 27.6165 | 1
6.8193 | 28.4577 | 1
8.5366 | 5.0831 | 1
23.0166 | 55.3099 | 1
19.2013 | 1.1179 | 1
13.7076 | 3.1781 | 1
21.8324 | 51.4207 | 1
3.9288 | 15.24 | 1
0.64732 | 1.7821 | 1
21.0165 | 41.8058 | 1
22.6509 | 2.8255 | 1
19.7145 | 39.4255 | 1
5.3133 | 38.7733 | 1
0.28802 | 7.5545 | 1
21.5498 | 47.6631 | 1
21.0792 | 12.5189 | 1
18.3846 | 2.3071 | 1
7.4845 | 8.4395 | 1
16.9137 | 19.9289 | 1
11.6453 | 16.2042 | 1
16.5428 | 42.586 | 1
7.3357 | 38.0049 | 1
6.1553 | 15.7109 | 1
8.7454 | 36.4602 | 1
17.7344 | 42.9826 | 1
19.2021 | 27.2652 | 1
15.2104 | 23.0322 | 1
19.0924 | 11.509 | 1
13.9298 | 39.9198 | 1
10.7606 | 48.456 | 1
10.3491 | 18.9019 | 1
8.1084 | 23.4139 | 1
23.281 | 12.3291 | 1
17.1773 | 49.776 | 1
8.8547 | 48.06 | 1
22.8456 | 12.4038 | 1
13.1979 | 49.9656 | 1
4.1306 | 35.697 | 1
16.1839 | 31.5924 | 1
11.9503 | 25.6473 | 1
9.1488 | 47.0169 | 1
8.8962 | 28.6669 | 1
22.1516 | 1.0213 | 1
12.4268 | 50.4477 | 1
19.8394 | 44.3179 | 1
11.11 | 25.909 | 1
22.0397 | 0.81892 | 1
2.0936 | 43.4205 | 1
8.0483 | 45.7884 | 1
19.3183 | 32.2963 | 1
7.6649 | 39.8076 | 1
19.2117 | 39.9158 | 1
0.68886 | 9.3683 | 1
6.0018 | 33.9427 | 1
14.3063 | 47.4376 | 1
21.7826 | 49.7601 | 1
12.4641 | 7.1687 | 1
9.2968 | 26.8899 | 1
13.2919 | 22.3217 | 1
4.435 | 3.8787 | 1
21.8053 | 11.9925 | 1
19.162 | 22.3695 | 1
11.9733 | 7.3033 | 1
23.1181 | 1.4783 | 1
13.7206 | 47.0212 | 1
17.6129 | 27.1767 | 1
2.5971 | 30.0839 | 1
6.2712 | 48.1169 | 1
18.4659 | 17.8527 | 1
2.2528 | 13.6446 | 1
21.1415 | 5.6489 | 1
5.5412 | 4.3941 | 1
7.4411 | 0.75164 | 1
21.5077 | 16.3922 | 1
3.8889 | 50.8443 | 1
14.997 | 12.9987 | 1
22.4448 | 16.7355 | 1
19.1208 | 47.3996 | 1
13.8074 | 32.0227 | 1
14.7792 | 32.4121 | 1
14.932 | 21.4474 | 1
4.7386 | 43.3867 | 1
12.3028 | 46.8999 | 1
3.6412 | 50.2563 | 1
15.0662 | 0.71689 | 1
3.2698 | 36.1345 | 1
1.1894 | 30.3995 | 1
4.0224 | 50.6682 | 1
18.2516 | 8.2019 | 1
15.7296 | 22.3249 | 1
1.4069 | 11.5382 | 1
2.1839 | 16.4022 | 1
20.6197 | 36.8311 | 1
17.449 | 44.7622 | 1
10.0538 | 41.7267 | 1
1.8144 | 6.1569 | 1
21.3517 | 42.6958 | 1
16.5295 | 34.36 | 1
8.9585 | 38.9243 | 1
5.4911 | 19.2031 | 1
22.3967 | 48.9422 | 1
9.4843 | 49.2316 | 1
6.4709 | 9.0098 | 1
8.8759 | 41.5461 | 1
17.8513 | 52.2673 | 1
17.7069 | 10.7526 | 1
18.9267 | 1.6445 | 1
4.9151 | 47.4458 | 1
16.2405 | 35.9657 | 1
2.5501 | 7.9032 | 1
1.751 | 48.8868 | 1
15.1629 | 24.8114 | 1
5.2021 | 15.5321 | 1
1.2066 | 33.8765 | 1
19.9801 | 44.7892 | 1
21.2564 | 0.40634 | 1
4.1641 | 3.4685 | 1
9.0539 | 46.9613 | 1
19.5875 | 5.3372 | 1
13.0701 | 49.1501 | 1
13.5384 | 20.3654 | 1
16.2054 | 14.5318 | 1
11.1694 | 52.7373 | 1
14.7339 | 11.2812 | 1
16.427 | 42.0304 | 1
9.1585 | 17.756 | 1
4.011 | 42.7388 | 1
17.475 | 9.6604 | 1
14.5432 | 6.8204 | 1
10.3348 | 26.4853 | 1
8.8024 | 32.145 | 1
16.9972 | 49.3765 | 1
21.5866 | 54.3853 | 1
21.2825 | 43.2116 | 1
2.2478 | 40.4422 | 1
2.3347 | 26.588 | 1
18.6904 | 16.8333 | 1
1.9615 | 40.4269 | 1
9.0082 | 3.8491 | 1
13.5658 | 42.142 | 1
3.8336 | 33.9223 | 1
19.0147 | 26.8185 | 1
0.87701 | 45.7167 | 1
3.7628 | 1.1262 | 1
15.7812 | 24.8785 | 1
5.0292 | 39.2752 | 1
22.8584 | 30.0499 | 1
9.4853 | 33.6857 | 1
20.2207 | 27.9173 | 1
20.2227 | 32.9524 | 1
14.4954 | 54.8488 | 1
21.3887 | 27.7176 | 1
0.19794 | 15.2992 | 1
0.83784 | 19.6066 | 1
16.4504 | 36.993 | 1
18.1863 | 19.557 | 1
13.8125 | 47.8675 | 1
3.5837 | 31.7684 | 1
5.99 | 28.3442 | 1
19.9853 | 28.7564 | 1
10.1571 | 18.0398 | 1
5.6998 | 9.6616 | 1
1.9554 | 29.0498 | 1
14.2725 | 7.9 | 1
4.7599 | 40.8696 | 1
6.7355 | 0.63061 | 1
22.3462 | 43.6947 | 1
0.1572 | 20.8929 | 1
13.1651 | 39.9147 | 1
14.4404 | 43.1786 | 1
11.7279 | 9.664 | 1
6.0483 | 1.3336 | 1
20.5728 | 52.1267 | 1
9.647 | 49.9393 | 1
8.0407 | 33.1336 | 1
13.7175 | 42.86 | 1
9.8687 | 45.0727 | 1
5.2234 | 5.0305 | 1
13.9344 | 9.2045 | 1
18.7836 | 14.1733 | 1
8.1551 | 26.8434 | 1
1.5425 | 19.5417 | 1
5.5374 | 40.047 | 1
7.6603 | 7.8992 | 1
3.507 | 47.811 | 1
7.1294 | 16.3008 | 1
18.8186 | 25.7145 | 1
8.7144 | 22.0244 | 1
10.5704 | 39.8635 | 1
17.4472 | 10.7601 | 1
15.5105 | 30.1619 | 1
12.0024 | 45.1443 | 1
19.5491 | 29.6643 | 1
7.3156 | 16.7282 | 1
16.9146 | 7.0545 | 1
15.043 | 41.9015 | 1
20.3005 | 11.7136 | 1
21.1146 | 54.1808 | 1
8.9117 | 8.8075 | 1
20.7802 | 14.5962 | 1
1.1528 | 34.7974 | 1
8.6872 | 15.7097 | 1
10.0324 | 16.0427 | 1
8.2774 | 17.1037 | 1
2.9322 | 43.3511 | 1
18.2016 | 27.0113 | 1
0.90835 | 4.1719 | 1
10.1841 | 8.04 | 1
0.13802 | 14.4634 | 1
15.4087 | 10.2273 | 1
14.846 | 0.92644 | 1
7.7827 | 8.6785 | 1
15.6925 | 30.7207 | 1
11.7009 | 15.6643 | 1
17.7405 | 24.5356 | 1
11.0784 | 35.2836 | 1
16.0671 | 42.6235 | 1
10.4474 | 49.9534 | 1
11.0771 | 4.1446 | 1
12.9191 | 55.0586 | 1
7.5168 | 13.486 | 1
19.0793 | 5.7452 | 1
16.3065 | 43.0731 | 1
4.266 | 21.0402 | 1
14.7333 | 52.2582 | 1
22.3939 | 22.2266 | 1
16.7019 | 44.5366 | 1
0.89838 | 0.64576 | 1
5.8806 | 46.0642 | 1
4.5859 | 36.3549 | 1
10.3068 | 3.3881 | 1
6.8084 | 52.0879 | 1
15.631 | 6.6878 | 1
17.3757 | 51.362 | 1
14.612 | 8.9879 | 1
4.1049 | 34.9499 | 1
11.863 | 52.7838 | 1
4.4844 | 22.0054 | 1
10.4815 | 55.1034 | 1
17.4199 | 20.7744 | 1
4.9523 | 9.7451 | 1
19.6936 | 30.834 | 1
0.57742 | 50.1435 | 1
14.058 | 43.7647 | 1
9.1127 | 11.8994 | 1
15.1142 | 32.9708 | 1
17.2585 | 34.065 | 1
2.8017 | 28.7456 | 1
9.6495 | 9.2939 | 1
20.9215 | 35.5189 | 1
3.1955 | 29.8977 | 1
0.88059 | 30.7268 | 1
18.283 | 26.6947 | 1
1.1704 | 19.963 | 1
22.5709 | 23.4351 | 1
2.444 | 8.8619 | 1
15.1385 | 28.6725 | 1
3.6548 | 16.64 | 1
16.861 | 45.9575 | 1
20.5716 | 31.2525 | 1
8.9688 | 36.2499 | 1
6.9605 | 26.3094 | 1
22.2461 | 12.2448 | 1
4.2609 | 42.8949 | 1
12.8722 | 11.314 | 1
13.0108 | 28.6678 | 1
11.422 | 27.0503 | 1
20.1769 | 7.077 | 1
20.9023 | 34.5115 | 1
11.6232 | 49.3545 | 1
15.7924 | 29.7668 | 1
15.5514 | 52.9499 | 1
18.3823 | 6.1361 | 1
3.948 | 7.4071 | 1
19.9735 | 6.8734 | 1
10.0373 | 19.8445 | 1
20.4599 | 32.2356 | 1
21.8295 | 21.1321 | 1
15.8915 | 11.8714 | 1
17.9533 | 17.3417 | 1
20.6321 | 12.6848 | 1
22.9537 | 25.2789 | 1
0.15674 | 26.7555 | 1
2.6982 | 25.5134 | 1
7.6672 | 24.1132 | 1
16.4075 | 20.6758 | 1
3.9035 | 15.2369 | 1
15.5844 | 38.4034 | 1
10.4081 | 46.3937 | 1
6.4502 | 50.8434 | 1
19.857 | 45.6482 | 1
6.668 | 5.7601 | 1
13.6863 | 30.1542 | 1
20.9861 | 0.8155 | 1
9.5148 | 40.4583 | 1
11.7822 | 24.7235 | 1
4.7897 | 13.3613 | 1
5.3958 | 4.3861 | 1
0.23836 | 52.5286 | 1
23.2776 | 37.6682 | 1
21.4559 | 29.3478 | 1
20.5805 | 20.0333 | 1
15.079 | 7.7854 | 1
20.0827 | 4.2444 | 1
16.7979 | 53.2486 | 1
10.4161 | 41.6519 | 1
6.5514 | 17.6101 | 1
8.7052 | 30.9587 | 1
21.2207 | 11.4738 | 1
21.2016 | 49.5495 | 1
19.5962 | 44.1919 | 1
14.9154 | 52.4431 | 1
5.096 | 44.7115 | 1
15.8962 | 33.4172 | 1
16.2797 | 12.9798 | 1
15.0766 | 14.3074 | 1
10.5929 | 29.63 | 1
4.3658 | 46.1598 | 1
21.7223 | 30.3593 | 1
4.7005 | 49.4733 | 1
1.6391 | 42.358 | 1
12.0765 | 9.6849 | 1
15.4223 | 11.8442 | 1
2.7585 | 36.9464 | 1
7.5326 | 0.95045 | 1
3.935 | 53.9862 | 1
13.7726 | 30.62 | 1
11.8129 | 7.2013 | 1
8.8508 | 10.7813 | 1
2.5695 | 40.1278 | 1
1.5667 | 6.5378 | 1
5.9173 | 51.6154 | 1
10.1093 | 31.797 | 1
20.7277 | 6.2672 | 1
19.1345 | 37.1686 | 1
14.5286 | 8.1086 | 1
1.7835 | 27.9658 | 1
0.7876 | 10.7696 | 1
16.6863 | 7.2616 | 1
15.6252 | 9.9294 | 1
10.2496 | 21.8094 | 1
22.8836 | 5.3079 | 1
22.8513 | 32.6439 | 1
9.0069 | 21.6626 | 1
2.61 | 7.1571 | 1
20.6852 | 8.3924 | 1
6.6354 | 3.9653 | 1
18.4286 | 24.5004 | 1
2.8757 | 33.0716 | 1
1.0541 | 50.065 | 1
5.7887 | 33.4522 | 1
17.5794 | 20.8082 | 1
11.2529 | 1.2886 | 1
18.0303 | 15.8619 | 1
1.5832 | 11.2563 | 1
6.3065 | 15.8572 | 1
19.0081 | 42.5198 | 1
17.5151 | 31.9218 | 1
22.2905 | 49.1049 | 1
18.1814 | 48.4412 | 1
6.1771 | 48.1914 | 1
0.7116 | 40.2952 | 1
18.6107 | 45.1578 | 1
13.7691 | 6.8573 | 1
15.6206 | 37.9045 | 1
15.0848 | 27.032 | 1
20.6435 | 18.1867 | 1
22.1091 | 30.367 | 1
5.8155 | 49.3377 | 1
13.6892 | 29.9424 | 1
7.3185 | 31.7018 | 1
12.3744 | 25.1064 | 1
0.86285 | 16.2457 | 1
2.5307 | 28.1771 | 1
23.1971 | 31.2351 | 1
12.6221 | 21.6263 | 1
22.9252 | 41.987 | 1
1.0762 | 4.2465 | 1
23.0676 | 27.8774 | 1
1.3429 | 21.0298 | 1
13.6861 | 53.359 | 1
6.4349 | 29.9112 | 1
1.8271 | 28.2591 | 1
23.1163 | 28.1592 | 1
16.4385 | 6.3318 | 1
20.734 | 39.7046 | 1
16.7549 | 28.5985 | 1
8.5503 | 47.3839 | 1
16.0134 | 23.9165 | 1
13.4107 | 42.1199 | 1
2.1998 | 36.1022 | 1
8.3699 | 48.7207 | 1
22.79 | 29.4297 | 1
19.6183 | 32.1244 | 1
12.9265 | 14.9339 | 1
8.6158 | 42.9956 | 1
17.2307 | 20.117 | 1
21.8262 | 22.385 | 1
17.5776 | 35.2528 | 1
15.3455 | 31.9545 | 1
14.0066 | 51.2954 | 1
1.2156 | 6.1426 | 1
22.3856 | 29.3128 | 1
20.7647 | 44.1318 | 1
14.8565 | 20.9618 | 1
16.3994 | 41.4275 | 1
19.1456 | 10.9715 | 1
14.776 | 19.5118 | 1
11.4356 | 44.6971 | 1
18.1928 | 24.3086 | 1
2.9366 | 1.589 | 1
11.2133 | 51.6503 | 1
20.6005 | 40.8391 | 1
14.7496 | 12.177 | 1
8.641 | 44.5635 | 1
10.553 | 2.5725 | 1
6.4549 | 50.7335 | 1
19.2421 | 24.9959 | 1
11.0058 | 48.8398 | 1
2.4829 | 36.8022 | 1
20.3154 | 18.3072 | 1
1.5611 | 50.9075 | 1
19.5302 | 50.9989 | 1
15.6677 | 34.456 | 1
2.5287 | 38.7731 | 1
8.776 | 53.0778 | 1
17.7259 | 47.2794 | 1
9.7109 | 1.3228 | 1
5.2354 | 32.8785 | 1
23.0189 | 52.8335 | 1
22.7187 | 45.8969 | 1
5.2528 | 42.6398 | 1
1.4072 | 33.4081 | 1
6.0209 | 31.0444 | 1
20.6715 | 21.1476 | 1
22.4745 | 0.83418 | 1
17.468 | 39.6611 | 1
10.7522 | 22.133 | 1
0.83165 | 10.8981 | 1
5.2288 | 32.8953 | 1
18.2398 | 0.80507 | 1
12.7883 | 4.4237 | 1
7.5704 | 9.4301 | 1
7.6695 | 44.5105 | 1
2.754 | 20.2107 | 1
22.4256 | 43.728 | 1
14.725 | 17.4375 | 1
18.564 | 43.932 | 1
6.4111 | 44.4899 | 1
14.0396 | 37.2453 | 1
3.0404 | 17.1001 | 1
21.7426 | 21.289 | 1
4.5469 | 0.93747 | 1
11.6818 | 18.5681 | 1
15.1063 | 29.7636 | 1
4.9523 | 51.0968 | 1
19.6119 | 10.3655 | 1
2.3794 | 43.054 | 1
21.445 | 53.7703 | 1
3.4943 | 12.0036 | 1
9.597 | 52.894 | 1
5.3802 | 7.0817 | 1
4.2199 | 39.8798 | 1
6.6574 | 55.3131 | 1
19.0052 | 52.1538 | 1
20.4961 | 42.6409 | 1
18.9946 | 17.4874 | 1
8.9777 | 13.066 | 1
1.2353 | 20.523 | 1
2.0837 | 8.9281 | 1
6.6398 | 53.6651 | 1
15.9141 | 46.5105 | 1
5.5049 | 52.2387 | 1
4.1843 | 55.2981 | 1
21.0538 | 12.8181 | 1
6.2215 | 35.3313 | 1
1.5768 | 22.8264 | 1
11.9886 | 34.7274 | 1
3.3388 | 27.2089 | 1
8.3399 | 14.9258 | 1
1.2246 | 54.5975 | 1
12.965 | 39.1549 | 1
20.9775 | 44.1899 | 1
20.5403 | 49.0694 | 1
2.7492 | 43.2885 | 1
1.1123 | 32.2098 | 1
1.4438 | 43.6513 | 1
1.2003 | 2.2762 | 1
17.8396 | 16.2488 | 1
8.8503 | 35.7156 | 1
2.185 | 39.146 | 1
4.0195 | 0.90775 | 1
7.5919 | 1.455 | 1
3.9282 | 43.3787 | 1
13.2287 | 2.0522 | 1
20.209 | 38.5233 | 1
12.5175 | 28.1702 | 1
16.0555 | 38.7368 | 1
0.67108 | 14.8678 | 1
22.2477 | 32.3573 | 1
12.0696 | 6.9825 | 1
12.0382 | 51.5532 | 1
7.4881 | 3.3279 | 1
9.9082 | 42.8453 | 1
13.0868 | 42.8109 | 1
6.6769 | 2.7886 | 1
15.0876 | 28.669 | 1
7.1849 | 31.9206 | 1
21.1235 | 35.3425 | 1
5.488 | 24.5147 | 1
15.9698 | 38.824 | 1
21.3969 | 29.8153 | 1
15.2737 | 37.9517 | 1
20.7421 | 21.1112 | 1
19.7625 | 19.9231 | 1
19.744 | 53.138 | 1
17.5207 | 44.8777 | 1
18.0428 | 22.2218 | 1
5.6235 | 26.1751 | 1
0.20645 | 48.6736 | 1
20.3396 | 7.2275 | 1
16.4637 | 25.872 | 1
9.9834 | 38.4497 | 1
13.7648 | 34.7462 | 1
22.4406 | 21.9457 | 1
18.8613 | 21.0144 | 1
1.0489 | 51.7906 | 1
15.9807 | 30.986 | 1
7.8721 | 29.8895 | 1
5.8616 | 31.2688 | 1
3.3288 | 5.899 | 1
1.1372 | 39.7936 | 1
16.759 | 19.3238 | 1
12.2906 | 28.8763 | 1
1.4528 | 43.5949 | 1
10.5601 | 11.7323 | 1
9.3196 | 28.1995 | 1
2.4249 | 33.5561 | 1
16.1207 | 43.2567 | 1
4.3013 | 11.0996 | 1
9.2695 | 36.3243 | 1
12.0461 | 1.3771 | 1
11.0419 | 27.5676 | 1
20.2397 | 41.8425 | 1
11.1746 | 27.635 | 1
22.4339 | 32.7194 | 1
1.6633 | 43.9797 | 1
8.1066 | 21.7039 | 1
6.1582 | 42.0295 | 1
16.8539 | 44.7349 | 1
7.0965 | 51.04 | 1
7.9239 | 31.5015 | 1
0.73106 | 15.4408 | 1
15.3481 | 41.5314 | 1
22.2869 | 40.4742 | 1
22.1758 | 45.5234 | 1
15.1617 | 46.0438 | 1
15.1411 | 0.67973 | 1
18.1862 | 23.3621 | 1
11.1881 | 32.5907 | 1
9.8324 | 54.4131 | 1
6.0692 | 50.9963 | 1
6.5386 | 47.7821 | 1
22.7744 | 45.6706 | 1
9.4712 | 8.7245 | 1
15.4519 | 35.6706 | 1
19.0475 | 3.5555 | 1
22.123 | 2.2967 | 1
9.351 | 13.3024 | 1
0.19994 | 39.2623 | 1
1.0488 | 47.4826 | 1
6.3277 | 15.5503 | 1
0.38897 | 17.0628 | 1
18.771 | 50.8855 | 1
2.8539 | 41.8229 | 1
12.1453 | 12.1589 | 1
20.746 | 51.5565 | 1
11.3133 | 10.2737 | 1
17.5311 | 51.9873 | 1
6.9413 | 51.8277 | 1
4.9466 | 8.6408 | 1
0.90444 | 48.4622 | 1
21.1064 | 42.8658 | 1
9.4851 | 47.2439 | 1
16.1984 | 49.8942 | 1
2.9169 | 30.2954 | 1
16.2273 | 17.7719 | 1
2.776 | 24.6274 | 1
16.9384 | 13.7543 | 1
18.2926 | 44.7939 | 1
13.3752 | 3.5825 | 1
21.3028 | 2.6693 | 1
8.9468 | 3.2525 | 1
8.9078 | 29.5774 | 1
22.4768 | 43.7512 | 1
22.7274 | 43.7852 | 1
17.5288 | 1.175 | 1
7.1843 | 19.2813 | 1
7.4358 | 4.6769 | 1
21.8946 | 54.6364 | 1
3.7991 | 33.935 | 1
17.3052 | 15.686 | 1
20.6822 | 50.8779 | 1
21.7717 | 44.0895 | 1
4.9011 | 28.9032 | 1
22.4839 | 46.4782 | 1
5.481 | 44.8868 | 1
17.7069 | 29.0843 | 1
21.9452 | 49.7991 | 1
1.391 | 41.5563 | 1
3.9891 | 23.5084 | 1
8.7461 | 48.0406 | 1
16.3171 | 36.5032 | 1
4.0967 | 28.348 | 1
2.5215 | 18.4754 | 1
0.12302 | 41.0394 | 1
0.35367 | 11.2721 | 1
21.546 | 15.4029 | 1
5.3344 | 37.3374 | 1
2.0899 | 23.4802 | 1
2.3212 | 9.3137 | 1
7.4522 | 34.7555 | 1
12.2011 | 26.1735 | 1
4.2659 | 33.5709 | 1
1.3475 | 53.8484 | 1
5.0736 | 33.5025 | 1
10.701 | 53.3792 | 1
17.8874 | 20.9205 | 1
12.9481 | 43.7254 | 1
2.2148 | 1.2112 | 1
8.3155 | 38.6081 | 1
21.2852 | 40.1787 | 1
15.8408 | 41.4523 | 1
21.1138 | 27.619 | 1
13.5706 | 42.3787 | 1
19.7886 | 17.7583 | 1
4.6427 | 54.6432 | 1
13.6503 | 2.3008 | 1
13.3237 | 2.2892 | 1
3.5913 | 54.995 | 1
12.4714 | 38.4428 | 1
11.5971 | 20.5911 | 1
16.2712 | 48.2842 | 1
14.4331 | 34.4374 | 1
20.8242 | 13.4489 | 1
8.5249 | 35.8295 | 1
22.6426 | 10.9207 | 1
17.5684 | 6.0949 | 1
21.437 | 23.8322 | 1
9.1681 | 25.5302 | 1
5.5958 | 7.1338 | 1
6.3267 | 17.4743 | 1
9.1404 | 34.9537 | 1
7.3433 | 24.952 | 1
2.0283 | 25.4582 | 1
13.7446 | 46.6006 | 1
17.0582 | 50.172 | 1
14.3006 | 7.5905 | 1
4.9237 | 43.5265 | 1
13.7095 | 2.0326 | 1
3.455 | 4.9532 | 1
13.7914 | 21.4814 | 1
16.9259 | 44.6793 | 1
15.4958 | 29.7006 | 1
10.6711 | 34.8372 | 1
10.8065 | 37.11 | 1
15.7206 | 8.9298 | 1
11.4017 | 37.1788 | 1
14.9903 | 29.6584 | 1
15.2378 | 5.2626 | 1
6.7641 | 34.4035 | 1
4.4413 | 17.3091 | 1
21.1705 | 17.6396 | 1
17.8809 | 10.1134 | 1
23.1793 | 53.2713 | 1
1.9079 | 48.6493 | 1
17.5597 | 30.9943 | 1
1.9963 | 13.9375 | 1
3.9583 | 0.60963 | 1
8.4033 | 26.7785 | 1
9.81 | 2.565 | 1
14.2233 | 4.9892 | 1
22.0593 | 23.19 | 1
9.5043 | 23.5524 | 1
13.3472 | 2.6883 | 1
11.2652 | 0.5594 | 1
5.8224 | 34.0104 | 1
7.818 | 15.9933 | 1
13.7861 | 31.387 | 1
14.1536 | 6.1763 | 1
9.7876 | 21.2855 | 1
7.4498 | 2.8768 | 1
12.6271 | 29.6261 | 1
9.0358 | 17.021 | 1
19.2998 | 11.6492 | 1
13.0343 | 53.3751 | 1
20.0198 | 31.4772 | 1
22.2056 | 29.774 | 1
5.5555 | 11.488 | 1
6.1159 | 28.533 | 1
3.6511 | 14.0715 | 1
20.9281 | 12.4861 | 1
0.95788 | 1.5293 | 1
21.3112 | 7.2655 | 1
4.5612 | 19.6063 | 1
15.9128 | 49.3629 | 1
19.2191 | 29.2747 | 1
13.7033 | 54.4988 | 1
19.5801 | 9.329 | 1
10.3259 | 20.9998 | 1
3.4338 | 46.6424 | 1
4.8719 | 26.8982 | 1
2.9279 | 10.2432 | 1
8.9112 | 50.6845 | 1
14.9763 | 23.1489 | 1
22.9382 | 52.5307 | 1
2.3049 | 18.2011 | 1
20.0414 | 44.2294 | 1
6.1918 | 5.0686 | 1
22.5828 | 0.68716 | 1
8.4461 | 41.4719 | 1
14.1374 | 25.1805 | 1
3.6295 | 30.3909 | 1
19.7292 | 42.3673 | 1
20.9009 | 16.2615 | 1
0.13425 | 2.709 | 1
20.6949 | 50.1689 | 1
10.9021 | 42.96 | 1
22.3828 | 22.1856 | 1
12.6416 | 42.2221 | 1
12.5784 | 17.0338 | 1
23.1648 | 17.6198 | 1
7.1239 | 44.7199 | 1
21.6782 | 47.1381 | 1
16.3521 | 38.0366 | 1
20.0705 | 16.6534 | 1
0.6803 | 30.4957 | 1
7.0813 | 30.8142 | 1
6.62 | 49.4696 | 1
11.6296 | 30.2776 | 1
10.8589 | 45.4474 | 1
13.1145 | 24.1546 | 1
1.7964 | 51.2698 | 1
15.4432 | 2.8494 | 1
22.461 | 52.3918 | 1
17.6662 | 20.5567 | 1
15.6112 | 51.7956 | 1
1.2127 | 34.7109 | 1
6.8304 | 2.0174 | 1
2.1404 | 53.3296 | 1
22.0856 | 42.4727 | 1
8.1434 | 22.472 | 1
1.4256 | 21.008 | 1
10.8545 | 54.6106 | 1
5.9475 | 54.7379 | 1
21.9923 | 9.6527 | 1
13.6261 | 47.7978 | 1
0.79799 | 19.2293 | 1
11.2998 | 52.224 | 1
5.8747 | 16.5132 | 1
22.3583 | 37.3438 | 1
0.93337 | 53.6999 | 1
9.0108 | 12.4854 | 1
9.8034 | 47.1814 | 1
5.3353 | 4.6119 | 1
11.1032 | 41.2634 | 1
3.5243 | 32.1658 | 1
2.8143 | 14.1256 | 1
17.5157 | 11.7599 | 1
16.958 | 12.0368 | 1
15.6948 | 45.5016 | 1
21.2557 | 10.0248 | 1
1.1931 | 45.3375 | 1
7.8619 | 20.5923 | 1
23.2844 | 31.2125 | 1
3.7867 | 7.3101 | 1
21.3453 | 5.5779 | 1
13.5511 | 4.502 | 1
6.6557 | 6.2276 | 1
18.8355 | 36.2092 | 1
15.6213 | 6.1659 | 1
14.4058 | 5.2356 | 1
19.0967 | 51.3957 | 1
18.1155 | 26.0647 | 1
5.3209 | 34.6654 | 1
17.1129 | 19.8114 | 1
3.8618 | 47.4255 | 1
19.555 | 17.5835 | 1
0.30773 | 17.4218 | 1
3.6606 | 8.7819 | 1
4.4786 | 1.4006 | 1
16.5986 | 16.8438 | 1
12.1706 | 12.6931 | 1
19.7879 | 28.9873 | 1
9.7306 | 14.1174 | 1
4.1455 | 27.834 | 1
2.0622 | 2.7316 | 1
1.0629 | 11.6517 | 1
6.1757 | 38.6509 | 1
3.7839 | 47.0774 | 1
2.9769 | 35.4436 | 1
20.0292 | 1.4277 | 1
18.6233 | 4.9409 | 1
1.5469 | 8.4192 | 1
8.4163 | 53.6448 | 1
17.7402 | 26.4369 | 1
6.9139 | 5.0728 | 1
8.767 | 43.2226 | 1
14.9008 | 33.7221 | 1
5.414 | 51.0794 | 1
7.6527 | 33.2565 | 1
3.0358 | 14.9495 | 1
19.4964 | 21.5378 | 1
3.3965 | 44.2509 | 1
17.993 | 13.6947 | 1
20.6055 | 17.7056 | 1
22.3659 | 30.5208 | 1
5.498 | 18.9568 | 1
16.0288 | 29.9952 | 1
3.4598 | 46.7872 | 1
6.4336 | 12.7948 | 1
16.3159 | 2.6566 | 1
21.3552 | 8.469 | 1
19.5473 | 19.4078 | 1
0.94493 | 40.3551 | 1
7.0809 | 44.2068 | 1
3.9795 | 27.3645 | 1
6.3585 | 19.5804 | 1
6.9003 | 42.6081 | 1
14.1566 | 38.0585 | 1
16.7431 | 5.9341 | 1
7.1871 | 39.1542 | 1
17.6529 | 5.7885 | 1
22.7412 | 14.4233 | 1
9.5983 | 2.3966 | 1
4.5946 | 49.1089 | 1
6.1792 | 45.6115 | 1
6.7163 | 35.6691 | 1
4.9249 | 4.8368 | 1
7.9416 | 36.9125 | 1
10.4622 | 18.0733 | 1
13.4232 | 29.6646 | 1
20.825 | 45.6558 | 1
9.5358 | 54.1066 | 1
13.527 | 47.6141 | 1
15.1035 | 51.7886 | 1
11.7234 | 50.5164 | 1
11.8238 | 25.5703 | 1
0.86717 | 38.1249 | 1
1.6491 | 32.2725 | 1
14.2911 | 37.3955 | 1
4.9886 | 41.1344 | 1
13.2681 | 30.8306 | 1
17.9314 | 44.9946 | 1
4.1436 | 20.6255 | 1
0.19792 | 41.4951 | 1
20.4717 | 26.7396 | 1
0.62561 | 37.8391 | 1
11.3875 | 2.6087 | 1
7.1944 | 36.8267 | 1
8.799 | 37.5398 | 1
4.988 | 21.5327 | 1
14.1487 | 11.4209 | 1
4.0197 | 33.0392 | 1
11.8135 | 49.3276 | 1
9.9665 | 5.1921 | 1
9.0917 | 1.163 | 1
13.3107 | 32.5783 | 1
12.6552 | 54.5347 | 1
2.1546 | 25.9054 | 1
20.6686 | 0.4715 | 1
4.4974 | 2.6822 | 1
23.0972 | 37.5941 | 1
13.8547 | 41.1402 | 1
9.8455 | 52.4839 | 1
6.8493 | 5.0522 | 1
16.8636 | 43.5987 | 1
13.1926 | 3.505 | 1
20.7482 | 52.0197 | 1
19.4648 | 53.9379 | 1
8.1389 | 40.7831 | 1
9.8289 | 19.2165 | 1
1.8797 | 12.1663 | 1
16.5456 | 10.6661 | 1
11.5404 | 23.3199 | 1
9.2119 | 12.7702 | 1
4.2756 | 4.4413 | 1
19.4841 | 42.6785 | 1
6.6489 | 6.082 | 1
7.3505 | 16.5683 | 1
19.0124 | 1.4557 | 1
1.296 | 50.0966 | 1
14.7045 | 50.697 | 1
5.2037 | 31.8284 | 1
20.9862 | 5.833 | 1
17.5798 | 6.1324 | 1
8.1299 | 21.1216 | 1
12.9994 | 1.6274 | 1
14.0803 | 30.1652 | 1
20.4773 | 41.1395 | 1
13.9657 | 23.9668 | 1
15.3329 | 34.4556 | 1
4.3042 | 8.8283 | 1
8.0681 | 5.7033 | 1
11.6174 | 36.806 | 1
13.988 | 8.717 | 1
18.6358 | 27.7313 | 1
22.2931 | 40.6888 | 1
17.3562 | 10.6867 | 1
22.9465 | 41.9161 | 1
18.4145 | 46.69 | 1
11.174 | 18.637 | 1
1.3986 | 31.6228 | 1
1.9379 | 3.0605 | 1
13.6697 | 2.6491 | 1
2.2513 | 51.4708 | 1
22.1162 | 43.2986 | 1
4.1801 | 28.2836 | 1
22.231 | 7.9632 | 1
20.8397 | 46.2975 | 1
15.1607 | 31.0578 | 1
21.3346 | 15.0836 | 1
10.4749 | 9.5885 | 1
7.2755 | 21.1277 | 1
11.8863 | 21.4155 | 1
5.302 | 28.4059 | 1
17.072 | 43.2457 | 1
10.3397 | 28.6999 | 1
6.7764 | 32.2076 | 1
5.9935 | 37.7088 | 1
19.3952 | 4.474 | 1
19.7508 | 6.7345 | 1
7.4822 | 43.1674 | 1
5.7897 | 53.4148 | 1
5.5845 | 25.2607 | 1
12.553 | 15.8086 | 1
21.3784 | 43.5319 | 1
21.9864 | 46.8756 | 1
23.041 | 20.1515 | 1
8.6083 | 10.1162 | 1
21.9041 | 34.2155 | 1
3.363 | 2.8266 | 1
16.8585 | 18.007 | 1
18.1125 | 10.0013 | 1
18.0199 | 7.1936 | 1
12.0733 | 52.2878 | 1
20.8247 | 46.8678 | 1
10.9267 | 19.0203 | 1
15.8073 | 51.5893 | 1
7.7913 | 52.4986 | 1
17.5058 | 5.0664 | 1
2.5895 | 2.1863 | 1
8.9347 | 6.0726 | 1
1.0946 | 27.4066 | 1
17.3967 | 28.4795 | 1
18.4072 | 8.3998 | 1
4.5657 | 1.6239 | 1
4.0277 | 38.4039 | 1
10.7226 | 27.2652 | 1
19.6049 | 31.7638 | 1
22.5036 | 20.2072 | 1
9.481 | 50.9807 | 1
4.4303 | 17.7081 | 1
16.0107 | 28.981 | 1
19.4956 | 36.8974 | 1
17.2703 | 8.2104 | 1
15.7806 | 25.4221 | 1
23.1751 | 5.8464 | 1
0.49561 | 34.8236 | 1
12.06 | 48.5863 | 1
1.4121 | 49.6708 | 1
1.3234 | 20.7735 | 1
4.3562 | 37.9691 | 1
22.5647 | 9.9552 | 1
16.2192 | 47.606 | 1
8.7824 | 8 | 1
17.9368 | 30.3844 | 1
10.687 | 20.2113 | 1
6.7789 | 7.0918 | 1
11.5292 | 22.973 | 1
10.018 | 38.1997 | 1
2.8776 | 44.606 | 1
8.3658 | 38.4887 | 1
21.8355 | 44.2898 | 1
6.7012 | 50.3811 | 1
7.7889 | 54.6204 | 1
10.5949 | 0.62365 | 1
2.0559 | 51.9968 | 1
15.968 | 37.5431 | 1
22.6723 | 19.8455 | 1
12.8863 | 28.8799 | 1
8.7985 | 16.0474 | 1
8.679 | 41.2032 | 1
17.9795 | 15.4746 | 1
8.9824 | 53.7749 | 1
4.5859 | 43.8043 | 1
22.9115 | 3.9162 | 1
7.551 | 5.5945 | 1
3.4041 | 40.4576 | 1
13.1895 | 19.2768 | 1
23.2292 | 31.6713 | 1
4.1441 | 46.4096 | 1
22.4633 | 38.4947 | 1
13.8414 | 25.4221 | 1
1.3621 | 9.4839 | 1
12.9358 | 1.9159 | 1
16.3311 | 37.7105 | 1
11.9116 | 47.3397 | 1
10.2365 | 18.1891 | 1
4.0083 | 48.7451 | 1
5.8974 | 36.3094 | 1
7.7043 | 25.7484 | 1
6.0632 | 22.9464 | 1
6.2607 | 28.3453 | 1
18.1519 | 9.9351 | 1
16.7009 | 16.7281 | 1
22.5344 | 2.7281 | 1
20.8096 | 19.7623 | 1
17.6708 | 43.4909 | 1
18.5687 | 23.9499 | 1
17.3142 | 10.189 | 1
3.5097 | 18.9637 | 1
1.9707 | 1.3889 | 1
21.2761 | 8.5161 | 1
18.3947 | 4.8873 | 1
1.2885 | 9.9841 | 1
7.7336 | 30.0739 | 1
22.863 | 38.9031 | 1
18.7037 | 42.8655 | 1
11.6003 | 18.5629 | 1
21.5033 | 23.7583 | 1
20.4701 | 43.3364 | 1
1.2482 | 35.0248 | 1
19.7174 | 39.8056 | 1
14.7811 | 33.6107 | 1
20.2817 | 24.8543 | 1
11.3291 | 14.058 | 1
9.6475 | 33.6388 | 1
5.0577 | 23.4665 | 1
7.0695 | 46.2111 | 1
8.7933 | 35.5563 | 1
7.8418 | 49.1287 | 1
5.0325 | 12.5028 | 1
17.699 | 32.749 | 1
6.6771 | 13.4062 | 1
11.3895 | 13.5453 | 1
14.3571 | 42.8852 | 1
10.9598 | 51.7352 | 1
0.37138 | 0.52465 | 1
13.7017 | 49.1988 | 1
19.8229 | 27.7462 | 1
12.4522 | 22.9883 | 1
3.6177 | 46.6875 | 1
10.5797 | 45.9372 | 1
21.7212 | 10.3953 | 1
12.1999 | 24.0873 | 1
8.719 | 36.3821 | 1
14.1066 | 38.5908 | 1
1.6631 | 21.5391 | 1
19.0727 | 13.5476 | 1
18.3386 | 7.4826 | 1
13.686 | 0.97336 | 1
23.2747 | 25.1222 | 1
20.3977 | 11.2459 | 1
19.5515 | 8.306 | 1
12.6218 | 32.2961 | 1
8.5503 | 46.8819 | 1
6.6643 | 12.4124 | 1
5.8265 | 38.1041 | 1
4.7217 | 24.3401 | 1
11.7664 | 5.6476 | 1
16.5149 | 31.8627 | 1
14.1907 | 42.4569 | 1
10.3322 | 47.1312 | 1
1.3346 | 17.6884 | 1
21.6603 | 46.8755 | 1
2.8613 | 26.4486 | 1
20.381 | 34.0566 | 1
3.9586 | 43.8538 | 1
17.1559 | 18.496 | 1
3.231 | 16.6477 | 1
10.9195 | 10.171 | 1
13.5365 | 37.291 | 1
1.8341 | 19.1969 | 1
22.6284 | 17.892 | 1
9.2969 | 1.6849 | 1
17.8178 | 50.222 | 1
13.5772 | 11.0503 | 1
21.0671 | 37.613 | 1
22.5732 | 24.0176 | 1
21.2622 | 28.9858 | 1
19.448 | 40.9504 | 1
13.0487 | 18.899 | 1
13.9982 | 16.6759 | 1
23.1849 | 31.8109 | 1
0.22274 | 35.2285 | 1
5.6805 | 54.8261 | 1
13.4092 | 48.3384 | 1
8.0502 | 16.9807 | 1
15.8829 | 38.0573 | 1
17.658 | 4.7817 | 1
17.2904 | 34.0809 | 1
11.8201 | 32.3921 | 1
1.4107 | 43.4018 | 1
1.3352 | 34.8683 | 1
20.5414 | 24.084 | 1
14.3054 | 25.0024 | 1
8.0452 | 31.6758 | 1
6.9459 | 46.9387 | 1
3.7653 | 36.6955 | 1
3.866 | 45.7335 | 1
10.2341 | 2.8599 | 1
10.2608 | 18.4906 | 1
19.6947 | 46.9495 | 1
5.4593 | 1.2169 | 1
15.6966 | 20.6129 | 1
15.679 | 36.0072 | 1
11.5346 | 24.6696 | 1
1.3497 | 12.9033 | 1
19.5586 | 54.5934 | 1
16.7189 | 2.5963 | 1
11.201 | 5.1366 | 1
16.0386 | 8.6213 | 1
0.10403 | 27.6339 | 1
17.1789 | 13.0764 | 1
4.8839 | 12.495 | 1
1.1338 | 50.0574 | 1
4.1155 | 37.8984 | 1
4.753 | 39.0917 | 1
9.8634 | 26.3097 | 1
3.8205 | 53.9238 | 1
16.0598 | 14.9701 | 1
2.639 | 50.9222 | 1
15.1917 | 23.6683 | 1
22.0295 | 12.7825 | 1
8.1408 | 20.5987 | 1
10.39 | 16.0076 | 1
23.0338 | 55.1979 | 1
6.0778 | 49.0887 | 1
8.8314 | 26.6629 | 1
0.72669 | 26.4544 | 1
21.9245 | 48.5847 | 1
13.1229 | 8.352 | 1
7.2496 | 0.57142 | 1
2.1556 | 30.0864 | 1
4.3163 | 43.8383 | 1
1.0286 | 8.4425 | 1
20.0229 | 8.3383 | 1
20.0697 | 9.3119 | 1
21.4143 | 15.689 | 1
22.7572 | 50.8019 | 1
0.32117 | 25.8261 | 1
8.7732 | 22.8697 | 1
22.6546 | 24.9904 | 1
21.5329 | 38.85 | 1
3.7535 | 11.9966 | 1
9.7452 | 26.1898 | 1
22.2202 | 22.872 | 1
20.0767 | 44.9268 | 1
2.0285 | 6.0213 | 1
4.4684 | 40.3986 | 1
22.8028 | 40.7091 | 1
2.4771 | 52.9668 | 1
1.6594 | 31.5505 | 1
10.0397 | 20.1723 | 1
22.6995 | 18.9281 | 1
2.849 | 25.2398 | 1
13.7868 | 5.4642 | 1
10.6732 | 32.8086 | 1
7.4303 | 16.0229 | 1
15.789 | 54.257 | 1
10.8446 | 27.0449 | 1
17.6017 | 39.7291 | 1
6.1062 | 12.6245 | 1
3.77 | 14.4793 | 1
15.2621 | 53.9541 | 1
17.034 | 49.498 | 1
21.9242 | 50.3425 | 1
13.7975 | 40.6505 | 1
23.0144 | 32.3053 | 1
6.0655 | 46.7132 | 1
22.0516 | 13.3454 | 1
7.0459 | 49.3351 | 1
0.94302 | 9.2097 | 1
1.1648 | 9.8388 | 1
14.2676 | 11.1196 | 1
0.72448 | 27.3674 | 1
6.3268 | 49.4532 | 1
10.7082 | 25.5656 | 1
8.3047 | 53.3945 | 1
20.0956 | 29.995 | 1
20.0998 | 8.913 | 1
19.1749 | 43.8428 | 1
2.7746 | 29.894 | 1
5.5476 | 51.8432 | 1
14.8445 | 14.6606 | 1
16.3273 | 17.3304 | 1
13.2585 | 30.901 | 1
1.57 | 46.551 | 1
12.5213 | 43.2118 | 1
5.2933 | 20.1748 | 1
1.2536 | 27.0092 | 1
8.9078 | 36.1023 | 1
11.1133 | 33.7805 | 1
18.4529 | 41.0235 | 1
17.9834 | 11.6413 | 1
8.5153 | 14.2181 | 1
18.5507 | 46.1227 | 1
21.9336 | 40.5581 | 1
16.3033 | 34.9592 | 1
18.5709 | 39.1103 | 1
6.3163 | 49.6198 | 1
5.1748 | 47.2163 | 1
0.42144 | 30.3954 | 1
18.162 | 22.124 | 1
16.6712 | 3.013 | 1
16.1008 | 36.8295 | 1
7.2678 | 33.1231 | 1
22.4172 | 34.2874 | 1
19.5271 | 15.7988 | 1
20.0434 | 49.1892 | 1
11.7229 | 24.2592 | 1
13.5276 | 18.1327 | 1
13.411 | 32.0987 | 1
0.95061 | 25.9954 | 1
0.17749 | 26.3152 | 1
23.2775 | 6.4902 | 1
15.0901 | 51.9856 | 1
11.7107 | 15.0576 | 1
15.5931 | 40.9755 | 1
8.6489 | 12.3687 | 1
3.5106 | 27.8921 | 1
18.094 | 6.8406 | 1
6.3181 | 9.0015 | 1
21.2354 | 54.5679 | 1
6.0982 | 8.1747 | 1
11.1923 | 12.2128 | 1
7.8874 | 19.9315 | 1
21.6286 | 17.9144 | 1
20.6141 | 19.3541 | 1
2.9257 | 38.0143 | 1
4.3549 | 18.231 | 1
8.3135 | 27.5607 | 1
21.4487 | 3.407 | 1
12.587 | 20.7791 | 1
18.2732 | 9.9258 | 1
15.5118 | 28.839 | 1
20.5282 | 5.6124 | 1
21.3268 | 2.1845 | 1
3.6107 | 51.9911 | 1
8.2769 | 20.8359 | 1
16.9454 | 27.954 | 1
13.3996 | 28.169 | 1
0.97253 | 26.2198 | 1
20.8974 | 30.5764 | 1
5.6798 | 40.0766 | 1
5.0189 | 40.6837 | 1
0.26046 | 22.2249 | 1
11.2048 | 16.3454 | 1
13.8682 | 4.914 | 1
13.6194 | 37.6861 | 1
22.6658 | 53.3915 | 1
10.361 | 15.4041 | 1
13.5088 | 19.7257 | 1
3.4491 | 11.0458 | 1
15.1964 | 35.1802 | 1
11.5209 | 19.6627 | 1
2.8938 | 13.3602 | 1
20.5717 | 50.7536 | 1
8.6055 | 36.4757 | 1
20.3465 | 45.8426 | 1
0.3889 | 19.3407 | 1
19.8563 | 0.42563 | 1
20.8424 | 43.4647 | 1
11.4612 | 49.7858 | 1
13.6556 | 8.7692 | 1
15.4677 | 13.0636 | 1
13.6887 | 25.8973 | 1
10.0697 | 23.7026 | 1
10.5213 | 38.6929 | 1
19.7164 | 40.8642 | 1
11.9759 | 26.6942 | 1
7.7941 | 33.5326 | 1
8.6954 | 54.4732 | 1
1.327 | 7.758 | 1
13.837 | 17.5074 | 1
20.9582 | 10.0628 | 1
0.3889 | 38.7658 | 1
19.6142 | 28.7626 | 1
10.2989 | 37.0057 | 1
14.4282 | 47.8666 | 1
16.8498 | 52.3617 | 1
7.5485 | 52.5124 | 1
13.9154 | 31.3266 | 1
5.5255 | 9.2795 | 1
22.3087 | 40.1526 | 1
9.2763 | 41.169 | 1
12.9054 | 14.5186 | 1
5.6854 | 29.2126 | 1
1.0556 | 11.294 | 1
2.0088 | 21.0073 | 1
8.3939 | 52.6277 | 1
10.9891 | 9.3127 | 1
1.2698 | 23.3289 | 1
5.1997 | 47.2374 | 1
8.1294 | 36.7922 | 1
4.9914 | 48.2122 | 1
0.76751 | 22.3984 | 1
15.9848 | 32.2893 | 1
1.5399 | 3.1353 | 1
1.5215 | 17.4433 | 1
19.1909 | 28.3635 | 1
5.4727 | 54.1364 | 1
0.792 | 52.4602 | 1
3.961 | 18.3416 | 1
1.2001 | 32.6284 | 1
17.3243 | 27.9068 | 1
20.6632 | 1.3186 | 1
20.0324 | 47.7678 | 1
9.0857 | 29.695 | 1
3.3964 | 32.3307 | 1
2.599 | 20.3345 | 1
18.1164 | 40.0641 | 1
17.4981 | 35.0326 | 1
0.77224 | 54.9305 | 1
4.6926 | 25.5761 | 1
5.6283 | 54.6847 | 1
11.7589 | 40.6796 | 1
5.7529 | 45.9969 | 1
19.9206 | 48.4407 | 1
17.6427 | 51.26 | 1
13.3864 | 43.0677 | 1
4.8644 | 1.8495 | 1
3.8645 | 2.65 | 1
9.9276 | 39.9176 | 1
17.4181 | 48.0926 | 1
2.889 | 35.7171 | 1
16.5215 | 29.1055 | 1
18.9112 | 51.1173 | 1
9.8571 | 51.3843 | 1
12.6315 | 15.5799 | 1
13.6878 | 46.5753 | 1
14.5294 | 34.2188 | 1
19.0152 | 47.7301 | 1
17.5723 | 10.0091 | 1
0.23055 | 3.045 | 1
9.4677 | 43.5729 | 1
22.8125 | 14.5591 | 1
14.274 | 1.9973 | 1
12.1507 | 5.968 | 1
0.96937 | 48.5321 | 1
9.7765 | 31.238 | 1
17.3806 | 5.3489 | 1
17.4006 | 52.1657 | 1
8.0217 | 5.7864 | 1
6.0275 | 12.0455 | 1
19.8469 | 51.2413 | 1
7.5582 | 12.5581 | 1
0.87779 | 38.7917 | 1
15.6376 | 38.3899 | 1
22.2925 | 5.3714 | 1
2.046 | 25.7187 | 1
4.3599 | 51.2085 | 1
2.7912 | 31.339 | 1
10.5133 | 4.7725 | 1
14.9876 | 9.4934 | 1
3.9817 | 29.5858 | 1
9.6328 | 28.8156 | 1
21.7655 | 29.8111 | 1
16.8056 | 5.8719 | 1
0.33073 | 50.3771 | 1
0.85839 | 2.4318 | 1
10.5632 | 15.5467 | 1
13.4485 | 23.2501 | 1
0.23903 | 36.5571 | 1
18.7456 | 46.6737 | 1
5.7193 | 5.9904 | 1
6.7842 | 23.2878 | 1
2.8575 | 8.914 | 1
9.3296 | 55.0443 | 1
2.2216 | 19.4523 | 1
14.8627 | 32.8168 | 1
15.6535 | 21.7708 | 1
13.6329 | 30.7053 | 1
5.3562 | 38.8037 | 1
16.1835 | 11.1345 | 1
19.5027 | 11.2208 | 1
15.1583 | 19.3707 | 1
1.2557 | 11.6692 | 1
18.3556 | 46.2926 | 1
7.3584 | 8.2336 | 1
3.2521 | 36.8631 | 1
7.8186 | 7.6257 | 1
0.6443 | 33.6342 | 1
1.671 | 4.6954 | 1
18.3441 | 49.8766 | 1
15.1985 | 1.7341 | 1
7.2705 | 18.7974 | 1
20.9417 | 48.5995 | 1
1.3536 | 33.6599 | 1
4.0477 | 43.6648 | 1
3.3656 | 13.2127 | 1
9.1824 | 4.2339 | 1
4.5954 | 47.2159 | 1
7.6271 | 14.5855 | 1
3.8343 | 0.66983 | 1
11.907 | 19.025 | 1
6.0707 | 30.9289 | 1
13.1338 | 55.1041 | 1
22.4537 | 39.6891 | 1
17.0198 | 13.9753 | 1
1.8426 | 13.6741 | 1
2.7486 | 37.5525 | 1
17.1369 | 17.2759 | 1
3.7575 | 47.0383 | 1
6.2575 | 33.3332 | 1
14.0447 | 2.7373 | 1
13.7523 | 35.8355 | 1
19.265 | 36.8337 | 1
18.5526 | 24.2598 | 1
8.2339 | 9.1618 | 1
7.8982 | 32.5895 | 1
2.7191 | 35.8921 | 1
19.342 | 21.3956 | 1
7.3238 | 5.5354 | 1
14.818 | 27.5801 | 1
22.0313 | 11.9024 | 1
13.3358 | 50.2514 | 1
7.8276 | 16.1551 | 1
10.7765 | 49.128 | 1
10.7877 | 29.8121 | 1
4.3272 | 11.0031 | 1
22.0198 | 26.5471 | 1
17.6145 | 45.7194 | 1
9.3448 | 30.2847 | 1
22.8068 | 38.8248 | 1
0.15606 | 33.4609 | 1
9.6464 | 42.2105 | 1
15.8652 | 6.7615 | 1
9.0169 | 39.4837 | 1
22.1733 | 41.8563 | 1
7.0722 | 24.4624 | 1
10.683 | 21.6073 | 1
18.7516 | 19.9444 | 1
1.1771 | 26.4131 | 1
14.7992 | 32.5523 | 1
13.2181 | 47.4729 | 1
17.4662 | 13.641 | 1
3.7007 | 7.0323 | 1
6.5401 | 30.5637 | 1
8.538 | 5.726 | 1
7.1632 | 47.844 | 1
19.4596 | 34.1915 | 1
21.3738 | 30.26 | 1
13.2135 | 26.6291 | 1
9.0484 | 3.4366 | 1
19.3322 | 46.1863 | 1
14.358 | 47.0509 | 1
5.6575 | 33.2158 | 1
4.9367 | 36.4853 | 1
8.2961 | 9.0132 | 1
5.814 | 40.6814 | 1
17.8891 | 2.0342 | 1
15.9676 | 49.6143 | 1
12.06 | 2.8144 | 1
19.3942 | 30.5952 | 1
10.3374 | 51.3505 | 1
3.2447 | 34.7063 | 1
1.822 | 10.0541 | 1
18.629 | 22.5055 | 1
3.8214 | 17.0598 | 1
22.1065 | 26.4772 | 1
20.9448 | 44.7387 | 1
4.4969 | 35.145 | 1
18.801 | 3.4523 | 1
5.5264 | 22.904 | 1
6.5321 | 49.8269 | 1
23.0607 | 7.2436 | 1
19.3159 | 34.4143 | 1
13.4549 | 21.0056 | 1
7.5158 | 15.5931 | 1
2.0949 | 7.1519 | 1
6.1691 | 22.9751 | 1
4.2663 | 53.5078 | 1
13.2694 | 18.5365 | 1
11.2128 | 49.5314 | 1
19.7732 | 29.9636 | 1
17.6324 | 41.5832 | 1
1.0946 | 4.573 | 1
13.3276 | 50.0171 | 1
3.8489 | 46.3042 | 1
19.7623 | 15.917 | 1
18.0312 | 13.4815 | 1
13.0511 | 20.8792 | 1
22.0891 | 37.6479 | 1
19.4791 | 29.9127 | 1
4.6371 | 50.131 | 1
19.9903 | 2.111 | 1
3.0494 | 3.7285 | 1
8.0328 | 23.2477 | 1
2.4208 | 47.2067 | 1
19.3218 | 17.778 | 1
21.5324 | 29.0477 | 1
19.6178 | 28.4649 | 1
4.2286 | 41.7377 | 1
4.8126 | 32.0582 | 1
14.3731 | 36.0621 | 1
16.8586 | 16.9355 | 1
16.1611 | 7.4734 | 1
2.1588 | 31.0675 | 1
4.8497 | 4.7094 | 1
14.7091 | 26.6096 | 1
22.2809 | 38.7155 | 1
17.9021 | 33.4783 | 1
20.3406 | 0.5866 | 1
16.9352 | 28.3164 | 1
22.8936 | 53.4108 | 1
19.8726 | 27.6796 | 1
15.4036 | 30.6029 | 1
20.041 | 32.6301 | 1
5.6179 | 54.5843 | 1
6.4816 | 46.6811 | 1
12.6521 | 10.9202 | 1
0.41526 | 53.8292 | 1
4.9378 | 20.7099 | 1
3.9879 | 26.7977 | 1
18.5013 | 6.9316 | 1
12.0193 | 48.8515 | 1
8.1286 | 38.2706 | 1
5.9932 | 5.2037 | 1
5.7819 | 33.1162 | 1
8.2736 | 49.5371 | 1
3.752 | 25.3034 | 1
14.0783 | 19.384 | 1
14.9021 | 17.5546 | 1
8.2277 | 3.6808 | 1
13.6201 | 14.5189 | 1
20.8042 | 3.1711 | 1
4.1473 | 53.7926 | 1
14.4131 | 9.491 | 1
14.4013 | 21.5702 | 1
11.108 | 26.2789 | 1
20.2687 | 3.9112 | 1
20.6035 | 53.6383 | 1
13.9486 | 13.3696 | 1
16.4733 | 10.9842 | 1
13.9549 | 3.5172 | 1
8.1228 | 42.579 | 1
4.8508 | 50.8088 | 1
9.3765 | 1.4386 | 1
9.7158 | 23.8136 | 1
1.5395 | 28.9632 | 1
14.5901 | 46.0273 | 1
20.5991 | 26.7267 | 1
4.5687 | 26.7795 | 1
7.9054 | 32.3517 | 1
13.7847 | 3.2282 | 1
6.9802 | 50.1339 | 1
12.691 | 19.9615 | 1
23.0807 | 38.0037 | 1
19.3058 | 54.7735 | 1
14.613 | 9.9988 | 1
10.3553 | 37.8749 | 1
1.4782 | 13.0323 | 1
10.871 | 44.2905 | 1
15.8091 | 31.3053 | 1
17.9264 | 20.311 | 1
17.0155 | 54.5151 | 1
22.6465 | 13.9573 | 1
21.037 | 54.5358 | 1
8.8636 | 17.2353 | 1
11.0827 | 12.4947 | 1
10.6664 | 50.1455 | 1
14.9218 | 25.317 | 1
19.7839 | 27.5694 | 1
3.7738 | 52.426 | 1
17.5237 | 45.4955 | 1
7.7043 | 37.2046 | 1
18.9295 | 7.6775 | 1
0.41654 | 15.8636 | 1
13.1266 | 47.681 | 1
15.024 | 6.7158 | 1
0.59054 | 5.477 | 1
15.5461 | 33.3888 | 1
16.5846 | 50.3619 | 1
22.2399 | 20.2997 | 1
21.1167 | 46.7415 | 1
16.4325 | 7.2933 | 1
1.6707 | 49.4022 | 1
10.3615 | 13.0642 | 1
10.4183 | 10.0526 | 1
6.7266 | 48.4417 | 1
10.8511 | 27.6492 | 1
9.342 | 53.8389 | 1
16.9879 | 2.2863 | 1
4.8245 | 39.7061 | 1
19.0768 | 35.3314 | 1
21.1577 | 34.1127 | 1
8.4419 | 13.1821 | 1
21.9527 | 41.9684 | 1
15.5717 | 8.8454 | 1
11.5915 | 1.7126 | 1
20.0409 | 4.1156 | 1
4.43 | 4.0536 | 1
0.63565 | 5.1686 | 1
21.0034 | 9.8667 | 1
5.8258 | 39.8897 | 1
11.4765 | 45.8937 | 1
18.7541 | 5.1128 | 1
11.7993 | 32.2427 | 1
21.7322 | 12.8459 | 1
0.75478 | 47.4763 | 1
7.4939 | 35.9335 | 1
23.024 | 2.8326 | 1
0.3622 | 1.5829 | 1
19.4063 | 29.1149 | 1
22.6135 | 38.7721 | 1
4.0295 | 46.7808 | 1
14.6876 | 28.227 | 1
8.1737 | 9.1156 | 1
9.1876 | 13.674 | 1
6.5042 | 15.7435 | 1
18.9458 | 4.4262 | 1
10.1842 | 40.9815 | 1
12.1098 | 45.9414 | 1
4.1782 | 37.4863 | 1
12.4607 | 43.4539 | 1
18.5623 | 14.5411 | 1
0.13918 | 12.3931 | 1
3.7574 | 29.902 | 1
16.6366 | 36.423 | 1
20.4931 | 31.516 | 1
16.0245 | 16.6 | 1
22.664 | 15.0852 | 1
22.6699 | 21.9374 | 1
8.8125 | 23.1879 | 1
18.4705 | 50.9005 | 1
16.6564 | 13.7844 | 1
18.0782 | 46.1346 | 1
17.7102 | 36.1578 | 1
22.7357 | 32.44 | 1
14.4936 | 27.5197 | 1
4.1361 | 43.5428 | 1
5.1644 | 3.7384 | 1
5.3317 | 53.6809 | 1
5.4743 | 37.3224 | 1
22.3352 | 45.4208 | 1
17.4949 | 52.1711 | 1
7.8239 | 30.1771 | 1
11.9732 | 47.3573 | 1
13.4953 | 27.9683 | 1
7.4344 | 42.4235 | 1
16.218 | 53.8943 | 1
5.5199 | 40.7529 | 1
12.0825 | 14.4974 | 1
12.6706 | 37.8085 | 1
21.7964 | 29.4237 | 1
14.6232 | 8.5076 | 1
10.841 | 40.4547 | 1
13.8296 | 31.1551 | 1
1.5848 | 5.2094 | 1
2.1985 | 34.0162 | 1
9.5681 | 4.1618 | 1
11.2001 | 16.571 | 1
18.3995 | 35.1371 | 1
10.6791 | 31.9326 | 1
16.2925 | 37.5778 | 1
6.3761 | 5.904 | 1
9.1079 | 31.1289 | 1
11.4069 | 17.2784 | 1
19.683 | 24.4087 | 1
1.5685 | 26.7471 | 1
4.5684 | 46.5432 | 1
10.1694 | 46.1184 | 1
18.0056 | 51.5216 | 1
19.078 | 41.4982 | 1
14.2042 | 33.8368 | 1
0.72173 | 18.6348 | 1
8.9805 | 12.4868 | 1
14.326 | 23.8269 | 1
6.8711 | 40.2045 | 1
5.4231 | 32.743 | 1
12.8678 | 15.9249 | 1
21.6859 | 3.8057 | 1
16.0364 | 6.3739 | 1
18.7603 | 27.8627 | 1
23.1054 | 7.5269 | 1
10.89 | 54.0639 | 1
15.4117 | 5.3728 | 1
3.7332 | 5.8161 | 1
13.3977 | 45.9875 | 1
0.4344 | 14.1725 | 1
14.7435 | 12.0326 | 1
13.8251 | 38.5125 | 1
19.172 | 8.2433 | 1
20.1159 | 28.5817 | 1
9.2192 | 54.9755 | 1
12.0204 | 29.4839 | 1
23.0626 | 16.6861 | 1
23.2279 | 10.5522 | 1
9.4037 | 42.8443 | 1
22.7874 | 54.8127 | 1
20.5612 | 36.1263 | 1
15.825 | 52.1927 | 1
11.8316 | 35.8451 | 1
17.9816 | 11.0346 | 1
15.9017 | 16.9719 | 1
16.5216 | 8.6994 | 1
1.3091 | 46.377 | 1
11.6525 | 13.1764 | 1
11.4173 | 0.56369 | 1
15.5016 | 49.2441 | 1
13.8416 | 47.6029 | 1
12.4569 | 1.1776 | 1
14.5193 | 36.119 | 1
20.5657 | 7.5544 | 1
18.3748 | 53.7353 | 1
22.9 | 21.8187 | 1
7.1486 | 17.1972 | 1
6.0074 | 46.7511 | 1
20.9201 | 36.4982 | 1
15.2196 | 21.0374 | 1
21.1456 | 49.0846 | 1
10.6177 | 34.3968 | 1
0.79248 | 49.2233 | 1
0.28451 | 30.722 | 1
2.6809 | 1.5202 | 1
11.6652 | 16.4173 | 1
7.7786 | 23.2231 | 1
12.7919 | 49.7082 | 1
18.5493 | 51.0643 | 1
8.8966 | 44.1767 | 1
5.2134 | 18.6253 | 1
9.1126 | 53.5786 | 1
22.0746 | 24.5055 | 1
13.8677 | 27.1919 | 1
14.1144 | 1.4181 | 1
1.365 | 5.5957 | 1
3.6995 | 15.9574 | 1
5.3651 | 4.173 | 1
14.6215 | 10.14 | 1
0.65668 | 20.5661 | 1
3.3111 | 4.8326 | 1
16.8068 | 14.9585 | 1
13.611 | 19.8451 | 1
1.0846 | 43.9199 | 1
3.8925 | 33.0775 | 1
3.2782 | 23.8892 | 1
4.4344 | 12.2704 | 1
12.0722 | 52.65 | 1
8.1152 | 29.7468 | 1
5.0122 | 18.7643 | 1
21.5525 | 10.8743 | 1
16.6192 | 49.8923 | 1
7.8121 | 46.6488 | 1
17.8304 | 24.2385 | 1
16.8741 | 21.931 | 1
4.0229 | 20.7701 | 1
21.5077 | 28.5298 | 1
5.4389 | 18.7356 | 1
21.0742 | 15.9301 | 1
11.0752 | 12.3484 | 1
15.5174 | 31.4297 | 1
13.5456 | 14.6663 | 1
8.08 | 55.0518 | 1
3.7271 | 0.5784 | 1
5.9227 | 48.0021 | 1
15.4591 | 47.9952 | 1
6.686 | 54.9749 | 1
17.5555 | 26.8192 | 1
17.4301 | 17.4117 | 1
21.4108 | 1.6974 | 1
7.5928 | 5.1909 | 1
11.7776 | 32.574 | 1
16.7334 | 4.4872 | 1
23.1883 | 20.207 | 1
16.416 | 17.8444 | 1
11.03 | 51.4177 | 1
10.3715 | 41.6707 | 1
22.9367 | 14.2708 | 1
22.2754 | 34.1925 | 1
12.0971 | 52.3281 | 1
5.8266 | 35.8461 | 1
13.6096 | 17.2442 | 1
1.9242 | 0.48614 | 1
6.6863 | 39.5694 | 1
15.3585 | 13.0266 | 1
10.5099 | 45.0281 | 1
22.9472 | 54.2156 | 1
2.9761 | 26.5287 | 1
10.0778 | 42.5307 | 1
19.1993 | 14.2585 | 1
14.9936 | 23.1746 | 1
11.8512 | 2.0142 | 1
10.2002 | 28.5996 | 1
19.6525 | 16.7469 | 1
13.236 | 38.4074 | 1
6.2405 | 27.6909 | 1
18.1174 | 51.5032 | 1
22.354 | 30.5851 | 1
4.9686 | 16.867 | 1
19.0212 | 39.2862 | 1
19.6908 | 36.5495 | 1
10.4708 | 4.7 | 1
2.5627 | 47.0897 | 1
21.8026 | 10.0935 | 1
14.1813 | 32.0267 | 1
19.6527 | 13.136 | 1
19.9803 | 9.5957 | 1
3.18 | 5.4598 | 1
12.4617 | 48.7145 | 1
4.1212 | 50.7992 | 1
21.3487 | 15.2488 | 1
4.577 | 48.8757 | 1
13.7889 | 3.4383 | 1
18.7168 | 53.7067 | 1
22.3342 | 33.9745 | 1
0.90012 | 48.3444 | 1
11.0487 | 51.3282 | 1
20.2662 | 39.821 | 1
21.9659 | 40.9412 | 1
4.1835 | 49.8291 | 1
11.6777 | 37.3544 | 1
17.5226 | 33.3911 | 1
0.22011 | 20.8188 | 1
15.9653 | 18.1262 | 1
8.8035 | 14.6936 | 1
8.6092 | 40.127 | 1
17.8606 | 12.3352 | 1
15.2874 | 20.8017 | 1
16.7038 | 17.895 | 1
8.2244 | 2.528 | 1
21.3851 | 22.5916 | 1
8.2621 | 49.4193 | 1
16.0625 | 30.339 | 1
5.6507 | 12.1075 | 1
21.9627 | 3.105 | 1
17.1874 | 39.2926 | 1
10.93 | 51.8388 | 1
2.0805 | 13.188 | 1
13.298 | 1.493 | 1
8.7701 | 49.5496 | 1
0.44504 | 46.0011 | 1
15.4216 | 15.8766 | 1
22.1334 | 52.1104 | 1
10.5074 | 19.3352 | 1
4.1283 | 24.6385 | 1
1.4999 | 12.3717 | 1
10.0219 | 33.1049 | 1
16.9391 | 24.065 | 1
3.9189 | 2.7189 | 1
12.4004 | 1.559 | 1
14.2862 | 26.6199 | 1
4.0002 | 50.8944 | 1
4.8091 | 6.1072 | 1
12.5862 | 48.5387 | 1
1.8001 | 28.4611 | 1
23.0519 | 15.0717 | 1
19.5247 | 30.8489 | 1
3.7811 | 5.9456 | 1
6.0345 | 47.1171 | 1
20.9937 | 19.8798 | 1
2.5747 | 34.0492 | 1
2.282 | 16.7254 | 1
8.3281 | 16.1858 | 1
16.5866 | 4.1922 | 1
21.4593 | 51.4202 | 1
23.0326 | 1.3061 | 1
11.9 | 49.0391 | 1
11.9151 | 21.3666 | 1
2.5944 | 6.4838 | 1
21.3561 | 50.7343 | 1
21.882 | 21.3834 | 1
16.0157 | 44.607 | 1
6.4786 | 8.1615 | 1
5.5625 | 45.0535 | 1
22.2827 | 18.6219 | 1
19.6028 | 14.1779 | 1
3.7239 | 14.9155 | 1
5.4548 | 25.5872 | 1
12.7689 | 32.0023 | 1
16.5192 | 32.5735 | 1
5.7689 | 11.1466 | 1
14.1081 | 41.1337 | 1
1.6992 | 0.58996 | 1
9.015 | 34.0674 | 1
22.5204 | 33.795 | 1
7.4889 | 11.8694 | 1
20.3087 | 22.3766 | 1
6.6176 | 3.0419 | 1
7.0694 | 5.8086 | 1
20.1774 | 23.9008 | 1
21.6308 | 35.4572 | 1
7.4975 | 3.1364 | 1
2.2495 | 50.6291 | 1
21.4744 | 4.8183 | 1
11.2213 | 2.5126 | 1
5.9029 | 22.3629 | 1
12.6922 | 8.1699 | 1
12.5205 | 25.2059 | 1
16.3953 | 6.4446 | 1
22.3787 | 55.1393 | 1
23.1283 | 1.8215 | 1
8.3214 | 15.8395 | 1
13.1304 | 5.2695 | 1
2.9836 | 51.3652 | 1
22.0033 | 18.2898 | 1
8.3857 | 51.4853 | 1
2.7299 | 51.3296 | 1
5.0832 | 7.3031 | 1
13.12 | 23.2518 | 1
21.7154 | 37.7166 | 1
1.6217 | 46.9023 | 1
1.4853 | 54.6658 | 1
16.7423 | 29.4457 | 1
15.7713 | 47.3304 | 1
21.3481 | 1.3354 | 1
17.8478 | 44.3745 | 1
15.6165 | 8.9402 | 1
22.6969 | 7.5725 | 1
5.7882 | 37.6549 | 1
3.5083 | 28.9562 | 1
2.8918 | 50.9373 | 1
18.7242 | 32.5152 | 1
17.0434 | 17.7821 | 1
18.1604 | 28.0289 | 1
14.9853 | 36.86 | 1
11.2177 | 24.8226 | 1
22.7002 | 19.3122 | 1
5.7349 | 52.0104 | 1
16.2447 | 8.4574 | 1
13.9435 | 48.7684 | 1
23.1189 | 8.0205 | 1
9.685 | 27.5245 | 1
19.0531 | 47.4694 | 1
22.7942 | 53.0993 | 1
19.5357 | 25.1749 | 1
3.1457 | 45.3822 | 1
18.5026 | 47.6549 | 1
0.86886 | 6.6434 | 1
16.2624 | 34.1627 | 1
12.7782 | 53.0569 | 1
8.8895 | 11.9535 | 1
17.2215 | 27.1625 | 1
17.9142 | 4.4938 | 1
1.1719 | 46.0758 | 1
4.9498 | 19.056 | 1
4.1611 | 37.8608 | 1
19.1031 | 26.1752 | 1
22.973 | 24.2027 | 1
8.2524 | 53.7463 | 1
14.482 | 43.2461 | 1
16.4577 | 10.5941 | 1
8.2703 | 30.7855 | 1
11.4378 | 5.4922 | 1
3.041 | 35.8555 | 1
18.3506 | 7.5367 | 1
6.7847 | 31.922 | 1
22.6985 | 27.1494 | 1
17.8492 | 24.201 | 1
14.1356 | 28.3897 | 1
11.9733 | 3.9647 | 1
1.6202 | 43.4798 | 1
2.3187 | 41.321 | 1
19.5428 | 7.7073 | 1
6.4169 | 20.9359 | 1
17.6542 | 21.8701 | 1
1.1349 | 15.3959 | 1
16.5137 | 16.7452 | 1
21.2001 | 49.1377 | 1
23.0895 | 10.9304 | 1
7.0022 | 6.7897 | 1
15.1944 | 29.4071 | 1
15.119 | 46.2537 | 1
9.8992 | 24.6515 | 1
0.77689 | 5.143 | 1
16.4729 | 6.9581 | 1
15.7049 | 45.8179 | 1
13.8486 | 14.1271 | 1
17.6169 | 31.3779 | 1
13.0193 | 37.2528 | 1
15.0272 | 0.95121 | 1
3.5112 | 42.9982 | 1
2.1547 | 0.80027 | 1
17.2504 | 36.9916 | 1
9.8074 | 29.505 | 1
20.0458 | 33.656 | 1
13.6958 | 32.4471 | 1
2.5168 | 25.9277 | 1
16.7252 | 36.5168 | 1
18.9943 | 36.6008 | 1
21.1831 | 52.7313 | 1
3.0964 | 34.858 | 1
0.34595 | 19.2006 | 1
23.0616 | 19.0782 | 1
8.017 | 39.9888 | 1
14.992 | 52.2576 | 1
22.9419 | 13.2093 | 1
7.5522 | 38.7202 | 1
4.2267 | 15.2632 | 1
9.0574 | 37.8093 | 1
22.2598 | 47.7834 | 1
20.2436 | 46.8108 | 1
18.1973 | 52.9998 | 1
9.9842 | 52.5149 | 1
18.0219 | 47.8885 | 1
21.7016 | 6.9525 | 1
13.5914 | 29.8428 | 1
7.9029 | 49.2014 | 1
13.5171 | 43.0778 | 1
22.9747 | 28.9536 | 1
19.9618 | 41.2412 | 1
12.4176 | 40.1027 | 1
9.252 | 23.9246 | 1
21.4906 | 48.9994 | 1
5.868 | 11.2586 | 1
5.0334 | 53.6803 | 1
5.5199 | 12.9652 | 1
1.9111 | 36.8787 | 1
17.0846 | 24.1574 | 1
1.5833 | 24.4508 | 1
22.8243 | 16.3954 | 1
7.8979 | 22.539 | 1
18.4073 | 15.6557 | 1
17.3527 | 4.3603 | 1
19.3398 | 8.9706 | 1
10.9644 | 25.26 | 1
5.2567 | 7.5141 | 1
8.7119 | 27.0775 | 1
11.3792 | 51.157 | 1
10.5423 | 44.0586 | 1
16.5921 | 23.7993 | 1
4.0573 | 31.5838 | 1
23.2593 | 3.1413 | 1
9.3327 | 12.4507 | 1
17.2139 | 1.7725 | 1
8.2269 | 15.1112 | 1
11.8151 | 14.6711 | 1
19.7087 | 5.5062 | 1
4.1091 | 35.1868 | 1
1.896 | 2.4868 | 1
22.9949 | 13.1861 | 1
8.9011 | 19.8761 | 1
9.3772 | 4.0156 | 1
22.8671 | 40.6116 | 1
14.5718 | 31.2417 | 1
17.1817 | 29.3924 | 1
10.7863 | 14.8955 | 1
14.9629 | 28.9924 | 1
17.5444 | 18.2631 | 1
21.6443 | 52.5307 | 1
19.2783 | 43.9177 | 1
5.7251 | 5.3687 | 1
15.6684 | 27.576 | 1
20.1994 | 44.5753 | 1
15.9312 | 26.271 | 1
9.5119 | 26.0463 | 1
5.4501 | 37.7506 | 1
8.0519 | 43.3935 | 1
16.5706 | 31.9746 | 1
2.3236 | 42.7706 | 1
11.0731 | 1.0756 | 1
11.5177 | 6.2005 | 1
0.91491 | 37.016 | 1
10.6402 | 40.8421 | 1
18.9885 | 51.5087 | 1
20.5706 | 29.969 | 1
12.6633 | 18.5107 | 1
23.2004 | 52.671 | 1
17.0241 | 6.6473 | 1
9.7727 | 24.1081 | 1
0.62056 | 48.0183 | 1
15.7391 | 50.7875 | 1
11.2272 | 45.2679 | 1
19.1676 | 53.4718 | 1
11.4122 | 30.0724 | 1
14.5649 | 44.0225 | 1
1.4979 | 32.0724 | 1
15.984 | 10.3267 | 1
0.10977 | 27.7866 | 1
23.0294 | 50.4181 | 1
16.7051 | 5.15 | 1
3.3253 | 16.6245 | 1
20.2013 | 23.9993 | 1
16.6066 | 47.0842 | 1
0.6957 | 37.4905 | 1
4.9936 | 47.3371 | 1
16.6525 | 5.3256 | 1
12.9556 | 44.2171 | 1
9.7013 | 36.0665 | 1
20.3997 | 34.0867 | 1
22.2159 | 27.3592 | 1
1.3874 | 18.2099 | 1
1.9788 | 1.0318 | 1
17.2258 | 50.318 | 1
10.7197 | 5.8873 | 1
11.4144 | 27.089 | 1
2.1152 | 45.4631 | 1
11.6166 | 18.6787 | 1
3.4495 | 36.5431 | 1
0.83988 | 45.9854 | 1
7.4102 | 15.3425 | 1
21.6781 | 12.6531 | 1
2.4997 | 43.3584 | 1
0.63664 | 29.1149 | 1
8.248 | 9.7307 | 1
2.2533 | 42.7892 | 1
2.5183 | 53.278 | 1
14.7249 | 41.8997 | 1
21.8595 | 51.1579 | 1
13.6364 | 9.9618 | 1
19.1883 | 51.3683 | 1
13.0837 | 8.007 | 1
18.2363 | 31.6061 | 1
18.8502 | 21.8506 | 1
6.725 | 49.8251 | 1
15.0444 | 9.9655 | 1
5.9795 | 48.0908 | 1
4.2556 | 20.1308 | 1
12.369 | 22.8524 | 1
1.0884 | 11.8216 | 1
21.8022 | 43.4277 | 1
11.6114 | 36.9862 | 1
23.1062 | 43.9856 | 1
21.9471 | 51.5743 | 1
11.5507 | 11.54 | 1
2.0928 | 51.3732 | 1
15.2436 | 5.9208 | 1
8.1939 | 4.5019 | 1
19.2985 | 37.0978 | 1
10.4856 | 0.68144 | 1
3.3323 | 45.1381 | 1
8.8515 | 39.5677 | 1
12.1861 | 27.1889 | 1
2.4433 | 25.5523 | 1
15.4417 | 39.2332 | 1
10.3101 | 45.4389 | 1
17.6482 | 19.8565 | 1
3.0338 | 34.5274 | 1
18.028 | 5.854 | 1
6.9447 | 53.7021 | 1
13.9357 | 46.7165 | 1
11.3806 | 44.9353 | 1
16.1408 | 12.4224 | 1
15.898 | 5.7728 | 1
18.1357 | 44.5588 | 1
16.3488 | 48.1948 | 1
20.246 | 6.2758 | 1
15.0458 | 12.4546 | 1
18.8188 | 6.002 | 1
18.5743 | 44.8299 | 1
12.678 | 52.5549 | 1
4.2111 | 4.5906 | 1
7.9832 | 28.7528 | 1
19.3008 | 10.267 | 1
4.6302 | 11.0315 | 1
2.0441 | 20.9189 | 1
19.267 | 33.0468 | 1
4.9667 | 22.8268 | 1
20.7335 | 49.5946 | 1
18.3361 | 45.2347 | 1
4.8337 | 36.5766 | 1
22.6952 | 1.352 | 1
10.171 | 48.5287 | 1
13.3476 | 8.4038 | 1
12.636 | 52.4728 | 1
11.7757 | 50.7092 | 1
18.3773 | 27.174 | 1
16.7056 | 43.558 | 1
5.2326 | 6.563 | 1
21.2038 | 6.0189 | 1
2.9233 | 39.429 | 1
14.8741 | 10.0566 | 1
8.4509 | 15.007 | 1
12.3407 | 14.237 | 1
10.8679 | 33.7059 | 1
19.3244 | 41.2566 | 1
18.2376 | 46.8715 | 1
22.154 | 35.8726 | 1
21.9548 | 39.227 | 1
22.0708 | 6.3069 | 1
11.4917 | 5.6714 | 1
10.0641 | 18.6888 | 1
20.5147 | 39.0996 | 1
21.9004 | 20.5987 | 1
2.6715 | 39.9603 | 1
10.3281 | 23.6216 | 1
14.256 | 27.1518 | 1
21.0149 | 32.1623 | 1
5.0123 | 25.6849 | 1
0.779 | 45.1675 | 1
1.2134 | 47.7806 | 1
21.2174 | 55.1453 | 1
1.4857 | 2.7521 | 1
13.5553 | 49.0229 | 1
12.6882 | 36.3146 | 1
22.3581 | 35.1413 | 1
20.9118 | 40.8381 | 1
10.9289 | 21.8691 | 1
3.6211 | 28.5053 | 1
12.1572 | 25.0541 | 1
15.3124 | 30.8174 | 1
10.0644 | 45.2655 | 1
22.3886 | 23.8775 | 1
17.4624 | 48.3604 | 1
9.1971 | 12.9328 | 1
3.8004 | 17.0917 | 1
8.1174 | 49.8105 | 1
2.098 | 47.5917 | 1
10.9879 | 15.7145 | 1
21.3748 | 52.6908 | 1
10.3011 | 7.5964 | 1
11.0404 | 26.7963 | 1
7.6779 | 35.2266 | 1
11.8717 | 16.5036 | 1
6.7502 | 7.9364 | 1
17.789 | 43.6729 | 1
22.3089 | 24.3133 | 1
16.3408 | 18.1246 | 1
20.2878 | 47.4584 | 1
16.5586 | 49.8797 | 1
10.0045 | 3.4114 | 1
9.4457 | 11.8976 | 1
0.66685 | 31.7045 | 1
4.4844 | 19.9305 | 1
19.6637 | 21.0053 | 1
19.6175 | 30.5669 | 1
14.9807 | 37.2029 | 1
19.9117 | 38.429 | 1
4.3917 | 49.0217 | 1
18.431 | 11.2022 | 1
22.7406 | 26.781 | 1
9.1451 | 40.9915 | 1
14.543 | 32.0018 | 1
3.2724 | 1.5601 | 1
22.2685 | 6.1448 | 1
17.3075 | 6.1976 | 1
14.2181 | 26.7648 | 1
18.9741 | 28.8888 | 1
11.3242 | 39.1858 | 1
20.1442 | 21.6788 | 1
19.9604 | 44.9504 | 1
0.24917 | 52.0672 | 1
2.7597 | 19.7871 | 1
0.51015 | 49.4895 | 1
9.1225 | 22.7623 | 1
14.5192 | 2.8021 | 1
20.6649 | 40.948 | 1
3.3453 | 30.7398 | 1
11.0256 | 4.6309 | 1
22.1095 | 34.5821 | 1
10.7884 | 27.2961 | 1
14.3155 | 5.2839 | 1
2.1686 | 3.429 | 1
19.9859 | 44.8874 | 1
1.9753 | 48.6393 | 1
10.1245 | 37.9212 | 1
6.8608 | 11.6241 | 1
11.5309 | 35.4253 | 1
9.4901 | 18.2946 | 1
6.6555 | 21.216 | 1
7.5466 | 14.1115 | 1
9.5028 | 3.0517 | 1
7.3304 | 33.0031 | 1
19.0752 | 27.1328 | 1
14.6017 | 29.8292 | 1
3.9299 | 3.8855 | 1
18.0315 | 5.3274 | 1
18.2046 | 18.5287 | 1
1.016 | 40.3103 | 1
12.1485 | 21.9686 | 1
21.9153 | 19.4401 | 1
6.8179 | 2.443 | 1
4.9774 | 16.3939 | 1
7.3004 | 38.5772 | 1
16.3597 | 27.4182 | 1
16.6544 | 48.5852 | 1
7.1667 | 52.4169 | 1
11.472 | 17.9066 | 1
9.9277 | 33.7887 | 1
11.4643 | 41.5493 | 1
7.1971 | 5.5938 | 1
19.8327 | 8.9101 | 1
5.5775 | 9.1304 | 1
7.9373 | 10.0757 | 1
1.9567 | 44.4604 | 1
11.6835 | 24.5687 | 1
1.3987 | 45.0072 | 1
20.995 | 50.2993 | 1
22.951 | 37.6704 | 1
12.5402 | 20.8675 | 1
11.1881 | 53.8997 | 1
18.8257 | 38.8695 | 1
23.0719 | 46.7362 | 1
16.4004 | 5.4845 | 1
10.1203 | 2.5713 | 1
5.753 | 54.2038 | 1
20.296 | 26.1224 | 1
6.752 | 41.2769 | 1
3.2485 | 40.1494 | 1
18.719 | 17.9118 | 1
12.7332 | 1.169 | 1
21.0109 | 24.4921 | 1
6.9106 | 4.2077 | 1
16.7306 | 7.9004 | 1
15.759 | 47.3438 | 1
4.3278 | 11.2874 | 1
15.841 | 33.488 | 1
1.1531 | 34.9996 | 1
14.8635 | 43.1594 | 1
13.6158 | 37.2786 | 1
13.7899 | 22.9254 | 1
15.6714 | 28.702 | 1
11.4645 | 37.9608 | 1
3.3972 | 8.8713 | 1
2.4725 | 7.9403 | 1
5.6476 | 41.4424 | 1
13.6556 | 42.1248 | 1
11.7034 | 32.4356 | 1
9.2242 | 44.4198 | 1
18.316 | 2.954 | 1
10.9319 | 33.8856 | 1
18.3919 | 23.1968 | 1
20.0824 | 7.575 | 1
18.7923 | 42.428 | 1
2.504 | 8.1952 | 1
14.1219 | 36.8164 | 1
18.9887 | 26.2449 | 1
19.0377 | 36.0629 | 1
3.5553 | 15.6005 | 1
14.0893 | 15.3845 | 1
8.2342 | 20.1816 | 1
7.9413 | 55.2371 | 1
11.1017 | 26.9923 | 1
0.72247 | 42.3309 | 1
15.9701 | 28.2889 | 1
1.0833 | 9.0738 | 1
9.3329 | 20.0855 | 1
14.6955 | 25.5192 | 1
3.2956 | 49.4728 | 1
11.7785 | 9.2293 | 1
5.7918 | 27.1883 | 1
16.0496 | 35.1476 | 1
17.7255 | 32.0506 | 1
20.8828 | 23.3982 | 1
18.3952 | 47.7223 | 1
20.0913 | 44.628 | 1
21.0344 | 10.9014 | 1
18.1327 | 19.4927 | 1
16.6934 | 45.99 | 1
22.2781 | 27.1889 | 1
8.7478 | 2.0802 | 1
8.5589 | 43.5551 | 1
4.0076 | 17.6559 | 1
8.9563 | 15.7405 | 1
0.46089 | 28.623 | 1
21.2146 | 50.3347 | 1
7.919 | 29.1326 | 1
20.8036 | 6.3074 | 1
20.61 | 12.5812 | 1
5.1253 | 49.8957 | 1
21.4938 | 28.7588 | 1
19.2043 | 45.6953 | 1
15.6678 | 27.0556 | 1
22.0354 | 48.7892 | 1
9.3049 | 19.2937 | 1
19.876 | 36.0442 | 1
21.5229 | 39.3153 | 1
8.8501 | 12.8837 | 1
20.987 | 29.3317 | 1
18.0145 | 39.3027 | 1
4.6691 | 55.1319 | 1
9.3852 | 43.0251 | 1
0.39799 | 27.6851 | 1
5.8491 | 26.0736 | 1
12.251 | 24.3803 | 1
13.8096 | 6.4277 | 1
8.5011 | 42.1906 | 1
5.8556 | 13.3884 | 1
10.8277 | 47.1245 | 1
19.6818 | 16.2368 | 1
2.9996 | 4.8407 | 1
14.437 | 6.5003 | 1
15.4134 | 8.482 | 1
10.8041 | 20.3715 | 1
17.5581 | 51.3352 | 1
16.7609 | 13.5189 | 1
14.2272 | 33.9164 | 1
14.3475 | 15.7356 | 1
21.7886 | 50.1819 | 1
10.8031 | 11.4268 | 1
11.665 | 34.4765 | 1
14.53 | 43.0689 | 1
6.2442 | 47.4198 | 1
3.9373 | 51.8788 | 1
14.4877 | 36.2024 | 1
4.2992 | 29.4116 | 1
10.4952 | 5.8037 | 1
14.5339 | 47.2374 | 1
11.5745 | 53.3068 | 1
11.943 | 51.3027 | 1
18.5871 | 52.4091 | 1
3.915 | 39.6525 | 1
5.5132 | 40.3692 | 1
7.9683 | 44.5228 | 1
6.1727 | 54.8683 | 1
11.92 | 6.8204 | 1
10.5325 | 3.5536 | 1
20.0947 | 53.3477 | 1
5.8694 | 6.9783 | 1
8.593 | 11.5021 | 1
2.6649 | 3.5457 | 1
13.4961 | 51.5448 | 1
6.4689 | 2.0107 | 1
17.053 | 49.0595 | 1
16.5702 | 29.5479 | 1
21.7979 | 6.9933 | 1
7.4141 | 30.9527 | 1
4.248 | 34.1271 | 1
22.2372 | 25.846 | 1
0.19687 | 43.944 | 1
3.3187 | 18.6225 | 1
16.7277 | 24.0636 | 1
1.5077 | 10.9485 | 1
19.042 | 12.1445 | 1
17.1432 | 54.6119 | 1
7.7195 | 2.9378 | 1
2.3329 | 27.0357 | 1
0.94804 | 28.1497 | 1
2.0318 | 19.0575 | 1
9.4501 | 41.1965 | 1
8.8936 | 33.7018 | 1
22.1175 | 53.7547 | 1
0.85523 | 1.7647 | 1
15.3425 | 11.8707 | 1
14.2323 | 45.7777 | 1
19.3105 | 30.0066 | 1
9.4215 | 38.1312 | 1
15.9094 | 31.4967 | 1
22.6293 | 11.475 | 1
19.3084 | 26.4995 | 1
17.4636 | 9.29 | 1
9.4778 | 31.1675 | 1
3.0829 | 44.5788 | 1
20.2739 | 26.5371 | 1
20.2047 | 22.4947 | 1
0.51478 | 33.2526 | 1
9.265 | 2.1252 | 1
1.414 | 22.803 | 1
7.4809 | 47.2945 | 1
17.2074 | 9.5142 | 1
14.1 | 15.9005 | 1
19.3866 | 32.4482 | 1
0.60336 | 36.1991 | 1
18.0168 | 37.9348 | 1
23.095 | 30.6448 | 1
2.1622 | 46.6651 | 1
18.3279 | 1.0874 | 1
14.0783 | 8.806 | 1
20.8876 | 17.7592 | 1
9.4658 | 2.5652 | 1
22.9763 | 49.0829 | 1
13.2343 | 49.1868 | 1
10.8968 | 46.5015 | 1
13.0255 | 53.1055 | 1
19.2376 | 34.3827 | 1
20.3761 | 19.7588 | 1
17.0667 | 5.9895 | 1
17.3068 | 37.538 | 1
5.4291 | 50.8998 | 1
12.4857 | 8.955 | 1
18.5197 | 12.4348 | 1
13.9785 | 27.9415 | 1
16.0008 | 53.4638 | 1
17.1385 | 35.9613 | 1
16.8436 | 0.98194 | 1
20.7951 | 51.9807 | 1
13.3765 | 31.1662 | 1
8.8084 | 48.0122 | 1
13.5018 | 11.9336 | 1
10.6589 | 6.2934 | 1
14.744 | 6.026 | 1
20.1938 | 14.0976 | 1
18.5484 | 8.3456 | 1
11.7645 | 34.9015 | 1
19.7508 | 0.57173 | 1
10.0905 | 38.4445 | 1
16.9027 | 31.5539 | 1
20.7518 | 50.7586 | 1
14.9427 | 42.8781 | 1
18.7743 | 52.8737 | 1
19.2889 | 14.9933 | 1
3.7604 | 47.4419 | 1
10.7111 | 41.0679 | 1
15.7965 | 42.5041 | 1
1.7114 | 33.2766 | 1
4.9714 | 40.2777 | 1
0.47419 | 29.7345 | 1
10.292 | 9.9537 | 1
22.9269 | 43.2459 | 1
13.6194 | 42.9466 | 1
20.8685 | 3.2981 | 1
7.6502 | 14.5506 | 1
9.4515 | 23.6432 | 1
8.128 | 38.5041 | 1
7.5645 | 38.3551 | 1
19.7095 | 9.0466 | 1
13.0467 | 12.1614 | 1
18.2353 | 46.9253 | 1
3.4404 | 4.173 | 1
11.0185 | 36.5812 | 1
4.9179 | 26.0139 | 1
5.7241 | 12.9899 | 1
23.253 | 50.6108 | 1
8.5989 | 54.2042 | 1
4.5818 | 31.8015 | 1
13.6955 | 47.8664 | 1
9.045 | 17.4938 | 1
1.0608 | 53.5369 | 1
17.0584 | 10.6139 | 1
4.2574 | 42.5707 | 1
19.7799 | 15.3466 | 1
23.1287 | 12.3235 | 1
18.1014 | 42.2343 | 1
19.9859 | 20.6355 | 1
17.1411 | 9.6534 | 1
17.9019 | 12.1162 | 1
19.5696 | 29.3975 | 1
16.6706 | 26.1326 | 1
13.2498 | 21.0381 | 1
18.8636 | 7.5405 | 1
19.1713 | 48.8667 | 1
22.5728 | 39.7819 | 1
21.0974 | 14.7408 | 1
18.854 | 29.9679 | 1
2.9729 | 18.0069 | 1
13.4423 | 38.8721 | 1
20.8281 | 43.4862 | 1
22.2596 | 41.5662 | 1
7.559 | 42.1768 | 1
5.3776 | 27.3969 | 1
3.9981 | 48.6029 | 1
15.4459 | 3.3661 | 1
20.2975 | 39.6363 | 1
18.3507 | 8.7055 | 1
14.2147 | 25.1237 | 1
10.2642 | 52.8989 | 1
22.693 | 27.4906 | 1
4.4594 | 2.3811 | 1
6.4755 | 37.0104 | 1
1.2134 | 31.3585 | 1
14.186 | 37.0792 | 1
7.9475 | 42.6491 | 1
15.5419 | 8.4467 | 1
6.5809 | 48.0212 | 1
17.1896 | 48.0412 | 1
11.5119 | 47.3699 | 1
14.6517 | 15.18 | 1
4.6132 | 41.142 | 1
6.3594 | 27.1813 | 1
7.0125 | 41.6344 | 1
2.1979 | 12.1205 | 1
15.3108 | 39.9519 | 1
10.2046 | 14.2495 | 1
4.245 | 51.2753 | 1
7.7794 | 51.4308 | 1
0.45791 | 19.3951 | 1
1.7918 | 27.293 | 1
22.6283 | 12.017 | 1
11.2373 | 52.1975 | 1
8.8609 | 25.5966 | 1
10.8686 | 24.2208 | 1
17.9984 | 51.0547 | 1
13.4952 | 1.304 | 1
22.7144 | 12.0024 | 1
15.4264 | 5.4338 | 1
20.6466 | 48.0454 | 1
9.8452 | 18.046 | 1
18.3074 | 14.9398 | 1
13.5473 | 4.623 | 1
0.32312 | 20.823 | 1
1.4742 | 0.95625 | 1
16.471 | 27.7361 | 1
22.2729 | 14.1544 | 1
19.5568 | 43.8361 | 1
21.2055 | 35.0226 | 1
14.5513 | 24.9873 | 1
23.2432 | 9.1009 | 1
1.5843 | 3.2749 | 1
0.73727 | 28.202 | 1
8.9486 | 4.5914 | 1
11.9733 | 49.0099 | 1
13.1471 | 46.2546 | 1
3.3883 | 40.9859 | 1
10.0242 | 39.3369 | 1
13.642 | 13.7855 | 1
23.2421 | 36.1129 | 1
0.4731 | 16.1031 | 1
9.0231 | 20.4614 | 1
8.3518 | 10.288 | 1
16.3674 | 18.7134 | 1
3.8805 | 49.3762 | 1
20.5737 | 30.6556 | 1
16.8631 | 52.8094 | 1
15.485 | 49.1911 | 1
14.0446 | 31.0358 | 1
16.2104 | 7.3912 | 1
14.2795 | 28.5815 | 1
7.6666 | 21.0047 | 1
12.8899 | 18.7688 | 1
11.369 | 8.6929 | 1
20.0517 | 28.8954 | 1
6.1743 | 3.2617 | 1
2.9626 | 11.4922 | 1
21.1862 | 29.5428 | 1
5.6076 | 50.1505 | 1
12.2909 | 1.513 | 1
0.86584 | 26.4474 | 1
12.6974 | 31.5039 | 1
21.7614 | 26.4652 | 1
3.0125 | 53.5065 | 1
1.8244 | 16.6705 | 1
1.0476 | 33.1268 | 1
13.8622 | 22.7378 | 1
18.776 | 18.4643 | 1
12.4749 | 10.4909 | 1
4.6683 | 42.3755 | 1
15.6113 | 4.5701 | 1
17.7222 | 20.3035 | 1
16.2237 | 45.7573 | 1
18.6803 | 3.0857 | 1
12.372 | 14.247 | 1
0.53951 | 13.7373 | 1
22.6309 | 6.2641 | 1
19.0276 | 53.8077 | 1
22.1938 | 37.5839 | 1
6.5387 | 2.5442 | 1
14.2446 | 47.9009 | 1
21.2417 | 30.6969 | 1
3.5457 | 11.6899 | 1
2.2131 | 42.9133 | 1
11.45 | 31.6119 | 1
3.1336 | 10.5735 | 1
3.8261 | 49.1247 | 1
18.8095 | 16.8824 | 1
13.7515 | 14.8138 | 1
21.9801 | 10.9846 | 1
7.3532 | 30.0421 | 1
9.736 | 13.6288 | 1
20.6012 | 43.4898 | 1
14.5276 | 50.1555 | 1
16.2205 | 29.7902 | 1
5.6837 | 43.094 | 1
19.6387 | 36.7635 | 1
12.3049 | 17.2036 | 1
16.8744 | 50.8543 | 1
8.7026 | 34.1916 | 1
0.47831 | 31.1177 | 1
3.008 | 2.555 | 1
3.5248 | 4.9561 | 1
4.0154 | 28.7619 | 1
11.4423 | 40.8456 | 1
1.0008 | 31.6308 | 1
16.0358 | 7.5328 | 1
20.5484 | 18.2864 | 1
9.6078 | 41.9859 | 1
15.7129 | 38.8718 | 1
4.7179 | 22.1341 | 1
17.3244 | 16.3535 | 1
20.0483 | 54.9724 | 1
8.055 | 4.2457 | 1
9.139 | 44.1176 | 1
5.6755 | 22.8073 | 1
19.7847 | 1.8459 | 1
13.8743 | 30.7117 | 1
19.7883 | 16.857 | 1
14.7404 | 19.0823 | 1
6.582 | 51.141 | 1
12.2428 | 13.2385 | 1
2.7032 | 51.3432 | 1
14.5863 | 24.1935 | 1
4.4687 | 32.6514 | 1
22.7097 | 32.0472 | 1
12.101 | 30.96 | 1
22.7626 | 12.232 | 1
4.8409 | 40.8114 | 1
16.2506 | 37.053 | 1
19.1238 | 46.5766 | 1
13.8233 | 37.8152 | 1
0.64669 | 27.6814 | 1
15.8487 | 8.0349 | 1
20.0943 | 51.9525 | 1
10.8071 | 25.1297 | 1
20.1418 | 51.2027 | 1
1.826 | 22.4102 | 1
5.827 | 1.3618 | 1
2.4708 | 35.2694 | 1
14.1047 | 43.0147 | 1
7.6443 | 19.3761 | 1
21.5023 | 27.7989 | 1
15.2195 | 31.0289 | 1
13.7265 | 52.8846 | 1
1.8763 | 8.3875 | 1
21.3064 | 42.4849 | 1
8.2414 | 51.6991 | 1
22.9067 | 50.7296 | 1
5.3133 | 33.377 | 1
18.7693 | 49.8539 | 1
13.0067 | 50.7073 | 1
15.6804 | 21.0064 | 1
22.2274 | 21.6408 | 1
19.5326 | 12.6735 | 1
10.3001 | 10.0129 | 1
15.9729 | 51.238 | 1
15.7421 | 17.1095 | 1
0.38387 | 24.9431 | 1
18.4022 | 17.7053 | 1
11.5435 | 20.6281 | 1
9.4225 | 1.9751 | 1
5.0561 | 35.2373 | 1
3.757 | 28.3181 | 1
20.3722 | 29.353 | 1
22.73 | 32.5371 | 1
9.7903 | 15.7522 | 1
5.4938 | 42.9897 | 1
12.6089 | 42.3663 | 1
16.0808 | 41.7677 | 1
9.2229 | 7.2381 | 1
8.2583 | 14.1324 | 1
10.3017 | 38.337 | 1
15.0306 | 15.1261 | 1
1.415 | 30.826 | 1
22.6182 | 32.2157 | 1
10.4514 | 16.1372 | 1
9.5055 | 23.7035 | 1
0.31409 | 21.0389 | 1
7.907 | 35.3395 | 1
5.7543 | 11.5159 | 1
9.6408 | 21.8039 | 1
13.4169 | 46.0941 | 1
7.0493 | 31.7258 | 1
3.5356 | 2.1088 | 1
0.45001 | 49.365 | 1
16.6443 | 38.9583 | 1
7.1069 | 11.3165 | 1
14.9139 | 47.338 | 1
18.4078 | 32.5075 | 1
17.0901 | 13.8861 | 1
3.851 | 23.5015 | 1
8.6415 | 27.4957 | 1
2.6666 | 36.4892 | 1
0.37859 | 24.6115 | 1
1.9811 | 24.7445 | 1
8.7579 | 16.2373 | 1
20.5145 | 37.5181 | 1
11.9668 | 43.5258 | 1
10.6801 | 26.7239 | 1
12.1312 | 16.5744 | 1
0.49668 | 46.2726 | 1
16.9417 | 18.1872 | 1
4.4965 | 22.8557 | 1
1.7708 | 27.8188 | 1
1.5472 | 14.3252 | 1
22.0271 | 38.5862 | 1
14.479 | 39.0389 | 1
4.7172 | 33.8953 | 1
13.7951 | 54.4462 | 1
9.5248 | 11.5125 | 1
19.8034 | 52.6534 | 1
14.4141 | 17.4164 | 1
3.1848 | 0.57897 | 1
6.6108 | 22.8976 | 1
16.7094 | 15.3435 | 1
7.5324 | 42.0345 | 1
6.4309 | 11.4606 | 1
4.0428 | 13.0467 | 1
13.6589 | 39.2735 | 1
7.6605 | 2.4172 | 1
17.0396 | 35.4148 | 1
18.234 | 44.4995 | 1
5.6435 | 53.5389 | 1
8.9039 | 13.8669 | 1
7.7574 | 45.8916 | 1
17.1633 | 15.5344 | 1
7.4349 | 26.3748 | 1
22.7688 | 43.1281 | 1
22.7276 | 4.7743 | 1
4.7213 | 51.2287 | 1
17.5497 | 15.6242 | 1
1.21 | 4.8787 | 1
17.5514 | 18.1426 | 1
7.8276 | 43.4559 | 1
16.1785 | 10.9944 | 1
21.9949 | 28.9541 | 1
10.369 | 13.0642 | 1
13.7347 | 20.4083 | 1
20.4585 | 36.6073 | 1
7.0136 | 19.204 | 1
2.8844 | 10.5752 | 1
20.5114 | 45.0891 | 1
13.8646 | 28.8876 | 1
14.3899 | 31.9302 | 1
22.2018 | 49.4176 | 1
23.1507 | 51.9485 | 1
7.4949 | 52.1324 | 1
0.96765 | 27.1209 | 1
23.2722 | 38.0625 | 1
9.88 | 46.7926 | 1
18.4285 | 21.1205 | 1
8.6933 | 10.6568 | 1
12.3516 | 47.3747 | 1
15.603 | 17.4332 | 1
11.4199 | 28.1937 | 1
19.6892 | 16.3508 | 1
5.016 | 43.9227 | 1
3.1487 | 37.5404 | 1
18.2938 | 41.1272 | 1
19.675 | 21.2056 | 1
17.4878 | 55.2345 | 1
9.1774 | 13.24 | 1
7.653 | 23.0111 | 1
4.7871 | 39.7103 | 1
19.7391 | 21.4874 | 1
2.6956 | 9.6599 | 1
7.3364 | 3.5675 | 1
10.6073 | 20.551 | 1
9.87 | 42.8267 | 1
3.2649 | 17.3325 | 1
11.6853 | 42.3281 | 1
19.6991 | 7.1498 | 1
22.15 | 26.546 | 1
0.16426 | 47.8874 | 1
14.6666 | 12.2347 | 1
12.8082 | 28.4619 | 1
18.1593 | 1.4659 | 1
1.3546 | 37.8462 | 1
3.9369 | 20.4686 | 1
9.8631 | 35.5623 | 1
10.0545 | 14.3113 | 1
21.3054 | 51.2088 | 1
22.4802 | 32.0656 | 1
21.3273 | 41.1583 | 1
10.2289 | 2.6882 | 1
3.4819 | 41.5248 | 1
8.5304 | 54.6619 | 1
12.4449 | 29.5063 | 1
20.7484 | 39.322 | 1
20.6113 | 29.9461 | 1
8.0369 | 19.1005 | 1
18.6049 | 18.9982 | 1
5.1961 | 40.0925 | 1
4.4307 | 4.6887 | 1
8.1687 | 33.7471 | 1
18.6342 | 14.1826 | 1
1.0073 | 49.4854 | 1
21.8486 | 44.1255 | 1
1.5924 | 4.8293 | 1
1.1681 | 6.0335 | 1
10.7358 | 38.8903 | 1
5.6315 | 30.1971 | 1
14.9236 | 40.1375 | 1
8.8312 | 40.0839 | 1
19.17 | 12.5656 | 1
7.77 | 20.9434 | 1
22.0739 | 20.808 | 1
13.1608 | 9.3905 | 1
7.4535 | 25.8539 | 1
16.7208 | 24.6844 | 1
21.9633 | 47.2973 | 1
18.3962 | 26.2968 | 1
21.8226 | 13.7197 | 1
10.2472 | 14.688 | 1
13.6022 | 36.9728 | 1
13.3122 | 40.5359 | 1
17.8088 | 29.9334 | 1
5.1473 | 34.2702 | 1
14.3348 | 54.3425 | 1
5.4062 | 23.3282 | 1
21.243 | 39.4133 | 1
21.8041 | 52.7041 | 1
9.3753 | 42.5453 | 1
15.6612 | 47.8623 | 1
18.9634 | 1.0098 | 1
21.6973 | 47.0733 | 1
18.2466 | 16.5193 | 1
17.0883 | 15.8299 | 1
7.5473 | 21.435 | 1
20.0289 | 50.5953 | 1
3.9912 | 1.2199 | 1
11.6828 | 13.5513 | 1
2.4214 | 48.1314 | 1
21.5155 | 25.9431 | 1
3.4994 | 13.3937 | 1
17.5792 | 29.8716 | 1
4.7567 | 8.3214 | 1
22.7234 | 18.4786 | 1
19.2795 | 12.7244 | 1
12.6137 | 12.7329 | 1
1.7263 | 0.47235 | 1
6.2373 | 45.3677 | 1
20.4626 | 10.91 | 1
1.3866 | 37.6211 | 1
19.7238 | 41.2447 | 1
2.5622 | 10.3649 | 1
11.0707 | 45.6792 | 1
12.7343 | 6.6776 | 1
20.0123 | 22.7165 | 1
9.9671 | 37.4112 | 1
13.962 | 45.583 | 1
18.1894 | 3.0917 | 1
2.3733 | 36.4756 | 1
18.2889 | 0.6561 | 1
10.8772 | 3.8278 | 1
10.7717 | 43.9378 | 1
19.9694 | 8.5652 | 1
9.7818 | 41.0432 | 1
4.6683 | 6.8923 | 1
19.4828 | 39.868 | 1
2.2022 | 29.6319 | 1
21.0607 | 25.0541 | 1
9.7674 | 26.4866 | 1
19.8439 | 22.0092 | 1
8.6347 | 2.7239 | 1
16.9173 | 6.9391 | 1
14.6667 | 40.7205 | 1
4.3187 | 28.7392 | 1
6.2336 | 10.7198 | 1
18.8096 | 20.0446 | 1
22.5583 | 14.4122 | 1
2.8594 | 51.91 | 1
8.6073 | 54.929 | 1
22.8314 | 30.6115 | 1
21.1839 | 22.1097 | 1
3.5091 | 19.2202 | 1
12.8892 | 2.4838 | 1
22.0611 | 48.2558 | 1
4.9157 | 10.816 | 1
20.7363 | 29.8747 | 1
20.8215 | 48.181 | 1
22.2233 | 3.9159 | 1
8.9532 | 0.65205 | 1
1.51 | 18.649 | 1
1.0732 | 53.9691 | 1
17.7077 | 8.4456 | 1
21.6367 | 10.4799 | 1
12.4027 | 11.1517 | 1
5.8549 | 48.2116 | 1
3.1661 | 13.4446 | 1
11.0071 | 37.205 | 1
5.1562 | 50.5799 | 1
6.9152 | 34.7703 | 1
5.5446 | 30.5338 | 1
1.7219 | 29.2526 | 1
0.80431 | 50.0126 | 1
18.8004 | 34.9175 | 1
18.0325 | 8.174 | 1
17.0708 | 3.511 | 1
12.6623 | 44.8997 | 1
11.7266 | 42.4197 | 1
3.465 | 38.6357 | 1
12.708 | 14.7363 | 1
5.1739 | 46.842 | 1
17.6221 | 42.8128 | 1
8.6244 | 21.5325 | 1
19.446 | 33.5541 | 1
19.1867 | 53.4454 | 1
22.6389 | 36.8786 | 1
1.1091 | 7.3064 | 1
3.0989 | 16.6523 | 1
4.4537 | 16.2583 | 1
14.84 | 40.789 | 1
5.8192 | 14.3165 | 1
16.926 | 23.24 | 1
15.2241 | 50.0081 | 1
4.8334 | 22.6306 | 1
9.5008 | 33.7041 | 1
1.25 | 5.65 | 1
22.6794 | 46.9733 | 1
20.4857 | 13.9597 | 1
9.4277 | 33.0131 | 1
3.129 | 21.4013 | 1
9.2506 | 18.0651 | 1
12.9163 | 26.5312 | 1
22.9068 | 29.455 | 1
1.1555 | 16.1384 | 1
7.141 | 44.2748 | 1
9.6104 | 30.098 | 1
16.9411 | 31.5687 | 1
20.2003 | 12.4526 | 1
17.9154 | 18.9464 | 1
15.3616 | 30.9487 | 1
0.28512 | 25.4702 | 1
14.0581 | 9.9625 | 1
12.6763 | 15.2299 | 1
3.1491 | 13.8338 | 1
10.9878 | 4.3893 | 1
23.2367 | 11.7922 | 1
6.4586 | 45.0844 | 1
8.619 | 39.4292 | 1
9.8888 | 44.9196 | 1
20.9002 | 0.85212 | 1
0.3037 | 24.09 | 1
3.7146 | 11.4781 | 1
1.2972 | 10.8062 | 1
0.61486 | 53.3297 | 1
16.4199 | 17.3407 | 1
4.6611 | 3.056 | 1
21.9537 | 41.161 | 1
1.0305 | 15.846 | 1
14.6446 | 38.8773 | 1
0.30316 | 3.0607 | 1
19.2681 | 23.1864 | 1
19.2466 | 9.8451 | 1
13.2579 | 47.6704 | 1
5.4727 | 12.6966 | 1
20.6124 | 54.6711 | 1
13.3107 | 49.2945 | 1
9.1061 | 39.2388 | 1
20.114 | 37.08 | 1
19.5232 | 21.2563 | 1
23.0113 | 6.7146 | 1
17.3973 | 54.97 | 1
3.4849 | 7.6772 | 1
0.95053 | 23.0874 | 1
11.1992 | 40.7259 | 1
3.5077 | 33.7271 | 1
11.5331 | 7.8753 | 1
5.9505 | 22.4659 | 1
16.6182 | 15.6872 | 1
1.8189 | 23.9812 | 1
4.0326 | 48.6843 | 1
19.0694 | 6.9 | 1
4.5465 | 11.7655 | 1
17.7644 | 17.3866 | 1
16.8368 | 13.4405 | 1
6.3559 | 0.94699 | 1
8.6879 | 3.702 | 1
12.3165 | 13.8457 | 1
22.5505 | 2.6566 | 1
10.4786 | 20.623 | 1
15.8616 | 52.9222 | 1
0.16959 | 4.6123 | 1
20.4432 | 49.2647 | 1
3.8077 | 31.2597 | 1
0.9342 | 24.3785 | 1
5.7153 | 44.5911 | 1
17.2366 | 42.5368 | 1
18.2657 | 18.1398 | 1
12.9058 | 7.367 | 1
16.2191 | 5.5594 | 1
4.5865 | 29.469 | 1
15.2947 | 32.8702 | 1
0.36799 | 22.4597 | 1
7.2216 | 32.8666 | 1
11.7612 | 39.9801 | 1
12.2912 | 23.3746 | 1
20.7525 | 45.2972 | 1
20.318 | 44.402 | 1
9.1884 | 31.8267 | 1
21.4814 | 8.8242 | 1
19.7456 | 52.4402 | 1
19.6816 | 23.4371 | 1
20.44 | 40.0296 | 1
3.4451 | 12.3164 | 1
17.9696 | 7.8135 | 1
22.4107 | 12.2511 | 1
4.3958 | 14.3643 | 1
14.1983 | 27.2753 | 1
14.8872 | 2.5018 | 1
22.6967 | 9.9456 | 1
5.23 | 40.1908 | 1
1.3354 | 31.8455 | 1
12.1194 | 41.7638 | 1
0.13819 | 53.2144 | 1
13.3471 | 28.294 | 1
12.916 | 28.1501 | 1
7.7056 | 14.5571 | 1
10.4149 | 40.2602 | 1
12.6672 | 43.2014 | 1
17.067 | 16.5356 | 1
19.0968 | 43.7007 | 1
22.27 | 28.5479 | 1
17.7108 | 7.7872 | 1
5.8459 | 7.6251 | 1
9.3673 | 50.8957 | 1
7.5955 | 32.7162 | 1
2.7307 | 6.9981 | 1
7.1507 | 54.2115 | 1
12.7574 | 33.1875 | 1
21.1345 | 52.7038 | 1
18.2444 | 1.4397 | 1
16.3763 | 50.1865 | 1
10.8778 | 8.9996 | 1
20.4966 | 46.7295 | 1
11.1301 | 9.034 | 1
22.7387 | 29.3422 | 1
17.6909 | 18.7266 | 1
13.268 | 3.0996 | 1
9.7952 | 23.8128 | 1
15.5121 | 2.0519 | 1
22.2716 | 10.0707 | 1
6.7065 | 43.1304 | 1
21.3101 | 28.5006 | 1
22.9246 | 10.0649 | 1
7.1131 | 15.1562 | 1
1.5862 | 29.8497 | 1
15.9024 | 13.4645 | 1
7.3639 | 39.945 | 1
14.6938 | 33.6643 | 1
17.6303 | 18.507 | 1
14.4402 | 29.952 | 1
5.7843 | 19.436 | 1
3.9611 | 3.4056 | 1
18.8836 | 14.7479 | 1
4.5697 | 9.0318 | 1
13.7719 | 25.6322 | 1
4.6617 | 25.7493 | 1
1.245 | 20.36 | 1
16.7716 | 4.2041 | 1
4.832 | 26.6307 | 1
17.0159 | 15.5442 | 1
18.1206 | 6.3646 | 1
1.1213 | 19.4487 | 1
10.1356 | 38.2586 | 1
21.3831 | 38.9024 | 1
11.4467 | 6.3634 | 1
3.2237 | 49.9732 | 1
1.6886 | 53.3841 | 1
9.3388 | 34.9641 | 1
10.1964 | 9.3172 | 1
14.5789 | 22.697 | 1
15.5358 | 9.1353 | 1
20.4529 | 32.8875 | 1
10.5355 | 48.4131 | 1
5.5352 | 42.4815 | 1
3.3686 | 42.2159 | 1
6.9581 | 10.0255 | 1
2.987 | 29.2338 | 1
7.0044 | 17.242 | 1
8.2262 | 40.7754 | 1
7.1834 | 9.3529 | 1
15.9623 | 3.7662 | 1
0.80738 | 9.6996 | 1
12.4139 | 31.6491 | 1
4.998 | 24.7416 | 1
21.9737 | 4.6633 | 1
22.4648 | 16.649 | 1
3.363 | 25.5674 | 1
12.053 | 46.7651 | 1
7.8992 | 9.7561 | 1
8.496 | 26.6534 | 1
14.0983 | 22.2923 | 1
21.2341 | 27.2024 | 1
2.1893 | 36.8528 | 1
15.2933 | 24.111 | 1
12.2274 | 1.6624 | 1
17.8402 | 48.0705 | 1
8.2674 | 6.5598 | 1
9.4696 | 37.7612 | 1
10.8804 | 26.6793 | 1
12.9404 | 37.2406 | 1
1.2638 | 6.369 | 1
18.2439 | 51.2095 | 1
9.7572 | 1.5738 | 1
18.8081 | 45.7377 | 1
1.3398 | 46.9887 | 1
19.7664 | 24.1531 | 1
22.4083 | 50.8549 | 1
1.8713 | 44.1637 | 1
7.0015 | 52.9926 | 1
10.5643 | 44.2271 | 1
5.5758 | 9.0003 | 1
23.2406 | 45.0179 | 1
21.805 | 26.2954 | 1
3.0955 | 14.0433 | 1
17.8062 | 12.2284 | 1
21.4855 | 39.2022 | 1
16.457 | 19.7455 | 1
2.1422 | 52.552 | 1
7.3265 | 8.9549 | 1
0.81432 | 22.3697 | 1
7.1536 | 8.3005 | 1
5.4865 | 30.6945 | 1
2.1242 | 20.5837 | 1
9.2052 | 26.4826 | 1
21.6418 | 19.8904 | 1
4.4536 | 6.2444 | 1
7.5468 | 41.5649 | 1
16.1024 | 9.3827 | 1
8.494 | 22.7111 | 1
9.5345 | 27.8509 | 1
16.5534 | 21.0895 | 1
18.6351 | 49.1385 | 1
6.5726 | 40.4167 | 1
13.8484 | 2.4414 | 1
2.9739 | 31.9527 | 1
2.6231 | 30.8814 | 1
17.517 | 39.8705 | 1
12.7426 | 54.1232 | 1
4.6965 | 32.9912 | 1
22.8643 | 3.5284 | 1
11.0433 | 54.3572 | 1
4.1973 | 26.5704 | 1
7.4889 | 52.5213 | 1
15.8257 | 23.1462 | 1
13.4336 | 24.9333 | 1
10.143 | 15.384 | 1
15.5985 | 28.2853 | 1
16.8142 | 37.7239 | 1
16.996 | 27.7044 | 1
6.0822 | 6.4221 | 1
23.0227 | 29.9332 | 1
3.4012 | 3.7812 | 1
9.759 | 31.0521 | 1
15.6993 | 12.0724 | 1
22.5678 | 31.0083 | 1
6.3722 | 17.0069 | 1
1.9437 | 11.8546 | 1
22.8217 | 24.5263 | 1
22.7168 | 53.2359 | 1
13.1582 | 34.2154 | 1
22.5327 | 33.6865 | 1
2.3958 | 46.0715 | 1
2.1121 | 23.0629 | 1
8.6792 | 51.1417 | 1
22.4791 | 10.5825 | 1
17.9286 | 45.861 | 1
10.3929 | 9.5293 | 1
7.9018 | 4.053 | 1
0.31469 | 15.5688 | 1
14.6577 | 24.436 | 1
7.5865 | 14.5306 | 1
4.9791 | 40.9597 | 1
14.3649 | 35.019 | 1
0.61398 | 8.7811 | 1
0.70415 | 8.7006 | 1
14.4179 | 54.6642 | 1
6.0238 | 55.3177 | 1
21.0282 | 14.9392 | 1
5.5855 | 36.636 | 1
21.6027 | 28.8101 | 1
6.1396 | 24.5752 | 1
14.8497 | 19.6078 | 1
17.3059 | 2.1386 | 1
20.2007 | 55.0208 | 1
16.5534 | 29.4095 | 1
21.0817 | 52.1894 | 1
20.3887 | 18.7126 | 1
21.4408 | 12.9322 | 1
3.751 | 2.5539 | 1
0.56914 | 47.9581 | 1
17.0711 | 53.139 | 1
6.2039 | 45.3328 | 1
21.1168 | 13.4932 | 1
16.2462 | 18.728 | 1
22.8312 | 15.9603 | 1
19.1461 | 4.9455 | 1
4.2268 | 40.6729 | 1
1.7007 | 34.1232 | 1
10.299 | 39.6828 | 1
10.0366 | 16.5017 | 1
22.5517 | 47.7681 | 1
0.69345 | 9.4358 | 1
18.4503 | 54.0263 | 1
21.916 | 40.4658 | 1
14.1945 | 24.5225 | 1
20.8538 | 28.3446 | 1
15.2051 | 10.496 | 1
3.1167 | 1.0854 | 1
17.7805 | 9.9088 | 1
23.152 | 21.1818 | 1
3.0604 | 1.1099 | 1
6.3164 | 53.1268 | 1
0.45913 | 50.9999 | 1
16.0338 | 13.3652 | 1
1.5615 | 52.8587 | 1
22.2066 | 42.1944 | 1
9.0904 | 20.0763 | 1
19.4361 | 16.5789 | 1
2.7093 | 32.9831 | 1
21.5861 | 22.772 | 1
9.1402 | 49.9046 | 1
9.2725 | 26.3526 | 1
16.9289 | 38.0261 | 1
19.4362 | 43.3617 | 1
19.3146 | 7.8185 | 1
17.1858 | 51.0451 | 1
14.6928 | 45.4923 | 1
7.77 | 10.0108 | 1
19.1568 | 48.806 | 1
7.1573 | 23.9387 | 1
19.4941 | 35.0734 | 1
15.4307 | 5.965 | 1
15.3414 | 8.678 | 1
14.1718 | 51.7617 | 1
21.4855 | 22.0906 | 1
21.164 | 44.0404 | 1
18.0692 | 32.6964 | 1
18.8421 | 16.1581 | 1
19.524 | 1.9748 | 1
13.4067 | 40.5551 | 1
21.8453 | 9.3566 | 1
1.8969 | 45.9025 | 1
18.9934 | 8.1562 | 1
5.6298 | 12.9435 | 1
17.6219 | 44.9002 | 1
17.9207 | 11.9444 | 1
20.2089 | 33.1587 | 1
20.7473 | 29.0591 | 1
14.4015 | 47.813 | 1
20.0257 | 23.8954 | 1
4.9622 | 46.5662 | 1
4.8577 | 9.3613 | 1
16.9263 | 35.7513 | 1
4.9296 | 17.7771 | 1
9.7197 | 30.7784 | 1
9.9974 | 23.604 | 1
7.7116 | 9.2362 | 1
22.3754 | 8.054 | 1
8.1838 | 38.6008 | 1
7.886 | 37.4317 | 1
17.2099 | 8.928 | 1
18.3839 | 52.9313 | 1
11.3834 | 2.2259 | 1
22.6863 | 51.1112 | 1
8.2567 | 9.4107 | 1
15.7272 | 3.0713 | 1
20.8386 | 46.834 | 1
1.0836 | 9.6888 | 1
3.4015 | 21.8424 | 1
21.3699 | 29.3458 | 1
9.4802 | 50.2015 | 1
1.4874 | 38.9661 | 1
12.2646 | 2.2672 | 1
18.9143 | 4.4211 | 1
18.5432 | 4.0421 | 1
16.0701 | 32.7094 | 1
20.1994 | 0.58518 | 1
17.3396 | 38.4895 | 1
20.2621 | 16.5479 | 1
12.3503 | 31.205 | 1
4.266 | 39.1985 | 1
17.7596 | 7.9266 | 1
10.9762 | 26.849 | 1
3.8377 | 7.1201 | 1
14.3694 | 15.7111 | 1
2.5166 | 21.7459 | 1
22.0962 | 27.0493 | 1
18.3119 | 53.0579 | 1
17.8079 | 39.4644 | 1
5.5049 | 20.8835 | 1
18.215 | 43.4012 | 1
17.541 | 30.4781 | 1
1.1929 | 22.3459 | 1
15.8795 | 14.8243 | 1
7.7674 | 36.9734 | 1
12.5117 | 50.0311 | 1
5.1787 | 3.1319 | 1
4.5543 | 41.5924 | 1
21.1499 | 39.1452 | 1
2.8485 | 9.8879 | 1
6.2029 | 2.2591 | 1
17.1442 | 25.1812 | 1
11.5216 | 32.2409 | 1
1.337 | 7.238 | 1
18.6974 | 28.3407 | 1
16.3128 | 49.0551 | 1
4.7783 | 29.9374 | 1
3.0134 | 32.0777 | 1
15.1234 | 17.6572 | 1
1.7247 | 41.4053 | 1
16.1597 | 14.575 | 1
22.9932 | 44.6215 | 1
0.94696 | 9.0269 | 1
10.3394 | 8.0016 | 1
21.9352 | 53.7013 | 1
14.3046 | 31.0507 | 1
21.2732 | 9.9668 | 1
4.4319 | 5.9209 | 1
13.9966 | 30.3497 | 1
15.252 | 20.3817 | 1
9.9644 | 27.1414 | 1
16.5659 | 25.0902 | 1
17.971 | 27.0309 | 1
10.4682 | 40.2186 | 1
21.4339 | 49.2076 | 1
3.5493 | 18.6098 | 1
15.374 | 42.9196 | 1
1.5786 | 8.235 | 1
13.9915 | 52.8768 | 1
20.9487 | 19.6182 | 1
4.5982 | 12.0575 | 1
10.7775 | 34.9173 | 1
8.3562 | 54.1082 | 1
19.7228 | 25.7872 | 1
13.5886 | 23.8287 | 1
10.5427 | 30.4382 | 1
18.0503 | 8.6156 | 1
10.1631 | 24.931 | 1
14.7759 | 15.385 | 1
18.9918 | 33.1987 | 1
9.5073 | 36.4087 | 1
10.4156 | 3.0205 | 1
0.70531 | 17.3485 | 1
23.0191 | 43.0145 | 1
13.3607 | 48.2709 | 1
23.0645 | 53.3552 | 1
4.0466 | 18.0172 | 1
0.8692 | 30.0858 | 1
11.9785 | 8.619 | 1
12.6553 | 13.4193 | 1
10.3037 | 49.876 | 1
10.5923 | 52.3136 | 1
5.2425 | 39.9999 | 1
5.7325 | 36.8757 | 1
12.7653 | 26.0541 | 1
23.0581 | 8.128 | 1
21.6418 | 4.449 | 1
15.0555 | 4.9163 | 1
9.6956 | 1.3903 | 1
7.585 | 35.0712 | 1
10.7514 | 40.1086 | 1
10.2856 | 25.1621 | 1
20.0699 | 5.6843 | 1
10.0924 | 21.7638 | 1
6.0313 | 9.921 | 1
6.211 | 12.5721 | 1
5.5475 | 50.2971 | 1
8.1624 | 50.2428 | 1
17.9956 | 53.7723 | 1
2.3612 | 10.5509 | 1
4.2763 | 10.3528 | 1
6.1074 | 27.2421 | 1
14.2652 | 6.8753 | 1
14.2242 | 7.6785 | 1
5.5975 | 17.7949 | 1
10.028 | 42.4947 | 1
20.8518 | 51.5768 | 1
23.1753 | 7.6237 | 1
16.8909 | 19.7912 | 1
0.81642 | 37.3126 | 1
3.5157 | 43.0725 | 1
14.7243 | 22.0557 | 1
9.8706 | 47.9935 | 1
17.4903 | 14.6907 | 1
10.3229 | 18.0791 | 1
20.8485 | 54.2236 | 1
15.3674 | 12.9392 | 1
21.5756 | 53.5311 | 1
9.3899 | 10.3977 | 1
3.9388 | 35.0995 | 1
10.518 | 11.4307 | 1
0.43519 | 19.0675 | 1
10.1994 | 8.942 | 1
2.7937 | 31.823 | 1
5.3961 | 6.7268 | 1
8.7197 | 20.9937 | 1
10.0817 | 43.6943 | 1
0.64388 | 22.354 | 1
6.7235 | 18.9704 | 1
22.1779 | 42.7012 | 1
1.2994 | 1.6058 | 1
0.34432 | 46.9174 | 1
2.6147 | 39.3198 | 1
21.1406 | 2.7328 | 1
17.7758 | 40.669 | 1
22.4159 | 35.967 | 1
13.4662 | 49.4463 | 1
6.8313 | 35.5873 | 1
15.2869 | 38.8683 | 1
18.0569 | 10.4204 | 1
12.6478 | 9.9186 | 1
8.7688 | 22.8765 | 1
19.2135 | 49.5504 | 1
16.1951 | 36.7899 | 1
8.9437 | 40.7932 | 1
7.4519 | 51.4897 | 1
20.4764 | 40.9827 | 1
13.6912 | 49.5668 | 1
5.1776 | 26.2061 | 1
2.4172 | 16.2625 | 1
21.0615 | 36.7017 | 1
7.6243 | 29.1415 | 1
8.6713 | 31.46 | 1
10.3875 | 33.6859 | 1
2.7996 | 47.2904 | 1
15.7421 | 18.05 | 1
11.5819 | 43.6451 | 1
3.4559 | 1.5545 | 1
18.774 | 6.676 | 1
20.5294 | 47.4952 | 1
2.1194 | 17.6271 | 1
7.7661 | 32.3657 | 1
12.765 | 46.6576 | 1
14.7747 | 9.4016 | 1
1.2588 | 45.7478 | 1
7.0747 | 27.1754 | 1
15.0596 | 18.9546 | 1
5.4011 | 38.1585 | 1
15.1673 | 48.9221 | 1
5.3173 | 24.5198 | 1
16.1804 | 50.3902 | 1
18.1337 | 22.6865 | 1
10.1387 | 10.7576 | 1
3.9919 | 30.1045 | 1
12.7628 | 3.6079 | 1
7.2598 | 25.2149 | 1
2.0812 | 49.7995 | 1
8.3802 | 22.929 | 1
1.304 | 17.3594 | 1
8.002 | 21.3447 | 1
17.649 | 43.4849 | 1
22.0727 | 15.7552 | 1
17.6219 | 32.4554 | 1
21.8798 | 49.4154 | 1
12.756 | 41.6609 | 1
9.003 | 41.7468 | 1
3.9766 | 40.4246 | 1
20.3954 | 6.1334 | 1
20.9358 | 45.2319 | 1
11.6219 | 52.0141 | 1
3.0801 | 45.7814 | 1
11.3767 | 8.168 | 1
16.3677 | 31.3389 | 1
17.2953 | 30.9431 | 1
9.3001 | 27.4018 | 1
4.2081 | 52.6374 | 1
21.5936 | 49.6596 | 1
22.721 | 22.5499 | 1
12.002 | 42.5174 | 1
16.044 | 55.2723 | 1
19.6229 | 44.6679 | 1
11.807 | 24.4683 | 1
15.2756 | 48.9324 | 1
6.4272 | 50.2987 | 1
20.5982 | 40.1489 | 1
10.0648 | 34.9269 | 1
6.2618 | 45.3858 | 1
22.6711 | 1.4291 | 1
7.6739 | 6.4563 | 1
16.8197 | 21.0032 | 1
11.3311 | 25.3388 | 1
18.1287 | 3.3159 | 1
2.8738 | 24.5675 | 1
7.38 | 3.8266 | 1
17.7766 | 54.8164 | 1
3.5991 | 42.4471 | 1
12.5339 | 21.9877 | 1
23.2719 | 19.6368 | 1
1.6909 | 31.7228 | 1
3.3475 | 5.0877 | 1
21.3036 | 39.9563 | 1
6.1814 | 36.7148 | 1
21.9359 | 47.2215 | 1
1.3538 | 9.0884 | 1
20.0523 | 17.6649 | 1
16.5125 | 40.2693 | 1
3.5813 | 7.0609 | 1
19.2991 | 15.1124 | 1
2.0366 | 15.47 | 1
11.9076 | 26.1793 | 1
17.3276 | 2.1951 | 1
23.1262 | 2.7933 | 1
4.3244 | 23.0998 | 1
14.6623 | 24.6719 | 1
14.6942 | 6.2208 | 1
6.9261 | 40.5836 | 1
20.3545 | 30.317 | 1
0.46973 | 53.1489 | 1
4.2835 | 5.2081 | 1
7.6791 | 30.9606 | 1
17.0037 | 6.665 | 1
10.1611 | 34.7436 | 1
8.0998 | 11.0416 | 1
15.8841 | 17.4199 | 1
15.3299 | 25.7033 | 1
20.8162 | 54.4165 | 1
10.9307 | 5.663 | 1
19.8191 | 13.9633 | 1
15.4721 | 25.1634 | 1
15.1892 | 40.2592 | 1
10.2159 | 9.5099 | 1
4.8012 | 25.0503 | 1
22.6042 | 22.1983 | 1
8.5182 | 37.3025 | 1
6.0682 | 54.3102 | 1
5.7755 | 38.7381 | 1
9.1788 | 7.4499 | 1
9.3522 | 11.0204 | 1
15.4085 | 49.0214 | 1
20.3773 | 48.4465 | 1
20.8197 | 41.1787 | 1
12.2765 | 31.5228 | 1
12.152 | 30.7288 | 1
17.6609 | 27.9494 | 1
22.886 | 42.6312 | 1
3.9253 | 42.1161 | 1
17.4186 | 44.0834 | 1
8.1648 | 36.1949 | 1
16.7162 | 51.535 | 1
5.011 | 40.3684 | 1
1.8606 | 53.4891 | 1
10.3535 | 26.7121 | 1
2.413 | 40.526 | 1
17.8279 | 8.6206 | 1
5.9511 | 11.3773 | 1
2.2595 | 7.6248 | 1
12.7686 | 52.896 | 1
9.733 | 14.1894 | 1
10.7149 | 9.7861 | 1
6.7523 | 22.1003 | 1
20.0423 | 54.4354 | 1
20.6347 | 49.4543 | 1
12.8107 | 1.2143 | 1
6.6795 | 45.0533 | 1
13.4993 | 32.413 | 1
19.9062 | 42.3231 | 1
16.2418 | 35.6587 | 1
14.6323 | 25.6713 | 1
8.0411 | 54.3103 | 1
7.496 | 43.3171 | 1
8.2493 | 23.2756 | 1
12.2136 | 7.4079 | 1
13.9434 | 46.3538 | 1
8.608 | 29.3029 | 1
23.0741 | 17.3755 | 1
8.0298 | 37.7571 | 1
12.3865 | 1.9362 | 1
14.7904 | 13.9052 | 1
8.2317 | 40.6502 | 1
15.8375 | 27.9836 | 1
9.3316 | 18.0887 | 1
21.2774 | 32.8236 | 1
12.9625 | 1.6613 | 1
21.502 | 17.478 | 1
22.2189 | 33.6243 | 1
19.4171 | 23.0755 | 1
4.8546 | 31.8415 | 1
14.7364 | 5.2312 | 1
19.0114 | 51.6603 | 1
18.9469 | 10.4163 | 1
5.8038 | 22.6095 | 1
17.9252 | 43.2205 | 1
17.6658 | 19.9467 | 1
17.9295 | 17.6669 | 1
20.6928 | 35.9973 | 1
12.1774 | 35.9694 | 1
4.2233 | 8.3477 | 1
5.1829 | 53.8447 | 1
10.9214 | 2.4318 | 1
7.2566 | 41.3122 | 1
16.1328 | 48.2232 | 1
11.1764 | 54.5543 | 1
6.5019 | 50.1875 | 1
1.6981 | 29.0641 | 1
13.9634 | 5.4639 | 1
19.2092 | 24.0344 | 1
3.7822 | 55.0212 | 1
6.9869 | 25.9857 | 1
6.5555 | 38.3981 | 1
22.5345 | 26.9605 | 1
2.7454 | 1.6663 | 1
15.1154 | 5.2281 | 1
9.3507 | 30.5225 | 1
9.1587 | 26.0867 | 1
14.3439 | 23.3753 | 1
15.5849 | 37.5533 | 1
7.5096 | 40.3911 | 1
22.1295 | 35.6148 | 1
1.9126 | 7.6616 | 1
4.0059 | 36.5895 | 1
1.3438 | 16.0439 | 1
1.8967 | 45.8907 | 1
12.8032 | 21.4812 | 1
3.043 | 37.4356 | 1
15.7269 | 4.509 | 1
2.8054 | 37.8533 | 1
9.4706 | 31.6608 | 1
3.5776 | 24.8883 | 1
12.2935 | 23.2631 | 1
21.8728 | 25.3337 | 1
4.1489 | 36.7513 | 1
20.2961 | 51.1783 | 1
6.0126 | 13.3054 | 1
10.9433 | 6.7744 | 1
1.2077 | 14.9358 | 1
19.8247 | 52.4279 | 1
9.0904 | 36.28 | 1
6.9532 | 25.8165 | 1
0.20982 | 40.8359 | 1
4.6439 | 1.2407 | 1
14.3913 | 18.2564 | 1
19.9014 | 8.8352 | 1
0.30877 | 26.9023 | 1
18.8031 | 31.3947 | 1
15.6136 | 22.358 | 1
8.4429 | 37.277 | 1
22.4279 | 40.7326 | 1
11.1372 | 30.7972 | 1
18.2163 | 15.8053 | 1
8.3797 | 16.811 | 1
10.7846 | 4.5428 | 1
13.0648 | 30.5363 | 1
11.9384 | 51.9646 | 1
22.7806 | 46.2296 | 1
10.6963 | 27.811 | 1
11.1175 | 3.1287 | 1
20.8046 | 48.6381 | 1
4.9762 | 48.1054 | 1
21.9213 | 5.8659 | 1
14.4945 | 8.7239 | 1
22.725 | 26.6173 | 1
2.4547 | 44.6698 | 1
8.1884 | 7.1323 | 1
7.0392 | 3.8631 | 1
4.1289 | 17.2773 | 1
15.0965 | 43.6482 | 1
3.553 | 30.1011 | 1
11.6968 | 38.8171 | 1
16.6617 | 9.7154 | 1
9.1666 | 30.1736 | 1
22.2052 | 30.2276 | 1
16.7146 | 15.6687 | 1
1.3629 | 38.7002 | 1
0.50496 | 0.66946 | 1
17.8174 | 51.3919 | 1
18.1094 | 6.8506 | 1
15.9351 | 3.8325 | 1
5.2202 | 39.9401 | 1
8.5255 | 4.7891 | 1
22.3775 | 13.7176 | 1
7.0675 | 11.9824 | 1
9.7155 | 11.5786 | 1
10.6031 | 22.8132 | 1
18.0498 | 13.407 | 1
2.9784 | 16.1239 | 1
11.522 | 47.9456 | 1
11.0168 | 31.6518 | 1
14.2052 | 46.6339 | 1
13.8397 | 31.5102 | 1
0.88942 | 36.2166 | 1
6.0032 | 39.5738 | 1
17.1957 | 9.3672 | 1
22.0669 | 11.1074 | 1
21.8014 | 21.3871 | 1
16.2237 | 9.1355 | 1
11.482 | 30.8095 | 1
14.287 | 39.4887 | 1
11.4044 | 20.3623 | 1
18.0704 | 39.3214 | 1
21.3282 | 4.9726 | 1
14.6402 | 52.801 | 1
8.1048 | 36.5489 | 1
20.3881 | 37.5273 | 1
6.1097 | 14.8584 | 1
12.1505 | 50.5532 | 1
18.3652 | 22.256 | 1
9.1406 | 38.1761 | 1
10.1355 | 32.8136 | 1
3.4526 | 19.0375 | 1
23.2501 | 28.6232 | 1
4.2764 | 43.8526 | 1
16.8613 | 10.1448 | 1
1.941 | 34.2188 | 1
4.535 | 23.6007 | 1
11.3974 | 54.9334 | 1
14.04 | 6.3896 | 1
6.0061 | 43.5195 | 1
3.2003 | 49.1468 | 1
21.0702 | 48.9099 | 1
22.6001 | 14.2999 | 1
14.9151 | 0.77029 | 1
7.2978 | 30.9365 | 1
15.4205 | 54.0599 | 1
9.3726 | 32.692 | 1
5.7668 | 27.2916 | 1
21.9119 | 47.4795 | 1
21.753 | 37.6758 | 1
0.36756 | 11.8045 | 1
10.7195 | 35.6366 | 1
4.3346 | 34.4559 | 1
2.2244 | 24.0895 | 1
18.9469 | 27.3843 | 1
22.1965 | 43.4104 | 1
13.3033 | 27.0115 | 1
7.0962 | 48.0339 | 1
21.9254 | 34.6417 | 1
15.405 | 39.6644 | 1
1.3656 | 39.9002 | 1
10.768 | 27.6291 | 1
3.7673 | 29.1937 | 1
0.91209 | 46.9736 | 1
17.652 | 27.4163 | 1
6.4227 | 30.7329 | 1
8.0872 | 48.0611 | 1
9.6405 | 20.8037 | 1
15.9706 | 18.9228 | 1
21.1378 | 3.2412 | 1
16.021 | 34.1001 | 1
13.3437 | 2.7492 | 1
19.764 | 20.0471 | 1
10.4204 | 30.5561 | 1
22.203 | 42.6446 | 1
22.2816 | 26.5974 | 1
0.15212 | 16.7195 | 1
9.8673 | 7.5288 | 1
11.7075 | 15.8783 | 1
4.5703 | 42.8015 | 1
0.27037 | 51.697 | 1
20.443 | 26.6045 | 1
17.3193 | 12.6177 | 1
16.7909 | 45.3356 | 1
22.8106 | 0.60054 | 1
8.1593 | 40.728 | 1
21.2454 | 8.96 | 1
3.0894 | 49.3396 | 1
14.5017 | 53.6826 | 1
21.8322 | 24.9183 | 1
19.9347 | 45.9805 | 1
5.8879 | 37.8777 | 1
6.4803 | 55.239 | 1
11.6875 | 46.255 | 1
1.3746 | 50.9149 | 1
8.2336 | 33.7149 | 1
8.5215 | 40.6294 | 1
4.0901 | 17.9891 | 1
15.7235 | 33.4582 | 1
12.0863 | 28.7944 | 1
14.3013 | 55.2907 | 1
19.8014 | 14.5525 | 1
8.9552 | 8.6854 | 1
15.2674 | 46.1857 | 1
8.6007 | 26.0525 | 1
21.5562 | 13.096 | 1
16.7179 | 36.348 | 1
6.8989 | 53.4314 | 1
3.3125 | 49.2827 | 1
9.6882 | 32.8655 | 1
10.3331 | 34.377 | 1
19.581 | 18.1647 | 1
7.5939 | 46.322 | 1
22.4344 | 17.9175 | 1
22.8299 | 37.9602 | 1
12.9358 | 12.695 | 1
17.4816 | 9.4842 | 1
1.2931 | 5.9407 | 1
18.9074 | 0.7684 | 1
17.8506 | 55.3174 | 1
3.5281 | 23.0136 | 1
20.9444 | 40.2502 | 1
4.9911 | 45.3656 | 1
2.3716 | 15.8016 | 1
14.6181 | 4.3164 | 1
14.8575 | 2.059 | 1
23.2853 | 28.2029 | 1
14.7498 | 29.6745 | 1
4.6634 | 30.92 | 1
20.9738 | 38.7391 | 1
16.9358 | 15.8063 | 1
7.2098 | 6.8249 | 1
0.88612 | 18.2992 | 1
19.7353 | 36.9404 | 1
4.8448 | 51.9425 | 1
20.1202 | 3.9912 | 1
0.7588 | 52.6134 | 1
2.2101 | 10.6586 | 1
14.2378 | 43.5327 | 1
2.8317 | 21.2911 | 1
7.4761 | 24.3374 | 1
8.2323 | 46.2683 | 1
18.8537 | 46.2648 | 1
0.82175 | 40.7884 | 1
5.015 | 9.4162 | 1
12.9979 | 24.1584 | 1
2.8549 | 42.7192 | 1
11.1995 | 13.8208 | 1
14.4541 | 22.6897 | 1
8.489 | 17.6547 | 1
5.7826 | 9.6242 | 1
5.6259 | 39.3304 | 1
1.3168 | 9.1111 | 1
7.5126 | 22.7772 | 1
2.8145 | 52.2799 | 1
9.0967 | 44.3098 | 1
11.5983 | 18.9764 | 1
11.7047 | 32.5191 | 1
0.89955 | 37.8604 | 1
20.8444 | 13.9809 | 1
7.8289 | 45.2076 | 1
4.5523 | 36.372 | 1
12.3373 | 7.2334 | 1
5.9672 | 8.5687 | 1
1.4495 | 20.8967 | 1
10.202 | 23.9841 | 1
2.5548 | 29.6759 | 1
1.0682 | 46.6356 | 1
12.6292 | 12.7199 | 1
15.8599 | 9.1002 | 1
11.9473 | 2.806 | 1
21.225 | 33.6351 | 1
23.1164 | 10.7221 | 1
15.1192 | 20.6109 | 1
9.2546 | 10.4216 | 1
14.3881 | 19.4508 | 1
10.1054 | 39.2115 | 1
1.1248 | 19.3575 | 1
1.9662 | 19.0231 | 1
0.21572 | 7.9133 | 1
19.5865 | 22.7463 | 1
3.013 | 44.726 | 1
15.0297 | 8.7099 | 1
11.7125 | 7.7614 | 1
18.4425 | 42.6923 | 1
0.17891 | 41.3926 | 1
10.2623 | 55.2368 | 1
17.0414 | 34.3952 | 1
12.1653 | 30.8284 | 1
13.3076 | 49.9057 | 1
17.6318 | 17.6837 | 1
1.9132 | 55.2371 | 1
13.7856 | 10.1905 | 1
22.2075 | 18.9231 | 1
22.6438 | 3.2171 | 1
12.4838 | 33.0293 | 1
2.0134 | 19.73 | 1
9.4481 | 39.7664 | 1
11.3627 | 13.8747 | 1
16.8915 | 54.3289 | 1
7.3221 | 27.0118 | 1
7.6703 | 1.7167 | 1
13.2684 | 45.9406 | 1
16.3212 | 29.9101 | 1
8.2031 | 13.4656 | 1
20.838 | 53.1044 | 1
20.5409 | 3.8203 | 1
1.7903 | 34.9492 | 1
20.758 | 21.2111 | 1
22.6293 | 16.964 | 1
19.0529 | 39.6745 | 1
20.0834 | 33.4794 | 1
4.6671 | 4.1302 | 1
19.1257 | 43.2308 | 1
1.1603 | 6.9583 | 1
0.13487 | 10.4674 | 1
18.4186 | 19.9638 | 1
4.9001 | 31.9676 | 1
14.2039 | 43.8783 | 1
14.4483 | 34.65 | 1
15.8529 | 22.8977 | 1
8.2233 | 17.3177 | 1
15.0363 | 20.801 | 1
6.3854 | 47.9289 | 1
6.5722 | 38.3952 | 1
18.4522 | 5.0795 | 1
5.3313 | 32.4962 | 1
13.1566 | 41.5263 | 1
8.5395 | 24.3259 | 1
11.7175 | 20.997 | 1
19.4989 | 22.9951 | 1
17.0653 | 45.6442 | 1
1.7434 | 23.5394 | 1
15.0986 | 1.5074 | 1
17.4974 | 34.9608 | 1
22.4397 | 22.9917 | 1
1.0277 | 27.852 | 1
3.1416 | 14.4267 | 1
11.2648 | 14.8444 | 1
1.459 | 32.7231 | 1
2.9621 | 30.9303 | 1
8.5473 | 36.2303 | 1
5.2048 | 46.8748 | 1
8.3606 | 35.7475 | 1
22.4023 | 11.7976 | 1
18.3139 | 53.9936 | 1
22.7372 | 46.9104 | 1
14.7092 | 15.7989 | 1
8.0737 | 23.1436 | 1
6.9573 | 2.4187 | 1
22.8821 | 30.3221 | 1
19.1844 | 1.3119 | 1
2.8367 | 23.1901 | 1
13.9097 | 23.3057 | 1
17.834 | 19.6694 | 1
13.2926 | 11.3127 | 1
23.0754 | 21.3747 | 1
2.6308 | 50.6515 | 1
10.1094 | 2.142 | 1
4.0046 | 19.4067 | 1
11.3168 | 21.0786 | 1
13.5299 | 31.6165 | 1
0.73191 | 3.9873 | 1
17.9199 | 44.5996 | 1
9.8453 | 36.7777 | 1
4.8392 | 21.5273 | 1
4.5858 | 18.2727 | 1
0.66391 | 31.6103 | 1
8.9887 | 13.2606 | 1
4.35 | 41.77 | 1
0.28228 | 51.6441 | 1
18.9115 | 7.9411 | 1
9.1343 | 1.9754 | 1
11.2004 | 55.0008 | 1
13.208 | 51.8917 | 1
13.1654 | 13.2403 | 1
6.7083 | 25.1438 | 1
21.5904 | 42.1442 | 1
6.1045 | 18.5921 | 1
5.4965 | 35.8935 | 1
18.8051 | 43.3168 | 1
22.1564 | 4.4337 | 1
11.8207 | 46.2073 | 1
1.1607 | 4.9403 | 1
16.2079 | 20.69 | 1
13.8361 | 24.4235 | 1
21.902 | 36.6528 | 1
4.6843 | 40.7912 | 1
19.248 | 44.394 | 1
20.2971 | 24.0837 | 1
22.2405 | 25.7899 | 1
16.1593 | 23.1379 | 1
14.0807 | 2.1054 | 1
11.8439 | 18.4599 | 1
9.6144 | 18.046 | 1
6.3564 | 16.5744 | 1
15.3501 | 42.6717 | 1
2.7666 | 35.8524 | 1
5.3374 | 51.1723 | 1
13.9205 | 33.5665 | 1
18.9444 | 6.1595 | 1
12.5476 | 54.1981 | 1
6.6913 | 9.1832 | 1
14.6067 | 50.7261 | 1
13.4468 | 6.5411 | 1
16.7026 | 37.1736 | 1
4.3945 | 51.5192 | 1
7.949 | 2.0855 | 1
5.2152 | 29.2816 | 1
20.1763 | 36.9178 | 1
22.6332 | 7.9955 | 1
0.39225 | 30.9248 | 1
11.8824 | 7.8403 | 1
12.0592 | 1.237 | 1
4.2384 | 7.2662 | 1
15.0547 | 19.4959 | 1
8.0876 | 48.787 | 1
20.1242 | 1.7493 | 1
8.7859 | 33.1369 | 1
12.9729 | 5.1102 | 1
16.7047 | 22.0503 | 1
5.9302 | 46.8475 | 1
22.1246 | 4.652 | 1
8.6203 | 45.3602 | 1
10.132 | 38.4252 | 1
13.1583 | 26.624 | 1
21.404 | 23.6405 | 1
5.7952 | 22.6935 | 1
16.4164 | 25.4348 | 1
23.178 | 22.7952 | 1
2.124 | 15.1292 | 1
2.2994 | 14.7523 | 1
1.0579 | 41.6789 | 1
14.394 | 0.82053 | 1
13.9338 | 19.6366 | 1
13.9604 | 33.2705 | 1
12.6018 | 54.7498 | 1
7.97 | 25.1019 | 1
12.3869 | 41.1012 | 1
6.3103 | 23.2146 | 1
16.0416 | 36.836 | 1
4.9894 | 43.9544 | 1
0.29018 | 22.9066 | 1
18.5184 | 6.6283 | 1
0.18434 | 20.871 | 1
14.0322 | 47.6719 | 1
17.6703 | 1.8308 | 1
1.161 | 33.9662 | 1
17.5318 | 28.2123 | 1
10.4325 | 27.4446 | 1
14.6926 | 6.4823 | 1
3.6856 | 3.2922 | 1
5.2446 | 29.5026 | 1
9.9677 | 38.8358 | 1
12.0805 | 16.0946 | 1
4.7706 | 26.655 | 1
19.0772 | 4.3091 | 1
5.7546 | 28.485 | 1
13.861 | 44.2739 | 1
19.2832 | 47.0555 | 1
17.6269 | 26.3413 | 1
22.184 | 20.4058 | 1
8.6757 | 20.7033 | 1
18.4417 | 26.3119 | 1
16.7799 | 18.995 | 1
4.5385 | 46.9895 | 1
4.7538 | 38.2912 | 1
7.8677 | 33.8084 | 1
5.1892 | 30.641 | 1
22.6836 | 13.1977 | 1
18.3232 | 46.8181 | 1
5.249 | 39.2671 | 1
19.5049 | 42.6294 | 1
7.4806 | 3.749 | 1
10.1505 | 49.89 | 1
2.1309 | 3.6704 | 1
12.6275 | 10.8196 | 1
19.3152 | 44.4036 | 1
9.6267 | 25.8997 | 1
4.7946 | 13.9991 | 1
1.048 | 43.1446 | 1
6.6854 | 22.1375 | 1
3.5217 | 53.0452 | 1
7.818 | 31.3124 | 1
7.8519 | 41.7853 | 1
8.0491 | 14.4451 | 1
17.6549 | 41.4748 | 1
9.4866 | 33.4209 | 1
12.1709 | 15.539 | 1
3.8643 | 8.5328 | 1
6.0547 | 47.9414 | 1
8.5346 | 45.0127 | 1
4.7636 | 23.535 | 1
5.84 | 5.2289 | 1
6.0041 | 41.3099 | 1
1.4841 | 0.52474 | 1
15.1633 | 51.2652 | 1
14.6449 | 40.9334 | 1
22.1482 | 42.1655 | 1
5.6286 | 22.5353 | 1
8.6313 | 27.1275 | 1
2.606 | 54.0805 | 1
3.9492 | 31.7612 | 1
3.2662 | 19.5045 | 1
15.59 | 18.1196 | 1
9.0643 | 50.5513 | 1
2.6799 | 55.0045 | 1
16.3145 | 45.7599 | 1
3.5826 | 4.1244 | 1
0.44192 | 48.3344 | 1
16.2359 | 39.0827 | 1
0.28769 | 38.4879 | 1
2.8648 | 12.613 | 1
17.9393 | 28.2166 | 1
8.3047 | 36.7805 | 1
12.0119 | 48.1008 | 1
20.8373 | 45.4855 | 1
12.0585 | 3.6368 | 1
12.5096 | 34.3118 | 1
16.963 | 4.5454 | 1
0.68479 | 10.2395 | 1
16.156 | 35.5337 | 1
4.0136 | 3.0363 | 1
12.7317 | 31.4466 | 1
17.7206 | 8.7237 | 1
1.7643 | 29.451 | 1
14.1547 | 41.1911 | 1
2.8133 | 33.3565 | 1
0.92883 | 54.3181 | 1
7.9418 | 47.6757 | 1
14.9904 | 43.4455 | 1
20.414 | 35.8431 | 1
2.4965 | 20.2024 | 1
16.692 | 27.3777 | 1
1.8794 | 50.4511 | 1
3.193 | 35.1292 | 1
3.2574 | 12.0093 | 1
11.2559 | 25.4823 | 1
21.1663 | 39.937 | 1
12.0387 | 1.1142 | 1
12.1131 | 23.3532 | 1
8.1835 | 16.9712 | 1
19.8251 | 17.1955 | 1
17.0081 | 22.4385 | 1
12.4634 | 12.1158 | 1
3.1808 | 47.0856 | 1
21.0649 | 4.9595 | 1
6.0433 | 0.64626 | 1
3.9346 | 7.3207 | 1
14.5247 | 46.6246 | 1
17.1192 | 34.6599 | 1
10.9113 | 27.4385 | 1
20.3329 | 14.5658 | 1
5.0749 | 30.7261 | 1
14.9069 | 23.8962 | 1
22.5917 | 39.9742 | 1
2.6803 | 52.203 | 1
18.1651 | 39.6225 | 1
4.7817 | 12.0035 | 1
13.662 | 28.5116 | 1
14.7284 | 47.2054 | 1
11.1211 | 16.0004 | 1
18.4675 | 33.3757 | 1
16.8581 | 22.0097 | 1
6.8814 | 46.8633 | 1
22.1361 | 53.8224 | 1
11.3982 | 23.8314 | 1
4.2305 | 11.9215 | 1
11.0438 | 2.8519 | 1
9.4601 | 48.1222 | 1
22.3974 | 8.4558 | 1
3.2873 | 14.9049 | 1
6.8503 | 22.0549 | 1
5.981 | 53.9092 | 1
20.4174 | 6.4004 | 1
16.4441 | 51.4666 | 1
8.4882 | 23.9023 | 1
3.8076 | 14.8114 | 1
17.2127 | 3.0613 | 1
7.0369 | 50.2922 | 1
7.4733 | 9.3158 | 1
10.1136 | 4.8723 | 1
16.1686 | 45.8594 | 1
7.9852 | 36.2287 | 1
10.7619 | 50.657 | 1
1.663 | 14.6532 | 1
22.0853 | 10.9426 | 1
19.1207 | 21.4591 | 1
6.7693 | 47.6826 | 1
6.4342 | 27.4102 | 1
7.3365 | 20.9095 | 1
8.1305 | 6.4027 | 1
20.5864 | 18.1947 | 1
12.5044 | 41.4468 | 1
7.3695 | 19.97 | 1
22.7816 | 31.7164 | 1
17.8334 | 41.4767 | 1
1.7717 | 23.5528 | 1
17.5765 | 23.4223 | 1
21.6849 | 0.54648 | 1
21.9626 | 13.9518 | 1
8.8484 | 5.625 | 1
5.1528 | 10.7682 | 1
3.6249 | 8.5301 | 1
9.2666 | 28.2966 | 1
10.8984 | 29.6141 | 1
6.074 | 11.1398 | 1
0.88774 | 27.1967 | 1
12.3288 | 30.7327 | 1
4.4262 | 2.996 | 1
18.2902 | 11.4738 | 1
20.3499 | 36.7409 | 1
3.9646 | 10.3835 | 1
6.918 | 6.039 | 1
4.2249 | 30.6124 | 1
3.0663 | 27.8439 | 1
9.0837 | 14.2205 | 1
7.1628 | 39.4253 | 1
19.2747 | 49.3141 | 1
16.8468 | 0.49969 | 1
20.9655 | 9.2549 | 1
2.6734 | 26.4365 | 1
20.0438 | 52.3698 | 1
8.2704 | 52.8138 | 1
17.8591 | 55.1805 | 1
20.218 | 24.2649 | 1
8.638 | 47.5715 | 1
12.3528 | 5.2289 | 1
6.6964 | 3.2865 | 1
2.4532 | 23.1103 | 1
19.1589 | 4.9922 | 1
20.1364 | 4.1726 | 1
3.3553 | 41.2524 | 1
11.9891 | 45.2718 | 1
16.5558 | 18.6308 | 1
2.4553 | 45.1671 | 1
0.37055 | 31.3408 | 1
10.6101 | 54.6594 | 1
4.948 | 50.2928 | 1
20.8621 | 27.9308 | 1
4.8255 | 26.276 | 1
21.4483 | 55.0249 | 1
6.0783 | 10.7286 | 1
11.0344 | 33.2542 | 1
15.0855 | 17.9855 | 1
3.1858 | 40.3021 | 1
19.3874 | 3.5175 | 1
17.304 | 31.5044 | 1
7.0065 | 30.934 | 1
17.9994 | 39.9956 | 1
17.8835 | 17.7471 | 1
14.941 | 50.8245 | 1
9.6434 | 40.9088 | 1
18.791 | 27.9305 | 1
1.247 | 19.6074 | 1
11.0281 | 21.4823 | 1
8.5828 | 36.5349 | 1
11.6486 | 38.018 | 1
19.2205 | 42.6502 | 1
1.1924 | 41.2666 | 1
13.2727 | 30.2086 | 1
12.7127 | 15.8621 | 1
22.9428 | 49.5724 | 1
1.6619 | 2.7624 | 1
0.43398 | 53.0419 | 1
20.4954 | 23.5439 | 1
23.1325 | 20.7156 | 1
5.6098 | 4.6806 | 1
18.4702 | 49.4218 | 1
15.7009 | 39.0636 | 1
8.5235 | 52.513 | 1
22.4906 | 46.5018 | 1
2.5823 | 11.4581 | 1
14.4521 | 33.8183 | 1
3.4108 | 40.3331 | 1
17.6411 | 32.0457 | 1
11.8835 | 50.5128 | 1
4.6616 | 20.6957 | 1
15.9764 | 32.2956 | 1
18.2063 | 23.3772 | 1
3.267 | 6.8745 | 1
14.2967 | 39.7795 | 1
7.7291 | 30.5958 | 1
5.714 | 6.7596 | 1
20.1468 | 9.0065 | 1
14.7243 | 5.9289 | 1
4.7853 | 26.0004 | 1
2.7933 | 2.0825 | 1
6.063 | 43.2628 | 1
14.5961 | 32.9581 | 1
3.1084 | 30.4227 | 1
22.0598 | 12.7861 | 1
13.2715 | 10.4926 | 1
18.3913 | 24.4162 | 1
6.1935 | 16.7595 | 1
13.3789 | 26.8818 | 1
20.3662 | 8.3069 | 1
13.5168 | 23.8882 | 1
9.0673 | 10.3451 | 1
12.5695 | 37.311 | 1
14.6351 | 42.3956 | 1
13.8847 | 32.3038 | 1
5.3498 | 0.98769 | 1
3.8781 | 13.7075 | 1
8.7112 | 3.6526 | 1
13.0486 | 5.0894 | 1
17.5024 | 14.1692 | 1
9.0963 | 8.9791 | 1
18.0363 | 22.558 | 1
12.4183 | 3.921 | 1
16.4789 | 27.2689 | 1
9.8762 | 50.1603 | 1
18.772 | 15.8173 | 1
10.0378 | 13.9504 | 1
1.1067 | 54.7162 | 1
5.4684 | 6.9385 | 1
12.827 | 4.3056 | 1
2.5158 | 13.5444 | 1
2.491 | 10.4112 | 1
0.85411 | 40.6594 | 1
11.9043 | 17.6427 | 1
2.7532 | 19.8098 | 1
12.4322 | 13.3665 | 1
4.3948 | 51.2488 | 1
20.4803 | 49.645 | 1
8.8342 | 2.264 | 1
22.9106 | 25.1462 | 1
1.0812 | 49.7257 | 1
16.386 | 15.7486 | 1
19.1654 | 26.734 | 1
12.2324 | 7.0691 | 1
18.2415 | 6.0712 | 1
3.7949 | 27.6982 | 1
20.2309 | 17.1961 | 1
11.0331 | 14.7834 | 1
2.3189 | 53.6711 | 1
15.5828 | 51.673 | 1
5.1639 | 31.8417 | 1
6.7341 | 37.9137 | 1
2.2154 | 9.5396 | 1
6.1806 | 10.3422 | 1
5.3506 | 11.2648 | 1
7.4263 | 43.4893 | 1
15.7376 | 41.0021 | 1
15.4938 | 29.884 | 1
16.2918 | 34.7228 | 1
16.2356 | 21.6319 | 1
0.93118 | 45.0562 | 1
21.1439 | 21.0784 | 1
11.2599 | 45.5388 | 1
17.3948 | 55.1216 | 1
10.9189 | 25.6748 | 1
13.1145 | 31.1845 | 1
8.9517 | 4.2945 | 1
21.8541 | 52.0673 | 1
21.8021 | 8.0161 | 1
4.0767 | 50.4947 | 1
11.5229 | 50.1711 | 1
10.2989 | 1.3252 | 1
18.2816 | 27.873 | 1
16.7124 | 4.9015 | 1
16.1188 | 42.5842 | 1
1.5047 | 22.0557 | 1
1.575 | 21.3059 | 1
21.3958 | 37.9625 | 1
8.979 | 35.4367 | 1
20.3198 | 47.1859 | 1
4.7841 | 29.6518 | 1
7.0268 | 9.8521 | 1
3.1044 | 8.0898 | 1
13.0074 | 10.9051 | 1
15.1815 | 21.8498 | 1
14.041 | 28.8804 | 1
0.51903 | 30.7753 | 1
16.8125 | 22.4658 | 1
1.9087 | 45.5313 | 1
4.8781 | 15.2968 | 1
19.4814 | 44.6034 | 1
9.7297 | 40.627 | 1
3.6037 | 9.6603 | 1
19.1536 | 3.9973 | 1
16.3236 | 55.0711 | 1
18.2447 | 45.5824 | 1
3.3987 | 16.1621 | 1
16.5997 | 31.0598 | 1
7.18 | 12.5493 | 1
13.0257 | 26.1066 | 1
14.5272 | 49.1814 | 1
22.9917 | 16.3245 | 1
5.047 | 36.8876 | 1
2.4839 | 30.5849 | 1
18.4729 | 23.5389 | 1
12.3725 | 50.4452 | 1
17.6776 | 52.3903 | 1
13.5931 | 15.9944 | 1
16.2166 | 33.4052 | 1
21.9667 | 10.8003 | 1
16.2384 | 29.558 | 1
10.6857 | 1.1105 | 1
12.0211 | 51.8116 | 1
9.8474 | 23.4288 | 1
17.0305 | 26.5422 | 1
4.7322 | 35.0446 | 1
16.3126 | 5.5643 | 1
20.1234 | 20.1218 | 1
4.455 | 32.6279 | 1
4.6746 | 21.8397 | 1
4.0136 | 47.9714 | 1
20.1057 | 32.6087 | 1
9.6107 | 22.658 | 1
18.0576 | 11.506 | 1
5.0039 | 21.6793 | 1
16.0893 | 30.9909 | 1
7.1045 | 28.1841 | 1
0.47178 | 20.7973 | 1
14.5297 | 50.9723 | 1
3.9665 | 27.7096 | 1
11.4375 | 11.3799 | 1
18.1744 | 8.5437 | 1
18.1379 | 37.3817 | 1
0.65962 | 36.6004 | 1
2.0822 | 28.2946 | 1
10.3977 | 35.6595 | 1
19.7731 | 34.3126 | 1
12.1853 | 33.6913 | 1
20.0827 | 8.8933 | 1
23.216 | 46.7764 | 1
22.7342 | 34.8701 | 1
6.2961 | 26.6192 | 1
13.724 | 1.7896 | 1
12.9296 | 53.5663 | 1
1.9373 | 3.1695 | 1
3.8768 | 12.4244 | 1
23.0945 | 47.706 | 1
11.6139 | 28.8512 | 1
3.7597 | 16.125 | 1
12.3432 | 37.171 | 1
13.1561 | 53.303 | 1
16.3308 | 12.8081 | 1
2.6286 | 31.6303 | 1
0.68827 | 18.5962 | 1
0.5612 | 9.4381 | 1
7.5548 | 4.7296 | 1
22.4744 | 24.4768 | 1
11.4337 | 18.376 | 1
13.3445 | 27.8576 | 1
17.7983 | 23.5798 | 1
8.5056 | 31.3848 | 1
18.541 | 6.2427 | 1
4.3841 | 3.9154 | 1
20.8397 | 22.9838 | 1
6.9211 | 22.7843 | 1
7.2965 | 50.6758 | 1
9.5217 | 25.2179 | 1
20.6647 | 33.565 | 1
15.8587 | 40.7963 | 1
6.6449 | 28.1814 | 1
10.9654 | 43.2669 | 1
9.183 | 21.771 | 1
18.2616 | 32.1949 | 1
14.6196 | 35.6836 | 1
11.4816 | 20.4017 | 1
14.4354 | 5.3117 | 1
19.2271 | 28.6993 | 1
22.8404 | 34.979 | 1
19.1511 | 13.3446 | 1
3.3932 | 36.2949 | 1
0.52782 | 41.167 | 1
6.9708 | 14.625 | 1
6.8756 | 38.0367 | 1
15.1115 | 48.3 | 1
14.643 | 52.9353 | 1
19.676 | 5.2943 | 1
1.7842 | 2.2742 | 1
19.4224 | 13.1363 | 1
14.4748 | 49.8269 | 1
12.0673 | 43.4822 | 1
8.9955 | 49.3319 | 1
8.1669 | 6.2769 | 1
1.6925 | 18.8716 | 1
16.905 | 7.9689 | 1
12.1891 | 36.8688 | 1
0.55154 | 40.167 | 1
1.8099 | 22.115 | 1
19.799 | 44.3938 | 1
9.3532 | 14.0757 | 1
9.5224 | 9.6336 | 1
10.5818 | 21.5636 | 1
11.2735 | 53.1101 | 1
16.633 | 6.0782 | 1
11.5885 | 27.2324 | 1
8.9433 | 14.7454 | 1
6.2784 | 51.493 | 1
2.4907 | 49.1256 | 1
13.4686 | 54.1251 | 1
16.8336 | 37.6685 | 1
20.8712 | 32.2837 | 1
18.6072 | 12.1563 | 1
20.2603 | 11.104 | 1
18.696 | 21.8823 | 1
0.36746 | 5.3885 | 1
21.2197 | 36.0421 | 1
6.573 | 46.9955 | 1
14.8498 | 48.4182 | 1
16.1464 | 18.4642 | 1
10.7565 | 25.8298 | 1
9.8172 | 48.0426 | 1
6.9287 | 49.1463 | 1
0.3339 | 21.6591 | 1
22.9986 | 27.7979 | 1
5.9837 | 47.1371 | 1
4.1579 | 13.4706 | 1
2.7091 | 45.9749 | 1
8.0902 | 3.189 | 1
0.76286 | 47.9891 | 1
18.1322 | 46.2988 | 1
6.9264 | 13.9484 | 1
10.9351 | 52.0963 | 1
18.9819 | 47.8857 | 1
6.8741 | 30.4719 | 1
22.9493 | 48.9375 | 1
8.9535 | 52.5272 | 1
15.0364 | 14.0973 | 1
8.2181 | 8.012 | 1
1.583 | 5.669 | 1
20.4219 | 21.5638 | 1
19.7299 | 31.8872 | 1
18.3992 | 43.4951 | 1
22.5848 | 0.94217 | 1
7.3554 | 18.3092 | 1
1.5174 | 4.1898 | 1
11.9521 | 45.8524 | 1
17.1199 | 36.9454 | 1
20.8163 | 25.0007 | 1
1.4287 | 51.7729 | 1
14.7954 | 11.7067 | 1
10.2262 | 9.195 | 1
9.3951 | 33.8519 | 1
21.5572 | 31.0953 | 1
12.5663 | 3.612 | 1
11.1115 | 18.0659 | 1
10.8295 | 48.2369 | 1
1.3239 | 17.7661 | 1
17.155 | 48.9202 | 1
12.0494 | 5.2518 | 1
10.1265 | 18.1604 | 1
16.2657 | 25.2035 | 1
14.2738 | 48.4202 | 1
2.568 | 24.9255 | 1
6.151 | 38.536 | 1
17.0725 | 42.3151 | 1
13.7859 | 36.2561 | 1
23.28 | 37.5154 | 1
20.4249 | 54.447 | 1
13.8584 | 1.1543 | 1
9.4652 | 23.8187 | 1
5.0813 | 15.5064 | 1
17.7036 | 41.9744 | 1
14.3449 | 30.5605 | 1
2.9567 | 54.6715 | 1
4.7363 | 5.0567 | 1
1.254 | 34.514 | 1
5.7078 | 31.6348 | 1
8.539 | 44.2229 | 1
13.3235 | 32.7017 | 1
3.0409 | 16.865 | 1
2.4795 | 50.8901 | 1
13.6493 | 55.0591 | 1
10.5697 | 30.4925 | 1
12.7676 | 41.2792 | 1
14.1493 | 50.8673 | 1
19.7737 | 7.3034 | 1
4.2805 | 48.8348 | 1
10.8821 | 11.609 | 1
12.2032 | 37.0264 | 1
13.117 | 14.7286 | 1
18.8116 | 35.9586 | 1
11.9423 | 11.0932 | 1
16.3176 | 6.5387 | 1
16.8991 | 37.748 | 1
17.3859 | 39.1743 | 1
19.6944 | 33.5291 | 1
5.9938 | 48.8897 | 1
14.7547 | 1.2341 | 1
3.4532 | 5.4009 | 1
4.4384 | 28.4848 | 1
17.1579 | 53.4477 | 1
1.5652 | 37.9433 | 1
12.769 | 19.3307 | 1
20.5241 | 33.3257 | 1
14.7798 | 26.4821 | 1
14.1941 | 30.7085 | 1
18.9417 | 28.5467 | 1
0.3648 | 36.8986 | 1
9.3044 | 51.075 | 1
1.9294 | 19.6158 | 1
14.3553 | 22.5059 | 1
20.1834 | 7.5198 | 1
15.9153 | 24.1606 | 1
7.4756 | 47.2435 | 1
4.2217 | 54.2809 | 1
11.3602 | 27.2057 | 1
10.7807 | 26.2651 | 1
8.4169 | 8.2592 | 1
1.9172 | 52.6221 | 1
17.7319 | 16.0827 | 1
0.66991 | 21.5927 | 1
15.1179 | 38.6723 | 1
14.3431 | 10.4068 | 1
9.1298 | 44.5697 | 1
15.5792 | 31.5353 | 1
14.3436 | 54.2267 | 1
18.3324 | 27.3233 | 1
16.5683 | 7.7827 | 1
11.4362 | 2.2828 | 1
16.3013 | 31.066 | 1
4.8212 | 5.9156 | 1
16.2834 | 15.4476 | 1
17.0468 | 20.8396 | 1
10.4941 | 45.793 | 1
6.5432 | 7.4921 | 1
4.7104 | 41.0498 | 1
18.3236 | 30.1834 | 1
3.9707 | 26.5054 | 1
19.4804 | 37.2351 | 1
14.087 | 4.7274 | 1
21.7518 | 14.8371 | 1
14.2031 | 5.5333 | 1
9.6547 | 1.054 | 1
6.2576 | 38.1166 | 1
1.6157 | 52.427 | 1
10.3664 | 38.2966 | 1
1.3559 | 26.4327 | 1
9.246 | 41.4491 | 1
2.4367 | 52.1043 | 1
20.0484 | 45.6619 | 1
12.9448 | 48.1817 | 1
3.6713 | 50.5574 | 1
7.9366 | 30.6006 | 1
3.8486 | 7.831 | 1
10.8164 | 50.0386 | 1
17.4632 | 46.5081 | 1
16.9882 | 29.7821 | 1
9.5468 | 52.8075 | 1
12.2069 | 41.7298 | 1
19.9347 | 22.9981 | 1
3.7077 | 13.7233 | 1
19.1422 | 50.1493 | 1
21.9771 | 44.8136 | 1
4.8269 | 28.3013 | 1
18.4978 | 22.0596 | 1
22.6631 | 17.7111 | 1
8.1597 | 35.9041 | 1
18.0194 | 12.5075 | 1
22.7275 | 6.8481 | 1
2.0645 | 39.4556 | 1
2.112 | 46.5344 | 1
18.9008 | 11.7907 | 1
22.8473 | 1.0668 | 1
8.4388 | 19.9649 | 1
10.741 | 22.5135 | 1
12.0286 | 53.759 | 1
13.1151 | 53.1479 | 1
2.9677 | 24.0054 | 1
17.4222 | 27.91 | 1
12.3749 | 54.3617 | 1
4.8831 | 23.8192 | 1
2.1243 | 34.5278 | 1
0.21646 | 31.0638 | 1
15.6373 | 49.1051 | 1
22.3773 | 6.3109 | 1
19.3064 | 24.4623 | 1
17.0632 | 6.4999 | 1
11.4384 | 42.9446 | 1
17.9485 | 17.8163 | 1
9.3336 | 44.448 | 1
17.7542 | 37.6657 | 1
19.1809 | 3.097 | 1
5.0487 | 50.8247 | 1
1.0718 | 4.8577 | 1
17.7559 | 19.7354 | 1
19.6167 | 14.1002 | 1
21.3524 | 2.4 | 1
20.1862 | 21.2177 | 1
18.3516 | 47.4202 | 1
21.0768 | 10.7039 | 1
16.9445 | 17.8742 | 1
7.3111 | 22.594 | 1
14.2507 | 32.0924 | 1
0.40462 | 10.6987 | 1
14.9937 | 35.9266 | 1
18.3081 | 18.8512 | 1
8.9885 | 55.317 | 1
5.9906 | 34.5757 | 1
21.8319 | 17.469 | 1
2.2615 | 20.9644 | 1
21.2534 | 34.9124 | 1
6.824 | 6.9584 | 1
10.446 | 32.0215 | 1
21.7497 | 45.1037 | 1
4.6418 | 0.8912 | 1
15.6229 | 18.4869 | 1
5.7481 | 4.3323 | 1
8.3293 | 26.3346 | 1
6.6869 | 30.2426 | 1
6.3593 | 21.1738 | 1
22.564 | 19.2645 | 1
20.4558 | 36.6656 | 1
23.1666 | 41.7189 | 1
20.8816 | 44.476 | 1
5.7658 | 2.6962 | 1
7.0072 | 21.8511 | 1
7.5279 | 11.6283 | 1
2.619 | 13.0721 | 1
11.7095 | 49.5268 | 1
11.7335 | 15.2477 | 1
21.3586 | 33.4058 | 1
5.8922 | 12.4528 | 1
23.301 | 22.6052 | 1
12.9616 | 12.6738 | 1
4.9683 | 28.8583 | 1
22.3942 | 53.0678 | 1
2.4392 | 13.1865 | 1
4.3843 | 41.7191 | 1
1.2524 | 18.7428 | 1
21.5702 | 25.065 | 1
22.0082 | 51.9021 | 1
2.4996 | 16.2918 | 1
19.4481 | 8.3677 | 1
0.90286 | 9.7197 | 1
9.4194 | 24.3117 | 1
16.2464 | 1.6799 | 1
20.2376 | 47.6242 | 1
9.219 | 27.7345 | 1
17.8929 | 40.0432 | 1
3.862 | 1.9706 | 1
14.8778 | 53.8054 | 1
10.9689 | 48.0529 | 1
4.9593 | 37.0444 | 1
1.8894 | 30.063 | 1
19.7786 | 33.389 | 1
18.4324 | 38.2649 | 1
2.9135 | 5.2707 | 1
13.9511 | 43.4206 | 1
10.8111 | 26.3054 | 1
9.7787 | 37.8857 | 1
12.2163 | 42.1958 | 1
11.0596 | 31.2529 | 1
8.1737 | 40.3882 | 1
17.9938 | 39.1467 | 1
2.4067 | 4.5018 | 1
16.3337 | 54.9131 | 1
18.6372 | 48.0352 | 1
18.9832 | 18.3629 | 1
9.6091 | 10.0996 | 1
7.4211 | 52.7559 | 1
12.559 | 1.9802 | 1
8.4739 | 14.7875 | 1
7.9196 | 1.3847 | 1
3.3397 | 49.6959 | 1
2.5852 | 9.246 | 1
16.2738 | 29.2757 | 1
4.4539 | 9.1608 | 1
6.6389 | 30.478 | 1
19.101 | 53.7087 | 1
7.6158 | 48.8472 | 1
10.7751 | 53.7044 | 1
11.9031 | 27.0467 | 1
7.8995 | 52.4655 | 1
18.644 | 2.1286 | 1
20.7412 | 40.9546 | 1
15.2191 | 16.9629 | 1
11.2295 | 46.8598 | 1
6.4156 | 30.678 | 1
12.2073 | 49.0891 | 1
4.9757 | 2.9354 | 1
21.1467 | 50.773 | 1
9.1799 | 8.0522 | 1
0.3256 | 40.5375 | 1
8.0109 | 43.4612 | 1
1.871 | 31.9788 | 1
0.87061 | 39.6433 | 1
6.9426 | 39.6507 | 1
13.2222 | 51.1904 | 1
21.3695 | 50.3089 | 1
16.6822 | 54.3615 | 1
7.584 | 12.2922 | 1
12.0447 | 26.0717 | 1
22.791 | 35.9516 | 1
5.7461 | 9.0445 | 1
1.2168 | 6.8444 | 1
19.0788 | 21.5474 | 1
19.1081 | 3.7628 | 1
11.5564 | 42.8807 | 1
21.4701 | 55.2247 | 1
21.3383 | 1.8526 | 1
10.4033 | 16.6244 | 1
1.1502 | 47.9462 | 1
10.1154 | 5.6713 | 1
8.7896 | 37.0043 | 1
22.0278 | 44.8696 | 1
6.9825 | 27.6808 | 1
6.8381 | 53.7273 | 1
22.3558 | 1.5517 | 1
4.7216 | 22.6276 | 1
9.4771 | 1.7903 | 1
2.7294 | 50.5911 | 1
22.1308 | 32.3409 | 1
15.617 | 3.8192 | 1
16.3207 | 29.9485 | 1
9.9412 | 42.6634 | 1
19.1697 | 2.2169 | 1
22.8499 | 40.3062 | 1
16.4838 | 41.8983 | 1
19.7386 | 8.7229 | 1
11.9807 | 19.1761 | 1
16.5652 | 36.8607 | 1
4.7543 | 23.9165 | 1
18.9278 | 9.413 | 1
13.854 | 53.8149 | 1
12.3194 | 22.6473 | 1
0.36476 | 33.0162 | 1
12.0284 | 9.3826 | 1
14.6862 | 45.9577 | 1
16.4695 | 14.4319 | 1
20.1508 | 31.3527 | 1
4.6333 | 55.2581 | 1
12.957 | 49.6813 | 1
13.3648 | 39.3207 | 1
12.8178 | 7.743 | 1
22.4947 | 14.4467 | 1
6.4138 | 54.2615 | 1
11.795 | 34.2133 | 1
15.0298 | 33.3313 | 1
22.1697 | 2.7498 | 1
3.5237 | 31.2533 | 1
5.8554 | 22.8907 | 1
17.1288 | 45.8933 | 1
5.4632 | 38.5609 | 1
11.2786 | 20.3629 | 1
23.1337 | 0.62021 | 1
9.3727 | 40.2263 | 1
4.814 | 10.4328 | 1
14.7671 | 30.8379 | 1
13.4248 | 20.0754 | 1
4.5092 | 34.7178 | 1
22.5314 | 24.955 | 1
19.64 | 20.5476 | 1
6.2743 | 0.88976 | 1
18.4442 | 51.763 | 1
10.6611 | 48.9926 | 1
10.7916 | 45.1653 | 1
7.336 | 6.1867 | 1
14.7015 | 3.8557 | 1
19.4342 | 37.8243 | 1
2.5668 | 31.3563 | 1
3.3553 | 24.96 | 1
7.175 | 30.4386 | 1
13.9881 | 39.1729 | 1
4.6456 | 38.406 | 1
4.2246 | 51.0771 | 1
12.7354 | 31.6262 | 1
2.9883 | 31.3813 | 1
1.7179 | 22.4662 | 1
7.5361 | 39.4705 | 1
6.5721 | 49.5325 | 1
7.7823 | 14.2862 | 1
12.4576 | 18.1371 | 1
2.7692 | 44.3684 | 1
18.0765 | 30.1708 | 1
16.1572 | 52.8744 | 1
6.2502 | 51.2126 | 1
17.3127 | 11.0363 | 1
13.8393 | 35.4692 | 1
8.2054 | 15.2416 | 1
12.2176 | 15.9669 | 1
14.5158 | 31.1635 | 1
7.9027 | 17.3133 | 1
14.8507 | 3.5239 | 1
21.8657 | 10.529 | 1
0.38863 | 13.97 | 1
18.069 | 1.9353 | 1
13.2349 | 40.204 | 1
1.9801 | 0.58323 | 1
12.9321 | 17.9836 | 1
9.2758 | 35.85 | 1
16.9818 | 11.6899 | 1
8.6302 | 36.6789 | 1
6.5246 | 43.2686 | 1
0.21664 | 23.0016 | 1
16.3386 | 17.8907 | 1
19.1199 | 44.7819 | 1
9.4317 | 6.3175 | 1
11.6798 | 53.3837 | 1
9.477 | 9.4831 | 1
22.6003 | 15.5957 | 1
2.9178 | 11.5832 | 1
16.6433 | 37.076 | 1
20.0095 | 10.2445 | 1
16.4468 | 51.1965 | 1
21.6791 | 45.1562 | 1
1.0856 | 34.529 | 1
1.1598 | 32.4632 | 1
2.6087 | 11.6758 | 1
11.081 | 1.3145 | 1
21.2002 | 48.7875 | 1
13.0872 | 54.6692 | 1
21.3655 | 22.7658 | 1
3.6233 | 52.5081 | 1
18.6972 | 34.9267 | 1
17.5976 | 34.4133 | 1
13.4092 | 6.1986 | 1
7.8369 | 21.9185 | 1
9.9812 | 48.389 | 1
1.2299 | 2.6214 | 1
21.3445 | 4.5411 | 1
9.7667 | 24.4034 | 1
1.0156 | 34.8911 | 1
19.6231 | 28.0459 | 1
5.8803 | 33.7956 | 1
10.2272 | 29.8028 | 1
19.9759 | 18.6182 | 1
17.3084 | 11.4786 | 1
9.7782 | 23.4967 | 1
15.2288 | 52.1577 | 1
12.7647 | 13.3398 | 1
6.0214 | 15.9734 | 1
10.8944 | 48.8245 | 1
21.2246 | 25.883 | 1
3.7707 | 42.931 | 1
20.2434 | 21.461 | 1
4.3203 | 39.816 | 1
4.6807 | 2.0573 | 1
11.9164 | 42.8675 | 1
3.5839 | 11.6776 | 1
19.5873 | 55.0348 | 1
5.5846 | 27.2314 | 1
7.4247 | 7.7711 | 1
14.5711 | 22.1637 | 1
3.2819 | 8.6421 | 1
15.5879 | 5.3626 | 1
2.9069 | 16.9131 | 1
18.0092 | 34.0709 | 1
6.7504 | 29.1855 | 1
6.4042 | 49.1546 | 1
14.137 | 29.2703 | 1
5.5619 | 23.7804 | 1
9.6787 | 21.8269 | 1
5.8535 | 19.4369 | 1
5.6755 | 53.7234 | 1
10.8785 | 20.1173 | 1
21.7702 | 21.9486 | 1
19.8257 | 29.2896 | 1
22.4328 | 54.8909 | 1
22.6754 | 1.1341 | 1
17.5469 | 13.7215 | 1
16.034 | 48.1167 | 1
14.7659 | 25.0956 | 1
21.4397 | 42.8796 | 1
10.6044 | 46.7417 | 1
21.988 | 43.0063 | 1
16.4162 | 50.3244 | 1
15.5732 | 50.0274 | 1
19.3676 | 44.9579 | 1
14.1489 | 24.8636 | 1
14.514 | 21.4605 | 1
19.0403 | 3.9743 | 1
16.5028 | 2.9649 | 1
17.3715 | 6.2573 | 1
13.6556 | 33.7621 | 1
3.0687 | 14.1904 | 1
18.7003 | 24.8884 | 1
1.7808 | 21.2322 | 1
21.5344 | 8.1544 | 1
22.1312 | 52.291 | 1
18.1254 | 17.5512 | 1
20.668 | 4.284 | 1
3.9318 | 10.4576 | 1
5.6799 | 46.9916 | 1
19.7486 | 5.9206 | 1
3.9716 | 4.3102 | 1
13.7377 | 50.8905 | 1
7.2701 | 53.5083 | 1
19.1626 | 37.4779 | 1
18.041 | 27.3015 | 1
11.7891 | 51.5196 | 1
16.2931 | 29.4719 | 1
12.1788 | 14.6529 | 1
12.0326 | 48.7611 | 1
12.2392 | 6.247 | 1
2.1846 | 35.4133 | 1
22.8962 | 14.0544 | 1
20.1921 | 38.635 | 1
23.2313 | 43.4466 | 1
21.4065 | 13.8298 | 1
19.9865 | 22.5994 | 1
15.7441 | 11.5025 | 1
3.9406 | 4.5367 | 1
11.4875 | 48.1991 | 1
14.8329 | 29.6293 | 1
16.3367 | 40.3801 | 1
22.7194 | 43.282 | 1
0.16891 | 17.6175 | 1
11.0593 | 36.5127 | 1
9.2301 | 20.8973 | 1
21.9871 | 33.0723 | 1
20.3624 | 8.8973 | 1
18.5908 | 15.8943 | 1
2.3118 | 20.422 | 1
11.2004 | 30.5502 | 1
10.813 | 47.9376 | 1
13.451 | 22.8158 | 1
4.4153 | 15.5079 | 1
10.36 | 37.094 | 1
5.585 | 8.0034 | 1
2.8356 | 50.6447 | 1
22.0196 | 3.8815 | 1
3.9121 | 5.6273 | 1
5.9606 | 54.59 | 1
4.2371 | 42.9001 | 1
4.5404 | 7.4641 | 1
18.2446 | 2.5496 | 1
7.9043 | 18.2777 | 1
10.5113 | 21.3047 | 1
7.4562 | 10.437 | 1
6.278 | 8.0117 | 1
12.552 | 41.4754 | 1
19.5071 | 5.3742 | 1
3.5092 | 40.5935 | 1
2.1237 | 27.0229 | 1
0.8341 | 12.7352 | 1
12.7574 | 36.2501 | 1
2.7553 | 41.8253 | 1
21.5753 | 34.9259 | 1
16.6079 | 16.8104 | 1
20.8931 | 11.1073 | 1
6.7218 | 47.7096 | 1
12.4787 | 40.3926 | 1
0.46996 | 40.4053 | 1
16.6372 | 39.5244 | 1
16.8167 | 8.5591 | 1
2.8019 | 13.4909 | 1
16.8358 | 13.5529 | 1
14.0756 | 7.0202 | 1
2.0215 | 35.3324 | 1
14.6845 | 12.7807 | 1
4.9498 | 36.6484 | 1
8.8874 | 35.524 | 1
15.3769 | 44.7033 | 1
10.0287 | 50.3058 | 1
21.8682 | 51.9353 | 1
14.3999 | 25.7695 | 1
7.4109 | 4.2951 | 1
21.1753 | 49.0611 | 1
8.9611 | 55.037 | 1
10.5362 | 14.9155 | 1
6.424 | 29.345 | 1
0.41401 | 51.6001 | 1
17.63 | 42.202 | 1
9.8612 | 3.9781 | 1
18.0601 | 54.0672 | 1
0.26463 | 32.2365 | 1
3.6139 | 18.351 | 1
13.783 | 32.7918 | 1
13.647 | 15.1701 | 1
0.66174 | 50.5075 | 1
18.4396 | 19.3958 | 1
22.4157 | 17.3121 | 1
0.34757 | 34.7374 | 1
22.7245 | 20.1499 | 1
5.9461 | 19.0553 | 1
8.1755 | 12.2769 | 1
9.2213 | 54.4138 | 1
21.2086 | 21.6403 | 1
3.0199 | 20.9977 | 1
13.2059 | 23.0741 | 1
23.1067 | 36.793 | 1
19.3597 | 20.9094 | 1
19.4715 | 47.2487 | 1
18.4298 | 36.5581 | 1
11.6617 | 52.9961 | 1
7.8265 | 8.2198 | 1
9.9012 | 50.6874 | 1
4.9928 | 1.153 | 1
5.1579 | 10.2151 | 1
4.2734 | 38.2355 | 1
16.126 | 30.0483 | 1
14.3539 | 51.9042 | 1
6.9307 | 1.4119 | 1
1.0565 | 31.219 | 1
16.1385 | 25.0648 | 1
22.3087 | 31.6223 | 1
19.038 | 4.9747 | 1
9.1212 | 54.9652 | 1
1.3895 | 48.0171 | 1
6.3867 | 21.2751 | 1
2.1431 | 31.8878 | 1
6.6452 | 26.9137 | 1
22.0567 | 20.987 | 1
11.5145 | 29.3388 | 1
8.9861 | 24.6428 | 1
4.8942 | 53.8618 | 1
14.3479 | 31.7156 | 1
6.1067 | 43.5254 | 1
9.4745 | 52.1521 | 1
0.35467 | 44.2241 | 1
12.1237 | 37.0083 | 1
6.0122 | 22.5661 | 1
3.3352 | 30.6377 | 1
13.9183 | 6.3732 | 1
9.726 | 26.9482 | 1
7.4488 | 29.1457 | 1
22.9387 | 21.9945 | 1
8.9327 | 55.0667 | 1
16.6051 | 26.2211 | 1
7.3401 | 48.3403 | 1
6.5954 | 28.9661 | 1
15.1983 | 2.9013 | 1
20.7893 | 44.5004 | 1
18.1651 | 12.7799 | 1
17.6176 | 50.2484 | 1
18.3412 | 47.0902 | 1
1.0872 | 17.2457 | 1
7.1149 | 6.8007 | 1
19.2194 | 36.936 | 1
12.8441 | 34.9517 | 1
0.99365 | 16.5511 | 1
7.8372 | 22.9237 | 1
11.359 | 30.7708 | 1
21.979 | 13.6989 | 1
1.9476 | 23.8764 | 1
18.5471 | 13.6592 | 1
4.4216 | 34.1096 | 1
2.6668 | 8.8598 | 1
6.4468 | 48.7473 | 1
0.90015 | 32.182 | 1
9.5229 | 50.2419 | 1

## project
meter.csv
meter_inf.csv
VT.csv
Vte_inf.csv
VTp_inf.csv
CT.csv
Cte_inf.csv
CTp_inf.csv
site_inf.csv
load.txt

## meter
21 | 5
1 | 0 | -0.02 | 0.07 | 2.02
2 | 60 | -0.02 | 0.14 | 2.02
2 | -36.88 | -0.03 | 0.087512 | 2.02
5 | 0 | 0.01 | 0.07 | 2.02
5 | 60 | 0.01 | 0.14 | 2.02
5 | -36.88 | 0.01 | 0.087512 | 2.02
10 | 0 | 0.01 | 0.07 | 2.01
10 | 60 | 0.02 | 0.14 | 2.01
10 | -36.88 | 0 | 0.087512 | 2.01
50 | 0 | 0.02 | 0.07 | 2.01
50 | 60 | 0.01 | 0.14 | 2.01
50 | -36.88 | 0.02 | 0.087512 | 2.01
100 | 0 | 0 | 0.07 | 2.01
100 | 60 | 0.01 | 0.14 | 2.01
100 | -36.88 | 0.01 | 0.087512 | 2.01
200 | 0 | 0.03 | 0.07 | 2.01
200 | 60 | 0.03 | 0.14 | 2.01
200 | -36.88 | 0.03 | 0.087512 | 2.01
400 | 0 | 0.01 | 0.07 | 2.01
400 | 60 | 0 | 0.14 | 2.01
400 | -36.88 | 0.01 | 0.087512 | 2.01

## meter_inf
7 | 6
Meter temperature coefficient | 0 | %/deg | 0.01 | norm | 12
Meter calibration temperature | 21 | deg | 0 | norm | 12
Meter annual drift | 0 | % | 0 | norm | 12
Meter voltage dependence | 0 | %/(%V) | 0.01 | norm | 12
Meter frequency dependence | 0 | %/(%f) | 0.025 | norm | 12
Meter field dependence | 0 | %/mT | 0 | norm | 12
Meter harmonic dependence | 0 | %/(%dist) | 0.02 | norm | 12

## CT
T | E | 1 | 2008-10-01
3 | 7
20 | -0.013333 | 0.042 | 2 | 0.10899 | 0.04596 | 2
100 | 0.03 | 0.04 | 2 | 0.058662 | 0.039561 | 2
200 | 0.056667 | 0.03 | 2 | 0.027731 | 0.029089 | 2

## CTe_inf
4 | 6
CT temperature coefficient of error | 0.0039 | /deg | 0.00039 | norm | 12
CT calibration temperature | 23 | deg | 0.1 | norm | 12
CT burden coefficient of error | 0 | - | 0 | norm | 12
CT calibration burden | 1 | ohm | 0.1 | norm | 10

## CTp_inf
2 | 6
CT temperature coefficient of phase | 0.0039 | /deg | 0.00039 | norm | 12
CT burden coefficient of phase | 0 | - | 0 | norm | 12

## site_inf
8 | 6
Site temperature | 21 | deg | 5 | norm | 12
Site voltage | 0 | % | 3 | norm | 12
Site frequency | 0 | % | 0.75 | norm | 12
Site harmonics | 0 | % | 2 | norm | 12
Site CT burden | 1 | ohm | 0.1 | norm | 12
Site VT burden | 0.000248 | S | 2.48e-05 | norm | 12
Site EM field | 0 | mT | 0 | norm | 10
Period of certification | 1 | year | 0 | norm | 50

## VT
Tx | VT5 | RITZ | 2007-04-18
5 | 7
80 | 0 | 0.001 | 2.2 | 0 | 0.00029089 | 2.3
90 | 0 | 0.001 | 2.2 | 0 | 0.00029089 | 2.3
100 | 0 | 0.001 | 2.2 | 0 | 0.00029089 | 2.3
110 | 0 | 0.001 | 2.2 | 0 | 0.00029089 | 2.3
120 | 0 | 0.001 | 2.2 | 0 | 0.00029089 | 2.3

## VTe_inf
4 | 6
VT temperature coefficient of error | 0.0039 | /deg | 0.00039 | norm | 12
VT calibration temperature | 23 | deg | 0.1 | norm | 12
VT burden coefficient of error | 0 | - | 0 | norm | 12
VT calibration burden | 0.000248 | S | 2.48e-05 | norm | 12

## VTp_inf
2 | 6
VT temperature coefficient of phase | 0.0039 | /deg | 0.00039 | norm | 12
VT burden coefficient of phase | 0 | - | 0 | norm | 12

## 1_100-30_70
0.72582 | 54.6679 | 1
78.158 | -19.7467 | 1
83.3159 | -6.3815 | 1
25.1195 | 35.0887 | 1
59.9465 | -22.0233 | 1
95.9028 | 14.0917 | 1
99.5601 | 42.3869 | 1
50.6629 | 25.3473 | 1
52.2069 | -3.7472 | 1
82.7614 | 7.2281 | 1
87.0566 | 47.6406 | 1
49.6399 | 47.7289 | 1
46.2257 | 32.6582 | 1
17.1011 | 24.7414 | 1
64.1466 | -18.3336 | 1
36.7458 | -12.3088 | 1
7.5988 | 18.4031 | 1
9.5808 | 7.2994 | 1
80.038 | 67.5814 | 1
82.1085 | -27.2743 | 1
57.2665 | 1.0007 | 1
11.8504 | -4.6048 | 1
49.9067 | 40.426 | 1
23.8824 | 63.7186 | 1
25.5352 | 28.9279 | 1
94.6599 | 38.1525 | 1
50.2648 | 57.7619 | 1
50.7739 | -3.6454 | 1
89.8828 | 0.35758 | 1
90.071 | 10.57 | 1
24.1797 | -12.5529 | 1
51.1454 | 25.8 | 1
37.9141 | 42.9886 | 1
30.9669 | 33.788 | 1
69.4368 | 24.3131 | 1
73.5222 | 38.3668 | 1
67.5091 | 43.2911 | 1
62.3102 | 4.2334 | 1
87.1981 | 9.8014 | 1
13.2211 | 0.22922 | 1
10.7066 | -8.7485 | 1
19.7896 | 15.7179 | 1
94.4975 | -15.3205 | 1
54.3377 | -20.94 | 1
19.5299 | 1.0864 | 1
95.2664 | 38.8678 | 1
15.8566 | 60.1941 | 1
26.9728 | 45.36 | 1
18.4677 | 23.1302 | 1
58.6977 | -4.0998 | 1
83.2617 | 51.4982 | 1
19.1664 | -15.4727 | 1
16.9222 | 44.0185 | 1
68.7072 | -17.1339 | 1
91.3851 | -9.5572 | 1
97.1505 | 16.5598 | 1
49.2833 | -4.7819 | 1
76.0425 | -5.9096 | 1
36.9501 | -29.5241 | 1
11.167 | 22.7682 | 1
25.4715 | 65.0136 | 1
89.6207 | -17.0099 | 1
67.6015 | 6.1743 | 1
33.0499 | -12.5893 | 1
98.7879 | -14.4489 | 1
12.5536 | -1.8294 | 1
88.7568 | 11.5585 | 1
87.6607 | 45.7406 | 1
20.0188 | -0.32656 | 1
38.9583 | -16.9534 | 1
81.1758 | 2.3785 | 1
97.9746 | -14.0997 | 1
6.2327 | 3.5484 | 1
50.4366 | 8.3005 | 1
100.954 | 31.7461 | 1
71.5942 | 33.1069 | 1
26.3843 | 23.3814 | 1
34.2651 | 48.7349 | 1
10.8543 | 29.3963 | 1
7.8417 | 8.2902 | 1
98.2622 | 42.3928 | 1
63.291 | 21.1226 | 1
7.0501 | 69.2756 | 1
92.8024 | 0.40588 | 1
32.4953 | 2.2872 | 1
58.039 | -23.7449 | 1
31.2076 | 67.028 | 1
77.3522 | 68.6394 | 1
78.8697 | 59.1887 | 1
48.5266 | 16.8598 | 1
11.4353 | -28.6369 | 1
2.6758 | 12.2441 | 1
68.3309 | 67.0323 | 1
86.1423 | 66.9836 | 1
25.1294 | 45.9456 | 1
69.4761 | 67.5921 | 1
29.2217 | 43.1513 | 1
88.0439 | -19.2378 | 1
44.6177 | 67.253 | 1
73.2174 | 41.2368 | 1
63.7132 | 9.6333 | 1
29.9486 | 37.2214 | 1
47.4575 | 13.2255 | 1
71.7201 | -14.5522 | 1
52.7725 | 61.2157 | 1
41.2572 | 21.6057 | 1
70.3417 | -4.4226 | 1
28.3283 | 33.0832 | 1
13.0658 | -8.1917 | 1
87.9516 | 60.6094 | 1
58.5982 | -14.6149 | 1
53.5937 | -20.5162 | 1
72.4352 | 13.5046 | 1
48.2632 | 38.5501 | 1
5.5572 | -1.7331 | 1
13.5403 | 14.0005 | 1
61.3232 | 0.9529 | 1
5.1126 | -14.0694 | 1
33.6692 | -13.8269 | 1
44.6146 | 43.3888 | 1
76.2716 | -20.1654 | 1
0.0056952 | 34.1649 | 1
7.3748 | 5.4954 | 1
85.5832 | -14.6077 | 1
6.4705 | 31.145 | 1
41.5646 | 18.6809 | 1
62.7571 | 43.6331 | 1
61.7001 | 68.9023 | 1
19.7848 | 36.1604 | 1
90.0077 | 10.7801 | 1
48.892 | 20.7997 | 1
64.3417 | -18.8128 | 1
24.1733 | 42.7365 | 1
39.3545 | 34.2493 | 1
2.971 | 64.9328 | 1
7.2815 | 51.8366 | 1
6.7135 | 69.8685 | 1
99.1524 | 59.4886 | 1
18.9403 | -6.4978 | 1
74.0767 | 46.1763 | 1
99.2174 | -4.2183 | 1
94.4689 | 4.6291 | 1
17.1022 | 48.4421 | 1
24.4096 | 39.6663 | 1
77.0716 | 36.7914 | 1
4.29 | 9.5828 | 1
80.3353 | 30.5825 | 1
1.4139 | 54.6501 | 1
75.989 | 10.7576 | 1
94.3976 | -5.815 | 1
28.1581 | 64.144 | 1
40.8048 | -19.8056 | 1
29.2755 | 69.1317 | 1
69.2581 | -3.2793 | 1
5.6546 | 66.4879 | 1
74.1008 | 4.4264 | 1
51.9667 | -18.0185 | 1
97.0892 | 2.4561 | 1
19.4155 | -27.3796 | 1
14.7242 | 50.4124 | 1
8.4214 | -0.82831 | 1
4.3507 | 1.7107 | 1
43.8394 | 63.3266 | 1
37.7592 | 36.9473 | 1
73.7778 | 64.426 | 1
12.8769 | 60.0407 | 1
63.529 | 66.5234 | 1
93.6362 | 54.5459 | 1
64.7809 | 4.6159 | 1
67.6561 | -25.0682 | 1
88.0808 | 28.9482 | 1
10.964 | -17.7175 | 1
22.8983 | 57.8887 | 1
30.0975 | -24.3364 | 1
21.3446 | 69.1803 | 1
16.4843 | 7.4509 | 1
99.7155 | 42.7665 | 1
96.4774 | -16.3089 | 1
55.9306 | -12.4976 | 1
64.1253 | 30.2602 | 1
28.7221 | -27.475 | 1
90.1414 | 6.9882 | 1
69.6591 | 65.1676 | 1
12.6248 | 3.5138 | 1
12.6512 | 28.3623 | 1
3.1089 | -17.0046 | 1
39.0824 | 0.82067 | 1
99.3374 | -5.96 | 1
100.5237 | 47.0224 | 1
83.9641 | 50.8113 | 1
18.908 | 16.4581 | 1
0.23053 | 33.4645 | 1
4.6944 | -17.392 | 1
30.7386 | -7.5923 | 1
63.9098 | 64.1281 | 1
44.9181 | 29.8666 | 1
11.9142 | 52.4113 | 1
3.5013 | -1.4755 | 1
20.1549 | -20.3144 | 1
91.7322 | -23.5165 | 1
75.3644 | 33.2989 | 1
18.5404 | 61.535 | 1
40.049 | 63.9587 | 1
54.7244 | 66.8243 | 1
29.1669 | 68.752 | 1
3.3401 | -7.4756 | 1
3.8568 | 40.8907 | 1
67.4777 | -21.1119 | 1
88.9569 | 18.0482 | 1
65.0961 | 65.0708 | 1
58.9004 | 48.9117 | 1
85.7923 | 5.7112 | 1
7.2118 | 46.9714 | 1
1.7314 | 68.5273 | 1
57.3009 | 8.193 | 1
42.4634 | 2.8887 | 1
96.5998 | -6.8848 | 1
45.0058 | 11.0303 | 1
88.6827 | -19.3919 | 1
43.745 | 6.0697 | 1
4.4505 | 69.6968 | 1
67.2034 | -24.3261 | 1
89.0028 | 5.1648 | 1
19.0735 | 0.48427 | 1
73.8578 | 22.7697 | 1
5.267 | 28.1194 | 1
39.6267 | 57.1344 | 1
38.6671 | 20.9565 | 1
93.4934 | 23.8515 | 1
60.2802 | 17.983 | 1
66.23 | 50.4098 | 1
49.2972 | 53.1502 | 1
4.2992 | 49.6891 | 1
24.6792 | -2.9181 | 1
98.2272 | 64.4526 | 1
75.652 | -28.1206 | 1
77.2137 | 50.6667 | 1
7.3723 | 47.8112 | 1
77.8164 | 9.6655 | 1
76.9205 | 58.5053 | 1
63.6335 | -16.7482 | 1
23.5053 | 62.3089 | 1
19.5189 | 18.8584 | 1
80.684 | -10.0278 | 1
51.7452 | 58.8687 | 1
65.1045 | 65.3691 | 1
14.9094 | -22.5353 | 1
36.7462 | 56.0786 | 1
85.6615 | 30.8649 | 1
88.4848 | -2.9024 | 1
95.0889 | 28.1853 | 1
76.1842 | -27.7087 | 1
80.4672 | 52.7938 | 1
85.5497 | -25.0057 | 1
44.6473 | -26.968 | 1
97.4618 | 16.2114 | 1
79.2835 | -6.7065 | 1
60.452 | -20.0069 | 1
12.4088 | 1.9238 | 1
22.5218 | 34.4064 | 1
75.5786 | 63.2804 | 1
1.4061 | 27.3923 | 1
32.7224 | -26.5628 | 1
67.3136 | 63.3977 | 1
17.741 | 10.5976 | 1
52.2399 | 38.386 | 1
100.0146 | 19.6862 | 1
31.6176 | 3.8914 | 1
67.8378 | 66.7011 | 1
4.0033 | -19.3119 | 1
100.5128 | 24.5358 | 1
77.3686 | 11.9152 | 1
31.3011 | 64.2387 | 1
65.8931 | 51.7863 | 1
61.367 | 56.2774 | 1
57.9268 | 25.7163 | 1
53.0008 | 59.6639 | 1
50.4961 | 25.3402 | 1
83.3765 | -28.0689 | 1
82.8059 | 49.2608 | 1
98.9324 | -28.1396 | 1
64.517 | 57.3747 | 1
18.7185 | 41.9461 | 1
70.4891 | 7.6813 | 1
85.9291 | 41.8348 | 1
50.151 | -19.9625 | 1
72.1106 | 42.7304 | 1
94.7959 | 65.8579 | 1
34.9551 | -14.6302 | 1
65.3498 | 51.1045 | 1
22.9049 | 18.1961 | 1
78.3554 | 46.0204 | 1
13.6563 | -1.1478 | 1
51.8646 | 52.112 | 1
92.0172 | -1.6997 | 1
48.3816 | 56.3131 | 1
80.7921 | -9.8359 | 1
31.6175 | -5.5473 | 1
27.2426 | -13.5 | 1
61.7052 | 56.9027 | 1
56.7916 | -29.3435 | 1
49.3018 | 63.6587 | 1
51.8238 | 33.118 | 1
30.7101 | 15.5036 | 1
78.6985 | 28.3629 | 1
81.7591 | -16.344 | 1
34.4917 | 58.3395 | 1
79.1222 | -4.4884 | 1
67.4353 | 2.2319 | 1
68.019 | -19.0184 | 1
66.3079 | 32.1348 | 1
23.4697 | 54.0937 | 1
74.7043 | 20.8384 | 1
100.608 | 50.0844 | 1
97.6257 | -24.3843 | 1
84.6753 | -1.0659 | 1
11.4138 | -5.5996 | 1
59.8249 | -9.1834 | 1
60.8218 | 5.3073 | 1
9.148 | 3.7413 | 1
34.8442 | 47.56 | 1
75.8765 | 63.6085 | 1
46.3849 | -16.019 | 1
79.3211 | -28.1882 | 1
19.5253 | -9.8068 | 1
18.2588 | 29.1089 | 1
18.7597 | 4.7031 | 1
58.3984 | -14.0396 | 1
3.2187 | -15.8306 | 1
28.5562 | -7.8963 | 1
70.6383 | 4.2357 | 1
66.5692 | 62.026 | 1
92.537 | 7.8016 | 1
23.6256 | -24.8897 | 1
47.761 | 8.6476 | 1
5.8203 | -26.1934 | 1
2.5453 | 35.2736 | 1
63.066 | -0.5976 | 1
73.9599 | 57.6663 | 1
0.089174 | -5.7179 | 1
19.1552 | -14.4048 | 1
99.3797 | -16.2801 | 1
68.0781 | -18.037 | 1
55.6603 | 60.4758 | 1
21.4819 | -13.0025 | 1
88.9302 | 67.7004 | 1
26.6451 | -5.2825 | 1
41.6048 | 19.5386 | 1
40.342 | -11.6633 | 1
61.6669 | 49.9111 | 1
21.9888 | -15.4968 | 1
15.8177 | 57.4534 | 1
86.9998 | -18.5389 | 1
62.2234 | -11.6934 | 1
77.2656 | -7.1723 | 1
21.4569 | 27.3208 | 1
93.4117 | -22.9232 | 1
34.666 | 52.6556 | 1
33.0592 | 8.4047 | 1
7.0441 | 17.6492 | 1
15.8703 | 3.7175 | 1
70.9956 | -2.7088 | 1
48.1487 | 16.7826 | 1
62.9353 | -6.009 | 1
98.0899 | 17.632 | 1
70.1167 | 51.9144 | 1
16.4277 | -8.1784 | 1
41.7921 | -20.0536 | 1
40.0006 | 39.5882 | 1
87.5171 | -6.0346 | 1
38.0173 | -7.3565 | 1
56.8513 | 7.9763 | 1
48.2175 | 5.161 | 1
0.036144 | 63.5174 | 1
21.6572 | 64.7902 | 1
43.7779 | -0.78466 | 1
20.2978 | 10.4123 | 1
19.3312 | -21.6399 | 1
58.5227 | -14.5203 | 1
42.0321 | 65.1778 | 1
1.1326 | 27.1267 | 1
0.28289 | 67.4952 | 1
55.0881 | -21.9218 | 1
13.3018 | -18.3175 | 1
78.0092 | 55.2486 | 1
36.8552 | 36.6898 | 1
52.5024 | -23.2684 | 1
30.2391 | 17.053 | 1
7.3386 | 7.2751 | 1
20.1947 | -2.8197 | 1
8.1074 | 31.0165 | 1
83.4902 | 29.7735 | 1
28.8785 | -16.7619 | 1
97.4207 | 19.3108 | 1
92.4947 | 67.6619 | 1
45.3347 | 51.3037 | 1
89.9387 | -25.7766 | 1
19.9152 | 34.2871 | 1
77.0332 | -10.9329 | 1
77.8855 | -29.6463 | 1
19.6485 | 57.6671 | 1
27.3565 | 37.1328 | 1
45.2826 | 23.6786 | 1
1.3806 | 17.2007 | 1
8.8049 | -0.60739 | 1
58.8306 | -19.7913 | 1
31.8962 | -25.1929 | 1
59.8772 | -18.4857 | 1
82.4145 | 52.2436 | 1
29.3175 | 33.5231 | 1
54.1358 | 7.4516 | 1
58.7592 | 29.3875 | 1
61.2735 | -15.0815 | 1
68.5515 | 9.5401 | 1
85.6492 | -26.2219 | 1
13.3286 | 1.333 | 1
50.1976 | 51.7739 | 1
60.3649 | 3.9343 | 1
92.8963 | 21.4073 | 1
2.1309 | 3.7504 | 1
38.5847 | 20.2136 | 1
67.6572 | 32.3458 | 1
34.9095 | 14.2608 | 1
13.8459 | 24.8194 | 1
82.8288 | 39.4564 | 1
31.3067 | 10.3843 | 1
48.6482 | 58.1716 | 1
80.1171 | -8.8775 | 1
62.0416 | 13.8114 | 1
37.6083 | 13.5912 | 1
99.7588 | -13.0852 | 1
33.4208 | -18.6423 | 1
11.4307 | 22.7321 | 1
4.0874 | 22.4082 | 1
24.2268 | 4.1634 | 1
40.9598 | 50.9343 | 1
41.2528 | 33.2622 | 1
96.1465 | 50.9985 | 1
79.0506 | 58.677 | 1
78.2113 | 26.7386 | 1
54.9745 | 8.2959 | 1
41.34 | 45.0976 | 1
93.2893 | 52.6379 | 1
76.4566 | -13.775 | 1
2.6847 | 9.9085 | 1
41.4477 | -3.3427 | 1
1.2035 | 65.0225 | 1
27.536 | -22.6392 | 1
24.8081 | 25.6243 | 1
34.9926 | -14.8612 | 1
3.1253 | -15.2408 | 1
98.1338 | 61.0471 | 1
18.9778 | -1.9493 | 1
38.4249 | -8.7122 | 1
83.676 | 8.3812 | 1
65.8504 | -11.6471 | 1
2.4152 | 66.8371 | 1
89.9835 | 46.2455 | 1
51.9553 | -11.075 | 1
49.0727 | 14.9447 | 1
6.3494 | -7.1591 | 1
97.5391 | 45.2214 | 1
80.0212 | -16.1938 | 1
72.9781 | 54.3857 | 1
38.0756 | -7.9553 | 1
61.8335 | 57.4528 | 1
47.2874 | 8.3729 | 1
7.6949 | -18.2609 | 1
10.582 | 66.3477 | 1
0.58242 | -24.2566 | 1
72.4102 | 18.5838 | 1
3.7801 | -10.4283 | 1
57.1836 | 69.5277 | 1
54.7606 | -10.8855 | 1
66.9046 | -19.8678 | 1
73.9566 | -2.4256 | 1
15.8379 | 47.8879 | 1
59.9921 | -16.0837 | 1
64.1528 | 11.6656 | 1
52.4921 | 55.5803 | 1
88.9476 | 40.0149 | 1
84.5666 | 27.307 | 1
99.2174 | 58.9049 | 1
53.735 | -5.3353 | 1
95.397 | 41.0266 | 1
6.7657 | 37.7272 | 1
59.806 | 26.9345 | 1
33.2323 | 59.8144 | 1
65.9573 | -12.5216 | 1
1.7787 | 29.7718 | 1
93.7072 | 27.839 | 1
86.1114 | 54.3462 | 1
50.0136 | -17.855 | 1
99.0289 | 58.4591 | 1
16.2754 | 44.1004 | 1
52.0705 | 62.556 | 1
81.0379 | 35.8888 | 1
58.7795 | 21.2907 | 1
100.6691 | 2.3989 | 1
24.6601 | 12.6588 | 1
22.7664 | -22.6942 | 1
72.7931 | 58.4582 | 1
24.4885 | 19.4538 | 1
18.6995 | 32.9254 | 1
96.7065 | 54.3892 | 1
82.8441 | 53.105 | 1
68.6791 | 42.7452 | 1
22.8729 | 37.0637 | 1
2.069 | -7.7933 | 1
35.545 | 43.081 | 1
91.3699 | 21.0045 | 1
47.805 | 44.626 | 1
100.9044 | 19.3077 | 1
42.2155 | -23.9733 | 1
35.4647 | 21.4959 | 1
32.6754 | 23.1299 | 1
79.1827 | 17.7469 | 1
33.9348 | 20.7259 | 1
20.7898 | 63.7106 | 1
52.1831 | 23.7808 | 1
83.0373 | 4.4732 | 1
9.8281 | 54.9978 | 1
1.2542 | 45.2829 | 1
88.2383 | -15.0093 | 1
61.6983 | -14.7313 | 1
88.5712 | 21.7288 | 1
23.8973 | 53.571 | 1
55.6705 | 62.4465 | 1
23.4075 | 4.2458 | 1
53.7701 | 5.1798 | 1
66.7288 | -10.406 | 1
52.6828 | 36.3534 | 1
40.2911 | -10.5246 | 1
58.5129 | 39.4261 | 1
85.4203 | 3.0787 | 1
32.5643 | 3.2125 | 1
23.8945 | 53.0892 | 1
73.7662 | 59.8612 | 1
92.1488 | -14.3551 | 1
20.0716 | 27.58 | 1
19.5384 | 64.5995 | 1
2.2516 | 39.0776 | 1
46.8536 | 10.9245 | 1
74.1981 | -1.5501 | 1
3.4259 | 14.922 | 1
40.2404 | 52.0224 | 1
61.5363 | 17.476 | 1
60.7809 | 63.4757 | 1
84.2538 | 11.3236 | 1
89.5754 | 59.6957 | 1
66.3079 | 16.268 | 1
12.3186 | -1.46 | 1
22.7968 | 43.0142 | 1
10.1005 | -10.6587 | 1
44.6881 | 47.8581 | 1
84.9285 | 6.376 | 1
95.6243 | 0.13015 | 1
98.6898 | -11.4752 | 1
65.3614 | 29.7004 | 1
48.3136 | 47.2445 | 1
31.4734 | 65.5611 | 1
50.0983 | 69.0291 | 1
31.2143 | 54.4763 | 1
22.7172 | -28.4767 | 1
9.4633 | -17.823 | 1
67.7531 | 36.7689 | 1
26.2064 | -1.7595 | 1
59.1273 | 24.3714 | 1
42.8887 | -14.3103 | 1
11.3771 | -13.7227 | 1
66.6263 | 57.2366 | 1
90.2828 | 45.1064 | 1
12.4697 | 37.5842 | 1
91.3598 | 1.9658 | 1
56.9291 | 59.3163 | 1
4.175 | 45.1156 | 1
88.4467 | 10.4705 | 1
67.6942 | -5.5811 | 1
17.8927 | 6.607 | 1
22.3013 | -29.2721 | 1
75.8174 | 34.7283 | 1
48.5863 | 37.3596 | 1
38.8782 | -23.5814 | 1
51.0856 | 53.9575 | 1
49.8147 | 55.3341 | 1
3.748 | -20.0592 | 1
97.6371 | 6.7511 | 1
13.9691 | 55.9845 | 1
17.9066 | 49.5013 | 1
73.5559 | 61.8593 | 1
2.0264 | 39.649 | 1
80.804 | -18.1646 | 1
73.6433 | -19.0139 | 1
96.328 | 63.9456 | 1
42.7579 | 16.7813 | 1
88.784 | 55.2794 | 1
2.717 | 6.0021 | 1
61.2495 | 18.7146 | 1
50.8794 | 42.0851 | 1
100.9134 | 32.5366 | 1
26.2512 | 47.3933 | 1
0.32162 | 9.266 | 1
83.2969 | 56.9654 | 1
39.2487 | -14.052 | 1
96.5111 | 65.9244 | 1
25.2797 | 65.8279 | 1
38.9796 | 69.4797 | 1
6.8918 | -21.5584 | 1
47.2528 | 53.0161 | 1
9.1225 | 45.3044 | 1
54.3146 | 37.816 | 1
38.5195 | -20.3132 | 1
78.7681 | 36.6918 | 1
100.9761 | 29.1191 | 1
9.3039 | 63.1678 | 1
24.0152 | 17.6744 | 1
59.1373 | -19.7572 | 1
81.2963 | 32.0834 | 1
56.1609 | 1.0918 | 1
63.2772 | -6.9071 | 1
74.764 | 32.9324 | 1
26.5372 | -8.3467 | 1
95.7762 | 25.7883 | 1
13.6177 | 26.9213 | 1
27.8291 | -14.3857 | 1
32.6407 | 23.903 | 1
36.2388 | 15.7977 | 1
57.3632 | 59.2104 | 1
64.1407 | 28.7768 | 1
71.2696 | 0.89916 | 1
39.6045 | -7.5706 | 1
65.8697 | -19.8996 | 1
68.9841 | 11.7169 | 1
25.2074 | -27.8174 | 1
15.7939 | 48.124 | 1
55.2158 | 12.7849 | 1
21.9036 | 58.6587 | 1
47.975 | 66.3124 | 1
72.7734 | -0.49606 | 1
38.9653 | 3.6332 | 1
45.9071 | 23.7418 | 1
11.1243 | 58.5002 | 1
33.7454 | 4.2281 | 1
97.1598 | 67.5929 | 1
84.4383 | 4.2483 | 1
5.333 | 58.4451 | 1
45.7958 | 3.5746 | 1
93.2049 | -8.1992 | 1
77.0142 | 41.3381 | 1
87.9225 | 3.5062 | 1
22.8626 | 36.4263 | 1
59.298 | -12.6495 | 1
44.3426 | 24.2169 | 1
21.0458 | -26.8767 | 1
78.5106 | 53.8154 | 1
73.2519 | 46.6662 | 1
77.0328 | 69.4985 | 1
88.5941 | -19.9703 | 1
94.9489 | -24.6045 | 1
11.5545 | 13.5049 | 1
33.6051 | 52.7313 | 1
33.7332 | 15.4336 | 1
87.0446 | 22.3534 | 1
92.2192 | 2.0939 | 1
29.4995 | 8.5587 | 1
49.625 | 20.2575 | 1
21.5545 | 22.1279 | 1
38.3291 | 68.4576 | 1
37.969 | 19.1633 | 1
23.5932 | 20.0026 | 1
94.917 | 49.8998 | 1
14.5046 | 40.7468 | 1
68.495 | 22.4763 | 1
37.1621 | 13.8634 | 1
24.6852 | 7.1098 | 1
79.1494 | 7.7229 | 1
78.8074 | -17.6652 | 1
1.1053 | -12.266 | 1
10.6843 | 62.2269 | 1
14.7753 | 1.3276 | 1
9.5848 | 20.3743 | 1
8.6341 | 17.0108 | 1
20.0983 | 63.6545 | 1
50.1294 | 9.1716 | 1
94.5253 | 45.9195 | 1
74.1726 | -7.2033 | 1
24.7582 | 58.0917 | 1
59.7804 | 16.2747 | 1
34.4874 | -20.1489 | 1
88.6351 | -11.3637 | 1
7.9719 | -13.5487 | 1
83.9614 | 4.1381 | 1
39.613 | 30.1011 | 1
45.0706 | -3.4785 | 1
80.7344 | 1.194 | 1
73.7166 | -1.7179 | 1
14.6113 | 24.3136 | 1
42.7766 | 65.9355 | 1
72.8627 | -14.7065 | 1
37.5734 | -8.4698 | 1
0.61958 | 66.7555 | 1
95.4448 | -25.7902 | 1
73.1834 | 20.9114 | 1
59.9019 | 27.3971 | 1
52.4958 | 2.1124 | 1
27.8569 | -22.047 | 1
37.5808 | 36.6093 | 1
22.8224 | 6.6243 | 1
82.401 | 47.7252 | 1
30.2419 | 69.8975 | 1
19.029 | 32.5965 | 1
36.6707 | 36.9898 | 1
16.1041 | 66.342 | 1
46.2222 | 30.0721 | 1
72.4757 | 42.5478 | 1
12.9476 | -1.6767 | 1
96.8842 | 64.1048 | 1
19.5715 | -16.824 | 1
10.648 | -15.6296 | 1
4.0062 | -28.0369 | 1
77.9208 | 69.1711 | 1
44.6299 | 50.2599 | 1
57.3779 | -24.1881 | 1
18.6528 | 58.0761 | 1
77.3327 | -5.6598 | 1
56.0129 | -1.8174 | 1
74.5865 | -7.5209 | 1
19.8884 | 9.8061 | 1
68.0794 | 5.1554 | 1
44.4375 | 57.1547 | 1
55.5699 | 39.1152 | 1
51.9931 | 56.5513 | 1
53.2211 | 62.7108 | 1
50.5856 | 44.9827 | 1
42.8332 | 51.4694 | 1
2.319 | 57.974 | 1
82.819 | 55.2809 | 1
71.2212 | 45.6736 | 1
20.0322 | 66.6455 | 1
58.9263 | 37.1343 | 1
68.7928 | 28.3506 | 1
23.585 | 41.7463 | 1
82.3054 | -5.2836 | 1
52.366 | 61.0538 | 1
16.515 | 43.3519 | 1
90.5193 | 13.7325 | 1
69.4909 | -12.5237 | 1
89.49 | -14.3867 | 1
77.2196 | -15.0238 | 1
20.4641 | -10.6321 | 1
47.4867 | 59.7368 | 1
8.84 | -23.4426 | 1
4.771 | -5.0404 | 1
6.9667 | -19.3798 | 1
45.9725 | 29.5835 | 1
69.5565 | 40.0667 | 1
96.8844 | 51.9573 | 1
77.555 | 2.5668 | 1
84.9929 | 68.9918 | 1
48.1877 | 40.1068 | 1
87.3026 | -28.8281 | 1
44.4312 | 7.2796 | 1
50.0513 | -2.3439 | 1
56.6006 | -9.3562 | 1
41.0837 | 28.5183 | 1
6.4969 | -1.8273 | 1
22.7165 | 21.1453 | 1
28.006 | -18.7871 | 1
48.4305 | 11.3335 | 1
69.1651 | 18.5007 | 1
7.4072 | -7.2882 | 1
32.631 | -12.9731 | 1
54.2492 | -29.3708 | 1
98.2939 | -21.1456 | 1
23.1371 | -7.5779 | 1
60.5595 | 48.3661 | 1
41.8555 | 55.8027 | 1
59.541 | 10.1474 | 1
93.9143 | 40.1118 | 1
73.8764 | -4.0307 | 1
51.0615 | 63.2999 | 1
74.0468 | -3.0514 | 1
29.1632 | 61.2674 | 1
17.7432 | 25.0255 | 1
1.6565 | 21.4008 | 1
69.1134 | 27.418 | 1
17.0097 | -6.2982 | 1
87.1363 | 6.0648 | 1
24.6278 | -16.7949 | 1
18.8559 | 4.0859 | 1
93.6337 | -23.9452 | 1
20.7549 | 49.7405 | 1
28.7357 | 3.4896 | 1
77.1063 | 25.3914 | 1
15.18 | 5.6368 | 1
22.6245 | -8.2259 | 1
100.0905 | 62.1493 | 1
23.3011 | -10.0806 | 1
77.1457 | -16.211 | 1
57.5039 | 24.8379 | 1
76.858 | 40.653 | 1
66.3202 | -29.2081 | 1
89.2505 | 25.2858 | 1
12.7051 | 33.2777 | 1
48.0849 | 37.6347 | 1
16.3017 | -16.9555 | 1
58.7899 | 19.9498 | 1
83.4765 | 12.1008 | 1
64.9192 | 48.5464 | 1
100.9933 | -24.0011 | 1
58.8648 | -29.5536 | 1
58.9281 | 29.0195 | 1
53.0136 | 31.9908 | 1
42.6027 | 27.3907 | 1
36.5091 | -16.6007 | 1
68.2813 | 2.6989 | 1
96.4563 | 21.1898 | 1
34.837 | -8.3427 | 1
11.6117 | 28.8031 | 1
81.1217 | 24.5171 | 1
27.8758 | -12.949 | 1
44.5515 | -5.7894 | 1
10.5853 | 35.4651 | 1
78.4631 | -14.1682 | 1
80.9688 | 54.0029 | 1
78.4475 | 1.6373 | 1
25.1997 | 63.0661 | 1
45.2469 | -0.81966 | 1
70.6252 | 31.5459 | 1
36.6312 | -18.426 | 1
62.4963 | -3.0574 | 1
69.6931 | 50.1709 | 1
13.2622 | 32.2574 | 1
2.0283 | 54.6231 | 1
75.2254 | 50.485 | 1
87.026 | 3.4072 | 1
54.9897 | 63.9865 | 1
42.7049 | 56.0429 | 1
45.6371 | 62.319 | 1
6.5298 | -27.8418 | 1
98.7377 | -24.5572 | 1
0.7242 | 14.4385 | 1
72.4452 | 57.1887 | 1
19.7343 | 17.0669 | 1
32.086 | 29.1221 | 1
32.7845 | -2.6344 | 1
35.6486 | 25.3136 | 1
5.5845 | 43.8583 | 1
17.8105 | 32.2609 | 1
29.678 | -3.6763 | 1
69.0641 | 45.0079 | 1
82.953 | -6.9785 | 1
91.4022 | 41.0453 | 1
84.2988 | -6.6047 | 1
27.8655 | 20.496 | 1
73.514 | -3.2654 | 1
79.8479 | 42.4599 | 1
69.4112 | -2.961 | 1
90.8298 | -22.6007 | 1
8.1984 | 57.3946 | 1
95.3538 | 42.9476 | 1
43.307 | 44.1996 | 1
45.5883 | 16.1928 | 1
23.5878 | 5.7764 | 1
73.1038 | 20.4904 | 1
32.8694 | 21.2206 | 1
40.6673 | 25.4116 | 1
100.4257 | 25.1783 | 1
100.3113 | -8.6702 | 1
33.4201 | 19.4424 | 1
83.7759 | 25.3092 | 1
60.0896 | 24.4861 | 1
74.5542 | 52.4719 | 1
80.168 | -0.79868 | 1
100.0886 | 32.8717 | 1
50.9112 | 44.8569 | 1
85.1964 | 65.6183 | 1
54.792 | 36.3323 | 1
97.5128 | 32.4155 | 1
25.7568 | 49.3085 | 1
49.3597 | -21.5177 | 1
60.7351 | 65.7681 | 1
72.4544 | 29.9702 | 1
26.8558 | 37.3993 | 1
14.482 | -29.3228 | 1
50.1477 | 21.0262 | 1
30.8454 | -9.0011 | 1
69.06 | 27.957 | 1
72.812 | -15.548 | 1
46.1751 | 18.9292 | 1
19.0077 | 50.261 | 1
70.5033 | 56.7092 | 1
34.4105 | -16.0013 | 1
46.8087 | 45.7357 | 1
80.1637 | 30.575 | 1
15.5681 | 23.5572 | 1
88.282 | 12.9215 | 1
23.9637 | 10.3308 | 1
35.3741 | 3.3408 | 1
71.2147 | -25.8376 | 1
4.2503 | 19.3917 | 1
3.5233 | 39.2686 | 1
70.3416 | -15.5112 | 1
78.3443 | 24.0957 | 1
13.4427 | 36.94 | 1
29.979 | 68.9255 | 1
44.0119 | 64.8196 | 1
17.8007 | 65.2648 | 1
98.2963 | -25.3404 | 1
37.4867 | 14.5413 | 1
72.4865 | 54.4918 | 1
63.9756 | 48.4398 | 1
63.6631 | 7.1294 | 1
89.6418 | 45.085 | 1
88.8618 | 52.1012 | 1
41.7008 | -10.991 | 1
32.9117 | 45.1612 | 1
89.4483 | 65.3315 | 1
36.9302 | 64.4307 | 1
25.6774 | 40.3865 | 1
3.1022 | 29.7916 | 1
16.1032 | 13.3786 | 1
38.4703 | 17.7177 | 1
12.7365 | 38.3017 | 1
10.0256 | 52.8545 | 1
36.5758 | 66.9277 | 1
37.4305 | -24.8918 | 1
84.6658 | -22.7969 | 1
21.7335 | -9.9006 | 1
66.3691 | -1.052 | 1
24.4006 | -4.0719 | 1
52.1475 | 0.42439 | 1
31.7352 | 7.2283 | 1
98.0249 | 23.7378 | 1
66.7827 | 8.8424 | 1
32.5954 | 36.9709 | 1
39.5155 | 64.9218 | 1
3.2189 | 59.2289 | 1
70.2175 | 27.6376 | 1
78.8555 | 68.8543 | 1
49.6094 | 25.8337 | 1
72.9433 | 59.769 | 1
94.8093 | 18.5951 | 1
11.4058 | -29.3996 | 1
75.3961 | 64.3926 | 1
66.1924 | -26.0622 | 1
56.6749 | -14.9729 | 1
88.2069 | -22.812 | 1
18.3646 | 64.3248 | 1
70.5578 | 65.172 | 1
37.8671 | 63.6569 | 1
41.2714 | 40.9763 | 1
96.1453 | 69.7738 | 1
54.4713 | 66.5733 | 1
99.4835 | 40.7061 | 1
82.3128 | 31.4176 | 1
27.4354 | 15.1531 | 1
86.4014 | 27.6757 | 1
49.5697 | 54.7005 | 1
97.7492 | 36.291 | 1
51.9202 | -5.9187 | 1
63.7294 | 37.8578 | 1
49.684 | 32.0773 | 1
67.5742 | 31.4213 | 1
63.6582 | 41.8203 | 1
58.8692 | 38.5711 | 1
58.1138 | 25.6445 | 1
91.8835 | 29.7866 | 1
99.8265 | 23.292 | 1
14.8399 | 24.3134 | 1
10.1748 | 38.3722 | 1
89.8485 | 7.6713 | 1
7.4899 | 37.1806 | 1
15.1835 | -12.8184 | 1
51.9192 | -9.001 | 1
80.4958 | 15.9269 | 1
60.6359 | 34.6353 | 1
12.8011 | -20.1756 | 1
95.7741 | -18.6572 | 1
60.3618 | 36.5567 | 1
46.2973 | 26.5808 | 1
38.1009 | 1.1767 | 1
12.9023 | 57.0584 | 1
29.2414 | 6.6544 | 1
6.4413 | -18.124 | 1
75.6518 | 11.1599 | 1
68.4865 | 41.8537 | 1
28.8082 | 17.006 | 1
2.7237 | 67.4114 | 1
81.7786 | -29.5841 | 1
72.7903 | -24.7038 | 1
70.4692 | 28.1182 | 1
88.6953 | 21.2123 | 1
44.8883 | 57.1642 | 1
75.7134 | 22.1735 | 1
85.6655 | -8.6045 | 1
36.2206 | 34.2786 | 1
41.5072 | -27.1917 | 1
99.1824 | -24.5774 | 1
38.5228 | -10.2185 | 1
68.2544 | 13.4161 | 1
19.6616 | 35.415 | 1
53.6857 | -25.8676 | 1
79.5485 | -22.8953 | 1
87.8626 | 64.3307 | 1
1.7579 | -12.8113 | 1
29.2134 | 46.0084 | 1
32.314 | 22.8358 | 1
68.1801 | 31.4183 | 1
26.3242 | -5.3167 | 1
14.1782 | 59.1544 | 1
28.8953 | 30.8507 | 1
25.6133 | 16.069 | 1
84.3494 | 62.0031 | 1
53.6353 | 38.7176 | 1
60.5671 | 3.5648 | 1
94.7473 | 14.0801 | 1
40.691 | 34.4238 | 1
51.4748 | -17.0679 | 1
52.2553 | 59.7015 | 1
88.5172 | -11.1 | 1
56.2776 | -16.504 | 1
44.706 | -19.1039 | 1
90.2298 | 65.3863 | 1
25.074 | -23.7804 | 1
7.2613 | -5.251 | 1
76.574 | 52.4424 | 1
23.0017 | 19.5508 | 1
73.5035 | -29.5662 | 1
81.4555 | 5.2184 | 1
66.5354 | 44.8715 | 1
66.3243 | 24.3918 | 1
81.4558 | 26.7253 | 1
49.4059 | 54.8208 | 1
12.8869 | -10.9515 | 1
23.1713 | 27.7346 | 1
13.6395 | 46.6725 | 1
72.0989 | 28.7838 | 1
78.6885 | -13.2619 | 1
49.1148 | 50.5754 | 1
21.4197 | 63.9589 | 1
8.153 | -9.5189 | 1
42.0003 | 48.796 | 1
30.3606 | 15.3153 | 1
2.6615 | -21.8732 | 1
70.7595 | 19.0042 | 1
11.977 | 33.6992 | 1
27.7414 | 61.3514 | 1
43.665 | 57.5054 | 1
29.5962 | 60.262 | 1
27.0695 | 20.6319 | 1
93.5598 | 48.2028 | 1
11.5308 | 29.8196 | 1
70.0645 | 13.3445 | 1
60.4698 | 38.469 | 1
0.08277 | 8.0044 | 1
92.6594 | 11.38 | 1
56.2342 | 39.8906 | 1
61.8327 | 49.2457 | 1
44.6813 | 33.1971 | 1
76.6599 | -24.7751 | 1
96.7695 | -22.5168 | 1
37.761 | 61.7217 | 1
50.9279 | -26.2448 | 1
34.7026 | 66.5076 | 1
63.783 | 20.414 | 1
41.5644 | 23.531 | 1
27.3014 | 24.7383 | 1
66.6642 | 8.3892 | 1
92.4349 | -22.3448 | 1
94.6901 | 64.9955 | 1
43.5864 | 60.7823 | 1
16.0265 | 44.1642 | 1
93.2453 | -19.7141 | 1
34.4442 | 43.7546 | 1
55.1996 | 69.4154 | 1
44.8303 | 43.716 | 1
68.1351 | -11.8078 | 1
25.2427 | 21.5302 | 1
47.0847 | 56.4093 | 1
7.5786 | 21.7201 | 1
9.3553 | -10.374 | 1
39.1449 | 29.8427 | 1
45.05 | -11.597 | 1
17.9073 | -9.6833 | 1
39.821 | -12.9248 | 1
56.7783 | 12.6925 | 1
90.7666 | 45.7973 | 1
21.4341 | 34.8643 | 1
37.2592 | 33.6277 | 1
14.1774 | 34.4541 | 1
62.4026 | 22.692 | 1
29.9342 | 14.0424 | 1
6.7455 | 67.2203 | 1
100.9597 | 17.6502 | 1
49.1509 | 1.9523 | 1
91.9343 | 3.0233 | 1
37.5474 | -10.862 | 1
63.8023 | 18.4529 | 1
22.7098 | -2.9897 | 1
62.5406 | 5.8692 | 1
42.4762 | 68.8774 | 1
96.8525 | -29.2905 | 1
87.111 | 62.3843 | 1
31.9106 | -29.8108 | 1
11.6059 | 43.089 | 1
5.466 | -6.768 | 1
27.4786 | -19.9222 | 1
79.9599 | 35.8353 | 1
80.6084 | 1.6501 | 1
96.4773 | 3.2103 | 1
97.4749 | 24.3219 | 1
30.0614 | 5.4093 | 1
81.5518 | -28.298 | 1
78.4327 | 9.1949 | 1
44.3858 | 59.3379 | 1
45.1004 | 63.3952 | 1
81.3137 | 50.6399 | 1
5.5845 | 12.676 | 1
39.5099 | -1.9217 | 1
70.8389 | 56.1374 | 1
84.7726 | -15.7196 | 1
90.8148 | 51.6179 | 1
70.1635 | 66.1633 | 1
98.9202 | -23.4501 | 1
70.5302 | 27.8461 | 1
58.3788 | 54.2237 | 1
91.0908 | 22.2292 | 1
9.3308 | 30.5202 | 1
94.6914 | 61.7036 | 1
60.805 | 24.4317 | 1
97.8221 | 68.5307 | 1
16.4944 | 9.6717 | 1
6.9948 | -8.6495 | 1
67.7389 | -8.2978 | 1
0.062344 | 55.3213 | 1
76.7661 | -25.8825 | 1
75.4167 | -28.2811 | 1
54.9408 | -19.1645 | 1
14.2045 | 19.7362 | 1
71.4747 | 62.2988 | 1
37.8316 | 42.056 | 1
33.1505 | -27.5634 | 1
58.3221 | 51.4533 | 1
64.6293 | 6.8301 | 1
49.6198 | -28.1691 | 1
88.6746 | -1.7327 | 1
82.231 | 27.5708 | 1
65.5212 | 26.6918 | 1
80.7076 | -7.6572 | 1
100.9016 | 51.3197 | 1
87.3505 | 26.9609 | 1
61.1735 | 69.0308 | 1
45.789 | 13.1467 | 1
78.5452 | 18.0669 | 1
38.4949 | 0.94891 | 1
46.0296 | 45.0128 | 1
61.8824 | 16.3544 | 1
69.469 | -18.5668 | 1
75.9005 | 39.8785 | 1
38.5354 | 56.3002 | 1
59.9702 | 51.9557 | 1
26.2519 | 43.4213 | 1
34.9977 | 50.163 | 1
11.3741 | 58.5825 | 1
15.8337 | -23.5089 | 1
89.6464 | -14.4696 | 1
61.6541 | 38.7135 | 1
15.1515 | 37.4505 | 1
63.0295 | -29.7889 | 1
87.0755 | 5.5725 | 1
34.2054 | 67.5651 | 1
6.2114 | 33.6923 | 1
54.3694 | -11.7758 | 1
11.0713 | 41.6755 | 1
59.0584 | 3.3262 | 1
64.3903 | -10.2887 | 1
93.1601 | 30.685 | 1
74.3583 | -20.2279 | 1
9.3393 | 61.5559 | 1
50.0549 | -7.3563 | 1
71.9574 | 53.5226 | 1
84.4607 | 53.3771 | 1
54.0319 | 6.5184 | 1
82.5578 | -18.2675 | 1
71.3301 | 57.5821 | 1
9.0739 | 5.3147 | 1
76.3084 | 16.9812 | 1
71.0149 | 19.5847 | 1
72.7357 | 18.7784 | 1
23.632 | 31.8634 | 1
47.9556 | 4.1859 | 1
31.6241 | 35.7643 | 1
15.9445 | 46.5714 | 1
9.8828 | -7.2016 | 1
27.5748 | 28.6602 | 1
0.14014 | -8.1984 | 1
45.569 | -22.9598 | 1
44.8479 | -18.7014 | 1
9.7739 | -1.5954 | 1
74.8976 | -14.1308 | 1
0.12989 | 4.3029 | 1
88.4865 | -24.1298 | 1
73.8437 | 44.4626 | 1
72.6927 | 38.0968 | 1
79.7169 | 64.9446 | 1
28.4343 | 29.8929 | 1
27.9656 | 28.3403 | 1
18.8119 | -19.8598 | 1
36.5576 | -17.42 | 1
84.1735 | 66.1811 | 1
55.6873 | 26.0441 | 1
16.6308 | -15.7311 | 1
79.5343 | -15.6389 | 1
90.375 | 40.0898 | 1
80.0844 | 31.731 | 1
42.606 | 58.5463 | 1
29.4758 | 54.3503 | 1
72.7529 | -21.1041 | 1
34.8162 | 62.0593 | 1
61.3036 | 56.8738 | 1
14.8212 | -19.909 | 1
54.1428 | -2.4508 | 1
5.9498 | 59.4008 | 1
23.6367 | 52.2198 | 1
77.9493 | 43.5158 | 1
12.5553 | -8.7527 | 1
34.1485 | -3.1688 | 1
48.9344 | 50.0828 | 1
15.1075 | 39.326 | 1
21.3809 | 24.8008 | 1
77.3576 | -27.0954 | 1
15.3628 | 54.8401 | 1
80.9991 | -14.9012 | 1
60.6221 | 16.2495 | 1
79.4154 | -12.4259 | 1
77.527 | 56.9726 | 1
29.4272 | 68.7199 | 1
37.7587 | -28.534 | 1
87.5564 | -23.4998 | 1
16.0578 | 52.3857 | 1
57.7067 | 3.5217 | 1
21.6299 | -3.965 | 1
75.8264 | 33.4284 | 1
52.4506 | 19.64 | 1
45.8108 | 59.5821 | 1
29.0611 | 5.0863 | 1
35.6413 | 49.9957 | 1
3.23 | 66.7091 | 1
50.5031 | 23.5739 | 1
88.4474 | 51.1784 | 1
16.1726 | 57.6227 | 1
91.7398 | 67.5231 | 1
30.9768 | 35.1866 | 1
81.4669 | 47.7907 | 1
75.8322 | -16.9882 | 1
81.6169 | 59.1629 | 1
43.5592 | -17.3001 | 1
85.1095 | 56.7767 | 1
51.5462 | 60.4686 | 1
51.3169 | 37.3159 | 1
58.0163 | 59.4988 | 1
77.745 | 36.9106 | 1
25.8941 | -26.3097 | 1
89.9701 | 30.9397 | 1
65.2149 | 47.1718 | 1
37.4816 | 37.2298 | 1
49.1421 | -29.7128 | 1
73.7769 | 4.112 | 1
6.4485 | -12.8053 | 1
21.0828 | 29.1571 | 1
35.0001 | 65.1671 | 1
21.9627 | 33.8789 | 1
82.5654 | 18.9197 | 1
95.3856 | 59.4899 | 1
25.839 | 19.8298 | 1
67.0687 | 26.5301 | 1
53.0867 | 39.1516 | 1
55.0422 | 63.6692 | 1
77.7392 | 47.307 | 1
14.1193 | 1.3583 | 1
19.2611 | 21.3169 | 1
63.3052 | -5.5626 | 1
81.6513 | -24.3927 | 1
36.8306 | 42.3446 | 1
97.1372 | 62.1495 | 1
55.124 | -28.9924 | 1
66.1709 | 11.3005 | 1
29.4548 | -26.8999 | 1
45.8925 | 39.8155 | 1
92.8448 | -11.0637 | 1
8.4479 | 42.5243 | 1
22.6479 | -6.9114 | 1
83.0242 | -27.3173 | 1
26.9692 | 61.4203 | 1
50.925 | 45.4287 | 1
35.2789 | 36.9685 | 1
38.0256 | -5.0046 | 1
54.668 | 26.7022 | 1
94.5963 | 55.5885 | 1
35.1172 | -29.8644 | 1
76.6291 | 23.3072 | 1
20.4699 | 8.9466 | 1
23.2145 | 1.4689 | 1
76.9788 | 27.3871 | 1
55.0441 | 3.5447 | 1
17.6666 | 3.1411 | 1
75.3199 | -7.0563 | 1
42.9624 | 40.9202 | 1
54.4746 | 44.4017 | 1
36.8857 | -19.5485 | 1
75.0887 | -16.9879 | 1
85.6093 | 18.1528 | 1
50.7805 | 5.9017 | 1
67.7192 | 18.9835 | 1
12.0378 | -12.0583 | 1
69.9573 | -19.9285 | 1
19.912 | -27.5346 | 1
100.8928 | 62.3163 | 1
22.8587 | -20.1147 | 1
78.658 | -11.9458 | 1
41.117 | 13.8381 | 1
64.8551 | 13.1982 | 1
70.4586 | 1.7541 | 1
48.1435 | 66.6212 | 1
46.3083 | -21.3558 | 1
34.0117 | 61.2195 | 1
35.665 | 64.8073 | 1
40.8832 | -12.1181 | 1
51.3628 | -17.8552 | 1
49.2967 | -0.74275 | 1
55.0653 | 34.9967 | 1
70.3704 | 66.5881 | 1
93.3974 | 60.1007 | 1
14.9541 | 37.4601 | 1
75.7962 | 1.3922 | 1
68.7159 | -4.2862 | 1
10.3235 | 21.1845 | 1
60.9067 | 42.2465 | 1
93.7435 | 25.4323 | 1
28.6667 | 60.1425 | 1
66.939 | 44.4638 | 1
89.4135 | 18.0325 | 1
19.0725 | 62.8827 | 1
50.2127 | 46.9703 | 1
30.5885 | 29.7908 | 1
94.9035 | -14.7497 | 1
47.4708 | 37.8664 | 1
55.8143 | 25.4788 | 1
6.8064 | 7.9425 | 1
71.5524 | -2.5197 | 1
23.4836 | 61.1767 | 1
26.3257 | 51.4008 | 1
4.7544 | 58.2281 | 1
31.8115 | -14.6465 | 1
37.3321 | 23.2955 | 1
55.5524 | 44.2348 | 1
78.0544 | 32.1075 | 1
40.6527 | 49.6363 | 1
57.7371 | 9.0979 | 1
51.5679 | 25.2776 | 1
5.0523 | 0.33439 | 1
95.7988 | -14.7666 | 1
68.3428 | 65.6466 | 1
53.9429 | 24.4474 | 1
92.1897 | -28.1655 | 1
32.6478 | 61.5482 | 1
48.9522 | 37.4522 | 1
52.8581 | 49.4726 | 1
59.9764 | 28.7753 | 1
95.2679 | 45.352 | 1
41.0824 | -6.1012 | 1
96.2876 | 68.1183 | 1
47.7497 | 35.1913 | 1
0.36672 | -26.6347 | 1
11.9374 | 48.6692 | 1
47.9469 | 3.3595 | 1
16.7393 | 13.9742 | 1
97.6974 | 19.3245 | 1
30.032 | -1.1058 | 1
90.5491 | 38.951 | 1
4.9385 | 24.9043 | 1
11.2445 | 66.4107 | 1
25.9956 | 57.2264 | 1
87.0855 | 35.1073 | 1
66.681 | 57.9514 | 1
2.6296 | 63.9527 | 1
16.7435 | 42.7284 | 1
83.9859 | 16.3416 | 1
17.0688 | 48.5991 | 1
99.5294 | -28.1094 | 1
56.8374 | -23.6939 | 1
40.368 | 65.1281 | 1
15.2549 | -3.6318 | 1
45.8081 | -23.1962 | 1
73.0073 | 66.5078 | 1
97.1163 | -17.3335 | 1
14.1057 | 38.295 | 1
51.19 | 52.0789 | 1
16.5961 | 18.6411 | 1
88.6945 | -16.4034 | 1
76.5419 | -4.0729 | 1
24.0474 | 37.3449 | 1
9.775 | 62.808 | 1
15.9081 | 29.7479 | 1
71.2064 | 9.3274 | 1
55.0074 | -1.4141 | 1
79.6182 | 6.8095 | 1
89.7213 | -28.8134 | 1
52.4549 | 49.8509 | 1
44.2041 | -18.4184 | 1
98.6187 | -25.0592 | 1
55.8603 | 29.0954 | 1
17.9353 | 62.1925 | 1
46.5054 | 15.2893 | 1
0.24745 | 24.9594 | 1
34.232 | 7.7864 | 1
43.8202 | 9.0351 | 1
45.131 | 37.6622 | 1
70.3716 | 14.3119 | 1
83.9447 | 9.2758 | 1
49.4464 | 50.5065 | 1
32.2316 | -15.969 | 1
44.945 | -27.4409 | 1
43.3798 | 8.5834 | 1
45.0695 | 60.5994 | 1
67.9101 | 51.1476 | 1
9.3103 | -27.9728 | 1
39.8996 | 9.7999 | 1
100.2752 | 64.8058 | 1
88.6521 | 55.9046 | 1
90.9028 | 65.5736 | 1
81.7519 | 10.3104 | 1
41.2272 | 1.4144 | 1
72.0768 | 51.6054 | 1
69.0742 | 19.0549 | 1
74.0233 | 26.4097 | 1
60.6471 | 13.8609 | 1
73.2882 | 40.9241 | 1
84.4044 | 14.4994 | 1
96.4607 | 32.5372 | 1
19.5433 | -24.3251 | 1
95.7725 | 38.3855 | 1
84.4081 | -23.5444 | 1
25.4417 | 27.8562 | 1
84.8805 | 12.7483 | 1
83.1946 | -0.38695 | 1
43.1918 | 29.421 | 1
59.3711 | 66.0627 | 1
3.8361 | 8.2802 | 1
57.3437 | 16.6923 | 1
11.0634 | -27.072 | 1
49.0758 | 16.3026 | 1
92.7588 | -12.5005 | 1
21.1708 | -8.2548 | 1
93.3289 | 68.8094 | 1
85.8182 | 42.8458 | 1
3.5035 | 46.5545 | 1
98.8397 | 28.0118 | 1
93.5549 | 46.3682 | 1
21.6878 | 6.6483 | 1
62.2617 | 17.0519 | 1
59.1488 | 21.0885 | 1
49.0617 | -17.8271 | 1
69.3934 | -4.0233 | 1
88.5758 | -11.0528 | 1
65.7337 | 51.7413 | 1
58.1101 | 63.3887 | 1
12.1569 | 2.0964 | 1
77.5953 | 14.9891 | 1
83.3345 | -23.8116 | 1
79.5942 | 63.0827 | 1
40.8062 | -16.3775 | 1
43.6603 | -21.9058 | 1
79.5022 | 25.9344 | 1
46.5616 | -21.3235 | 1
48.5147 | 57.3154 | 1
17.248 | -19.8179 | 1
47.3374 | -26.9655 | 1
21.7799 | 33.2674 | 1
76.7614 | -19.5782 | 1
98.7427 | 20.7974 | 1
88.6601 | 48.1642 | 1
73.9219 | 2.033 | 1
13.2373 | -23.5075 | 1
90.1697 | -14.1299 | 1
37.9555 | 68.0908 | 1
0.77473 | -3.2826 | 1
18.3698 | 29.4081 | 1
53.1287 | 4.418 | 1
75.575 | -18.0232 | 1
18.2412 | 25.8352 | 1
23.1904 | 1.3612 | 1
100.7869 | 6.1248 | 1
71.3191 | 28.3858 | 1
33.1939 | -26.6218 | 1
29.3426 | 6.322 | 1
82.927 | 11.7324 | 1
29.936 | 29.267 | 1
15.486 | 30.7975 | 1
99.5793 | 19.0533 | 1
41.2271 | 66.636 | 1
47.771 | 54.0871 | 1
1.8315 | 21.9423 | 1
47.8467 | -16.0696 | 1
48.6944 | 33.8127 | 1
31.8634 | -12.3653 | 1
20.4062 | 50.5354 | 1
54.682 | 61.6326 | 1
44.6655 | 51.5488 | 1
59.7495 | -18.7792 | 1
92.438 | -11.7466 | 1
46.5666 | 41.9151 | 1
27.905 | 39.7108 | 1
23.0462 | -18.5896 | 1
63.8491 | -18.2239 | 1
52.0761 | 63.3378 | 1
70.0855 | -1.7782 | 1
56.8146 | -19.3422 | 1
56.0408 | -12.755 | 1
27.1299 | -17.733 | 1
24.0755 | 5.9509 | 1
2.5675 | 12.1418 | 1
48.7892 | 68.2963 | 1
36.5577 | 1.4037 | 1
59.2647 | 62.0711 | 1
14.1507 | 38.5904 | 1
90.922 | 25.0384 | 1
36.9882 | -28.5557 | 1
39.0295 | -10.1729 | 1
23.6091 | 33.7994 | 1
100.3029 | 42.5509 | 1
4.3103 | 45.673 | 1
6.2159 | -11.0432 | 1
47.0362 | 7.4492 | 1
11.7806 | 49.1086 | 1
48.4474 | 28.5764 | 1
81.5789 | 55.4699 | 1
90.8891 | -16.4371 | 1
72.8715 | 7.433 | 1
80.2979 | -15.3953 | 1
30.0615 | 58.4921 | 1
25.1242 | 22.0666 | 1
79.2323 | 12.6444 | 1
88.2527 | -7.3129 | 1
74.6069 | -29.3452 | 1
14.3457 | -24.6489 | 1
55.397 | 20.3455 | 1
48.6721 | 37.8724 | 1
17.6116 | 65.9869 | 1
52.815 | 4.7228 | 1
0.43744 | 1.1879 | 1
7.343 | 25.4362 | 1
18.3405 | 54.0121 | 1
93.8524 | 41.4799 | 1
24.8747 | 66.6555 | 1
4.535 | 31.9686 | 1
87.3532 | 15.6705 | 1
65.1971 | 41.6115 | 1
29.4759 | 9.1817 | 1
93.5539 | 67.2044 | 1
29.0284 | 41.5128 | 1
85.5006 | 43.8943 | 1
16.27 | 54.2475 | 1
22.0808 | -11.487 | 1
48.8961 | 69.3966 | 1
41.2858 | -11.7939 | 1
73.0297 | 6.2543 | 1
91.3475 | 20.1547 | 1
57.6841 | 28.9228 | 1
3.3552 | 8.4401 | 1
82.3855 | 7.0894 | 1
11.8511 | -23.9107 | 1
27.061 | 64.9458 | 1
14.6346 | -29.0874 | 1
64.2838 | -27.2674 | 1
81.8915 | -3.0166 | 1
35.7778 | 18.8487 | 1
23.7967 | 57.1263 | 1
3.4249 | -3.5106 | 1
43.4321 | 45.5587 | 1
96.1587 | -14.1269 | 1
28.9582 | -22.1485 | 1
49.1796 | -9.4724 | 1
5.3099 | 65.9329 | 1
3.3861 | 59.5218 | 1
5.4388 | -26.9327 | 1
53.976 | 60.6306 | 1
94.5215 | -5.3914 | 1
69.7975 | 12.2666 | 1
17.9142 | 65.9668 | 1
33.147 | 44.4727 | 1
1.7207 | 3.995 | 1
24.2462 | 10.8826 | 1
69.978 | -16.5879 | 1
41.4367 | -26.7116 | 1
58.1851 | 58.3126 | 1
32.5134 | 3.1218 | 1
57.9958 | 33.468 | 1
14.5579 | -3.8606 | 1
100.7084 | -4.6791 | 1
58.4064 | -24.2525 | 1
88.1071 | -13.2404 | 1
85.7265 | 44.1605 | 1
68.1145 | 17.9696 | 1
6.0158 | -25.5258 | 1
37.1159 | 58.623 | 1
24.6923 | -27.3678 | 1
86.8273 | -3.1601 | 1
39.9899 | -8.6723 | 1
5.9722 | 20.8536 | 1
35.8477 | 50.8236 | 1
33.3326 | 3.7768 | 1
3.4063 | 64.2315 | 1
83.609 | 51.5218 | 1
4.9693 | -24.2661 | 1
76.5942 | 29.5493 | 1
64.0651 | 0.76197 | 1
50.229 | 23.1782 | 1
66.4132 | 36.4581 | 1
82.9012 | 41.6921 | 1
66.2939 | 38.4926 | 1
89.3701 | -11.2556 | 1
84.2719 | 20.819 | 1
14.8705 | 56.1826 | 1
25.3901 | 48.8326 | 1
73.7834 | 16.1362 | 1
71.7631 | -29.2235 | 1
58.9334 | 32.3111 | 1
30.4591 | 26.7963 | 1
74.3698 | 20.706 | 1
71.1009 | 57.5714 | 1
43.4994 | 25.0344 | 1
92.7519 | 22.8487 | 1
3.5043 | 20.5249 | 1
25.7983 | 67.2273 | 1
16.3644 | -3.7023 | 1
40.1107 | 69.9101 | 1
42.1997 | -20.191 | 1
57.9089 | 6.1609 | 1
9.7746 | 14.0748 | 1
76.3445 | 0.8125 | 1
67.377 | 0.63545 | 1
60.2606 | 65.7541 | 1
18.3386 | 64.4257 | 1
21.8468 | 44.8077 | 1
57.7686 | -11.6034 | 1
31.2595 | -19.0864 | 1
57.2205 | 66.4809 | 1
1.4305 | 51.3787 | 1
68.5475 | -29.5557 | 1
14.6338 | 66.7643 | 1
60.7965 | 21.9829 | 1
38.0185 | 43.1263 | 1
7.9529 | 39.7566 | 1
26.4206 | -18.8415 | 1
100.9538 | 34.1199 | 1
30.0176 | -7.9882 | 1
56.0606 | 25.6536 | 1
11.8714 | 26.0512 | 1
3.6913 | -3.2223 | 1
73.3709 | 27.2713 | 1
40.2965 | 2.1563 | 1
82.8461 | 19.032 | 1
6.0721 | -5.0728 | 1
41.9659 | 30.7559 | 1
28.9414 | 37.67 | 1
41.9693 | 58.1982 | 1
34.9583 | 26.3655 | 1
32.3191 | 16.5478 | 1
74.6534 | 41.3909 | 1
73.9644 | -24.6857 | 1
45.7773 | 53.6478 | 1
56.4128 | -2.1491 | 1
43.5905 | -20.4071 | 1
14.2358 | 15.9153 | 1
2.7106 | 4.7176 | 1
76.2462 | 33.7316 | 1
50.3343 | 16.2094 | 1
1.2406 | 48.2802 | 1
31.6011 | 10.2509 | 1
40.1254 | 54.8046 | 1
11.7057 | -1.2957 | 1
26.1531 | 31.6123 | 1
91.5193 | 64.5731 | 1
57.1129 | -14.0296 | 1
16.0624 | 61.8902 | 1
59.1947 | 43.9424 | 1
31.8665 | -4.7444 | 1
7.2167 | 42.7837 | 1
16.7704 | 1.2495 | 1
10.22 | -4.0009 | 1
56.4416 | 10.2768 | 1
54.6142 | 65.6073 | 1
33.9111 | 32.9415 | 1
55.9638 | -24.1904 | 1
86.454 | -3.4971 | 1
45.8695 | 33.7274 | 1
15.5645 | 21.3774 | 1
3.0144 | 5.707 | 1
78.4704 | -1.6184 | 1
6.0529 | -29.4934 | 1
84.7283 | -11.9299 | 1
90.4579 | 57.3446 | 1
18.7021 | 66.417 | 1
60.1713 | 59.9851 | 1
83.2754 | 0.62348 | 1
84.9567 | 18.6116 | 1
58.3018 | 45.4102 | 1
64.8099 | -9.0174 | 1
60.482 | -6.1236 | 1
9.8775 | -3.5312 | 1
43.8002 | -28.2586 | 1
31.5961 | 28.0711 | 1
57.6467 | -19.6572 | 1
68.8501 | 30.9908 | 1
24.0644 | 28.1518 | 1
14.1886 | -0.65038 | 1
93.7102 | -13.4326 | 1
19.9686 | 38.1469 | 1
19.627 | 8.1112 | 1
9.2905 | 54.4987 | 1
69.3899 | -17.3177 | 1
98.0491 | 6.7954 | 1
16.8817 | -19.1787 | 1
22.8359 | 37.3494 | 1
95.8555 | -2.5218 | 1
62.3054 | 52.5787 | 1
32.2165 | -14.1691 | 1
29.4256 | 12.9934 | 1
83.0604 | 64.1235 | 1
6.2805 | 69.7801 | 1
21.447 | 10.2062 | 1
7.669 | 20.5871 | 1
100.6584 | 26.9218 | 1
62.1988 | 39.494 | 1
10.2934 | 68.3866 | 1
41.621 | 44.2458 | 1
13.4196 | 42.7972 | 1
97.1264 | -22.5494 | 1
99.391 | 26.6492 | 1
78.0449 | -5.7363 | 1
21.5773 | 33.1096 | 1
50.554 | 46.3691 | 1
93.3182 | -8.6933 | 1
38.5073 | 35.7128 | 1
81.801 | 30.6708 | 1
48.3228 | -18.2274 | 1
11.5344 | 22.1596 | 1
29.2759 | 10.9659 | 1
82.2453 | -17.9609 | 1
14.4267 | 2.0574 | 1
100.5361 | -21.1992 | 1
16.036 | -11.5563 | 1
16.325 | -9.4222 | 1
9.0606 | 54.6088 | 1
69.1859 | -9.954 | 1
67.4425 | 14.1238 | 1
37.2449 | -24.0325 | 1
12.7933 | -22.161 | 1
12.862 | 17.1377 | 1
89.7474 | 10.6061 | 1
39.5711 | 48.2522 | 1
92.384 | 16.4003 | 1
93.1573 | 21.4367 | 1
0.75756 | 9.6872 | 1
20.251 | 0.32326 | 1
48.413 | 40.5847 | 1
28.0946 | 63.3081 | 1
2.5621 | 69.4289 | 1
3.2388 | 44.7405 | 1
94.3062 | -4.6948 | 1
11.4659 | 56.7376 | 1
22.0425 | 29.187 | 1
86.875 | -18.9155 | 1
17.2345 | -2.4235 | 1
27.6692 | 2.3139 | 1
90.423 | 23.2288 | 1
66.1817 | 44.1448 | 1
60.0358 | 12.6486 | 1
14.2912 | -22.8758 | 1
63.5339 | 20.8935 | 1
19.4841 | 9.5181 | 1
49.5113 | 29.2967 | 1
20.3394 | 63.9718 | 1
42.5208 | 13.7783 | 1
94.5152 | -4.6721 | 1
25.206 | 48.678 | 1
36.0308 | 51.6457 | 1
4.5864 | 21.7645 | 1
58.6696 | -21.2086 | 1
11.4071 | 57.6445 | 1
51.0073 | 51.6793 | 1
91.1465 | -21.0938 | 1
22.3051 | 26.7237 | 1
94.1474 | -27.2711 | 1
77.6219 | -0.17222 | 1
94.5402 | -18.962 | 1
0.02212 | 11.2373 | 1
27.6856 | 41.2093 | 1
47.3388 | -14.9487 | 1
88.3567 | 55.1727 | 1
78.0764 | 58.7783 | 1
42.2747 | 1.9271 | 1
29.1512 | -7.0469 | 1
30.6231 | 66.6594 | 1
95.9989 | 44.6084 | 1
85.3006 | 24.0365 | 1
97.1964 | -13.7964 | 1
37.9081 | -9.4322 | 1
73.3236 | 11.6253 | 1
87.7734 | -14.4111 | 1
20.8776 | 39.6387 | 1
5.8685 | -29.1471 | 1
19.22 | -16.5575 | 1
51.9071 | 25.5075 | 1
37.4937 | 11.0225 | 1
42.7129 | -17.3238 | 1
81.1542 | -12.2481 | 1
41.9711 | 62.7391 | 1
5.7135 | -19.6577 | 1
21.4177 | -6.2551 | 1
51.8603 | 53.417 | 1
65.0474 | -7.3929 | 1
25.2944 | -13.8365 | 1
91.0187 | 59.7223 | 1
51.5546 | -18.3642 | 1
72.1399 | 21.9681 | 1
80.7224 | 14.6379 | 1
52.9541 | 18.8752 | 1
36.7881 | 60.2537 | 1
100.0662 | 12.1158 | 1
42.1212 | 10.3715 | 1
95.2072 | 49.0504 | 1
58.9054 | 8.4578 | 1
83.4327 | -29.4646 | 1
77.7224 | 65.1556 | 1
100.1025 | 18.5746 | 1
56.9438 | 57.828 | 1
43.4551 | -27.029 | 1
97.3026 | 69.8526 | 1
59.2124 | -6.3699 | 1
47.0277 | 6.3444 | 1
92.0301 | 24.025 | 1
92.9009 | 29.4898 | 1
64.8761 | 9.7205 | 1
2.3749 | -9.7721 | 1
58.0907 | -26.759 | 1
64.9802 | 27.9276 | 1
44.2593 | 20.4617 | 1
79.8352 | 45.0778 | 1
78.3945 | 13.7834 | 1
53.0769 | 68.8606 | 1
66.0369 | -9.6357 | 1
23.0468 | -23.0803 | 1
65.4421 | -25.1597 | 1
1.2423 | 1.371 | 1
4.6214 | 60.2978 | 1
41.1648 | 1.4744 | 1
97.4385 | 51.4313 | 1
68.6038 | 43.5428 | 1
93.4402 | 7.6157 | 1
38.9639 | -27.9646 | 1
76.1671 | -5.0713 | 1
97.4533 | 66.8357 | 1
71.4948 | 9.6847 | 1
43.9132 | -24.1 | 1
39.1853 | 51.8459 | 1
49.4324 | 14.7104 | 1
1.5439 | 55.0291 | 1
82.4455 | -3.6196 | 1
30.3718 | 39.0987 | 1
71.6336 | -19.2222 | 1
58.518 | 45.4692 | 1
92.4228 | -12.4588 | 1
68.991 | 59.6625 | 1
40.0199 | 53.3497 | 1
82.5881 | 30.7479 | 1
95.2116 | -25.1404 | 1
86.0434 | -13.8286 | 1
46.2918 | 2.6679 | 1
26.0999 | 13.0802 | 1
60.8126 | 16.2504 | 1
84.9532 | 21.1027 | 1
73.1264 | -24.9672 | 1
12.8065 | 52.5503 | 1
49.8411 | 59.744 | 1
62.1725 | -8.5955 | 1
33.3968 | -7.559 | 1
73.5821 | 68.2116 | 1
87.6135 | 46.2699 | 1
87.0861 | 64.9056 | 1
62.4879 | -5.3011 | 1
64.0091 | 7.1751 | 1
96.2842 | -14.169 | 1
0.13697 | -13.3709 | 1
96.4098 | 5.7834 | 1
24.6045 | 7.7443 | 1
26.1397 | -11.4895 | 1
25.1967 | -5.7393 | 1
43.1005 | 1.3904 | 1
16.8249 | 35.3032 | 1
25.7321 | 30.2433 | 1
43.5401 | -12.3526 | 1
81.1783 | 66.8609 | 1
82.6254 | 60.9527 | 1
42.5617 | 14.9148 | 1
33.5071 | 20.7909 | 1
39.9639 | 62.4715 | 1
53.2279 | 69.2875 | 1
50.1008 | 43.2596 | 1
39.41 | -2.3148 | 1
85.262 | 32.4826 | 1
74.9023 | -2.7405 | 1
36.913 | 11.5245 | 1
4.2181 | 14.0809 | 1
29.0096 | -3.1413 | 1
51.3817 | 40.7539 | 1
67.2485 | 48.3799 | 1
43.9808 | 43.6691 | 1
74.3004 | 18.0832 | 1
50.1871 | -7.8335 | 1
80.5668 | -22.9953 | 1
83.2297 | 69.6996 | 1
60.6446 | 23.5107 | 1
67.1811 | -10.3376 | 1
70.1968 | -8.0973 | 1
59.0721 | 25.3205 | 1
85.0146 | 55.4327 | 1
90.6431 | -8.5134 | 1
78.3191 | 30.2167 | 1
68.1051 | 53.6683 | 1
61.834 | 13.247 | 1
56.8638 | 1.1322 | 1
38.328 | 28.4423 | 1
40.3552 | 61.6317 | 1
48.378 | 64.6729 | 1
81.3633 | 37.3599 | 1
6.3616 | 47.8949 | 1
17.924 | -22.8489 | 1
91.7727 | 8.8248 | 1
10.3111 | -21.1156 | 1
49.7476 | 45.4651 | 1
13.9196 | -10.2251 | 1
77.9668 | 6.6916 | 1
1.7755 | 44.332 | 1
42.9491 | -10.7584 | 1
56.5278 | -11.0698 | 1
44.2097 | 10.9327 | 1
87.9463 | 62.6623 | 1
53.1386 | 66.3824 | 1
48.5463 | -8.1939 | 1
19.2434 | 61.3529 | 1
26.4401 | 48.2804 | 1
42.1407 | 2.1111 | 1
20.4912 | 57.3114 | 1
46.3597 | 36.1701 | 1
89.6753 | -21.6037 | 1
48.6134 | -10.3663 | 1
1.58 | 64.355 | 1
51.6633 | -19.5519 | 1
4.834 | -17.3535 | 1
30.5361 | 61.5443 | 1
70.7573 | -10.152 | 1
93.0043 | -9.126 | 1
76.3512 | 32.4964 | 1
8.7135 | 29.9048 | 1
42.6887 | -11.2913 | 1
95.8166 | -0.74459 | 1
81.1702 | 16.3205 | 1
22.6728 | -3.1623 | 1
0.61099 | -10.0512 | 1
89.5682 | -4.014 | 1
82.3432 | 15.4252 | 1
25.8142 | 3.5706 | 1
96.9629 | 66.2959 | 1
91.2985 | 10.4523 | 1
12.653 | 35.7062 | 1
87.4335 | -9.5923 | 1
12.5403 | 37.8487 | 1
26.8467 | 2.6848 | 1
14.2859 | 2.3289 | 1
14.0935 | 12.7546 | 1
89.7653 | 57.9279 | 1
31.2935 | 35.2334 | 1
33.616 | 22.986 | 1
11.7684 | -21.8905 | 1
24.4144 | 69.7649 | 1
59.1157 | -3.7336 | 1
48.1597 | 62.5512 | 1
55.3554 | 38.2373 | 1
2.009 | 57.5478 | 1
60.2757 | 45.5744 | 1
48.0792 | 60.1873 | 1
46.1521 | 50.7809 | 1
10.0206 | 14.6989 | 1
47.8192 | 35.0902 | 1
12.016 | -14.362 | 1
49.4637 | 27.2951 | 1
82.8224 | -2.7122 | 1
41.6232 | -10.3879 | 1
26.3313 | -21.5514 | 1
88.4064 | 32.0965 | 1
78.6819 | 61.7258 | 1
66.3905 | 1.701 | 1
11.0014 | 15.0567 | 1
78.0978 | 40.7058 | 1
51.5508 | 52.869 | 1
89.6396 | 29.468 | 1
36.7405 | 9.2253 | 1
70.9632 | 67.9448 | 1
16.0926 | 11.2316 | 1
26.1664 | 65.4348 | 1
68.6966 | 62.3431 | 1
57.5271 | 13.979 | 1
67.4291 | -18.3359 | 1
35.831 | 12.2326 | 1
10.8752 | 63.8162 | 1
28.8768 | 48.8819 | 1
26.193 | -23.7432 | 1
93.2387 | -25.4199 | 1
82.2383 | 32.4631 | 1
52.6327 | 7.5992 | 1
30.9125 | 65.7383 | 1
50.5965 | -22.2351 | 1
47.6378 | 22.4864 | 1
28.2059 | -7.0254 | 1
84.2736 | 56.5429 | 1
77.681 | 26.36 | 1
28.9757 | 48.0216 | 1
24.3026 | 47.6381 | 1
55.1413 | -2.4858 | 1
12.5606 | -18.308 | 1
24.8855 | 41.8599 | 1
53.9884 | -11.9371 | 1
58.9676 | -6.8332 | 1
65.0988 | 37.1354 | 1
92.3143 | -11.5697 | 1
2.2139 | 12.5838 | 1
88.0329 | 20.4085 | 1
29.5793 | 9.7577 | 1
44.6126 | 28.1247 | 1
10.538 | -28.1607 | 1
70.3258 | 0.74582 | 1
82.5283 | -20.8083 | 1
96.8121 | 55.6605 | 1
46.8393 | -25.0693 | 1
70.9161 | -4.561 | 1
99.2869 | 59.0983 | 1
81.3591 | 12.8991 | 1
90.2252 | 17.3893 | 1
35.956 | -13.9948 | 1
26.2245 | 29.7266 | 1
47.135 | 29.8874 | 1
30.2166 | -17.8571 | 1
25.7508 | -13.3534 | 1
74.8964 | 64.8617 | 1
96.0794 | 11.9483 | 1
1.0727 | 50.8098 | 1
95.3829 | 22.7526 | 1
29.5161 | -27.6221 | 1
72.0617 | 65.9449 | 1
76.8894 | -7.2173 | 1
46.1429 | 60.3022 | 1
84.0068 | -21.3945 | 1
86.9447 | 39.4022 | 1
43.5108 | -19.9924 | 1
9.8277 | 49.4991 | 1
46.4528 | -23.3848 | 1
20.3219 | 65.8229 | 1
39.4087 | 11.1296 | 1
32.392 | 57.9808 | 1
87.7049 | 50.7261 | 1
55.4102 | 30.7355 | 1
64.4883 | 42.0464 | 1
10.6935 | 37.9853 | 1
91.5079 | -22.651 | 1
39.452 | 62.7637 | 1
17.8029 | -0.74227 | 1
72.4579 | 28.0889 | 1
8.5304 | 51.8512 | 1
68.9807 | 39.3639 | 1
5.4206 | -21.2623 | 1
47.8602 | -22.6889 | 1
89.1699 | -2.0856 | 1
33.3119 | -6.2279 | 1
49.2912 | -24.1042 | 1
21.9096 | 69.5334 | 1
5.4725 | 46.0172 | 1
85.5352 | 56.1689 | 1
52.3107 | 12.7503 | 1
69.1295 | 13.5508 | 1
98.172 | 34.4087 | 1
39.8456 | 1.0086 | 1
55.9781 | 22.2849 | 1
71.2777 | -17.7361 | 1
13.0341 | 45.8781 | 1
50.7849 | 25.206 | 1
56.1047 | 8.9846 | 1
84.8055 | 46.1009 | 1
72.5584 | -29.5865 | 1
65.0556 | 40.2908 | 1
86.1848 | 8.7692 | 1
99.7226 | 41.6644 | 1
12.729 | 13.736 | 1
68.273 | 49.1974 | 1
42.3296 | 20.4823 | 1
25.233 | -1.2758 | 1
33.4167 | 29.002 | 1
38.9293 | 30.2881 | 1
66.3964 | -15.3147 | 1
24.0291 | 22.4521 | 1
82.6431 | -23.9722 | 1
16.0624 | 46.6323 | 1
24.941 | 11.2912 | 1
38.1167 | 67.5474 | 1
30.5784 | -28.009 | 1
66.0952 | 0.88334 | 1
4.46 | 51.8947 | 1
89.2665 | 47.4766 | 1
86.5782 | 40.8662 | 1
31.0388 | -25.9458 | 1
30.1013 | 42.6335 | 1
36.7469 | 30.9036 | 1
3.9157 | -15.9949 | 1
68.4515 | -6.3589 | 1
89.3566 | 4.826 | 1
0.14504 | -16.6746 | 1
28.5355 | 2.8028 | 1
14.2902 | 31.5664 | 1
19.3542 | 69.978 | 1
7.5145 | 7.2879 | 1
8.7378 | 18.6919 | 1
85.4373 | 48.5705 | 1
51.7276 | 22.5631 | 1
32.5658 | 37.2007 | 1
47.9783 | -20.1388 | 1
7.5274 | 58.9739 | 1
24.095 | 51.2412 | 1
0.031428 | -7.8664 | 1
96.7101 | 8.1754 | 1
0.56232 | 3.2337 | 1
31.9725 | -20.1345 | 1
90.0846 | 42.2982 | 1
2.6013 | 55.0262 | 1
39.8916 | 57.1176 | 1
38.3703 | -11.735 | 1
51.9982 | 62.8809 | 1
99.5335 | 62.3135 | 1
64.6259 | 40.8677 | 1
83.2212 | -25.8006 | 1
17.8769 | -24.1468 | 1
97.8868 | -16.1766 | 1
1.6402 | 34.6534 | 1
53.0889 | -15.7055 | 1
30.2094 | 17.9321 | 1
48.8563 | 31.7172 | 1
3.3068 | 1.2442 | 1
9.0726 | -1.8359 | 1
7.3154 | 45.9333 | 1
42.377 | 66.1829 | 1
23.2477 | 27.3072 | 1
18.8246 | 41.9588 | 1
99.1857 | -22.6505 | 1
67.3548 | 62.9507 | 1
91.7562 | 35.5873 | 1
97.37 | 42.4828 | 1
78.3631 | 52.9228 | 1
33.6859 | 36.2078 | 1
24.5343 | 44.0761 | 1
19.7412 | 53.3411 | 1
84.0945 | 25.0142 | 1
5.9363 | 62.3445 | 1
86.3811 | 33.945 | 1
47.2472 | 1.3331 | 1
40.4374 | 2.7123 | 1
45.8036 | 43.8513 | 1
54.3243 | -5.6681 | 1
96.4982 | 57.2809 | 1
8.9205 | 27.7329 | 1
93.9494 | 27.2799 | 1
22.029 | -8.3788 | 1
45.9466 | 52.5856 | 1
17.8778 | 59.9 | 1
51.3603 | 19.6284 | 1
62.2354 | 63.5437 | 1
30.0157 | 25.1588 | 1
81.7 | 6.8157 | 1
100.3996 | 44.5409 | 1
35.2954 | -27.2515 | 1
14.9473 | 16.4647 | 1
51.1671 | 55.1286 | 1
60.7474 | -23.2496 | 1
77.9409 | 8.9415 | 1
46.5846 | 65.8172 | 1
22.21 | -2.1468 | 1
7.1504 | -10.4498 | 1
61.1574 | -27.7266 | 1
98.1938 | 54.2054 | 1
4.4697 | -25.1696 | 1
22.2253 | 35.6828 | 1
66.7891 | 28.2057 | 1
65.9176 | 0.019831 | 1
76.1429 | -19.5801 | 1
72.0027 | 64.9185 | 1
78.1474 | 68.9924 | 1
52.9886 | 29.8349 | 1
75.5316 | 52.0141 | 1
66.0639 | 67.3665 | 1
44.4959 | 33.5937 | 1
5.3213 | -18.2823 | 1
66.3475 | 26.8855 | 1
75.2272 | 54.406 | 1
10.7832 | 8.5324 | 1
34.0064 | 60.5929 | 1
42.4816 | 42.9756 | 1
13.8826 | 17.6541 | 1
92.6512 | -19.1663 | 1
68.6172 | 38.5144 | 1
90.3851 | -11.6868 | 1
95.9818 | -14.8779 | 1
75.8288 | 36.1012 | 1
4.2521 | 35.5051 | 1
66.7159 | 48.1177 | 1
77.9661 | 28.5166 | 1
36.7235 | -17.5901 | 1
22.7086 | 46.7685 | 1
2.4421 | 34.9048 | 1
81.1843 | -18.0606 | 1
19.1864 | 55.762 | 1
60.6309 | 24.9811 | 1
36.3376 | 2.743 | 1
82.2513 | 30.139 | 1
90.1986 | 4.878 | 1
70.8206 | 55.5721 | 1
38.9447 | 13.0466 | 1
74.3615 | 31.9728 | 1
41.253 | 41.3329 | 1
33.6782 | -15.9396 | 1
50.9479 | -12.7536 | 1
38.64 | 54.3145 | 1
61.509 | 32.3181 | 1
33.5352 | 21.3627 | 1
43.6801 | -15.5352 | 1
82.029 | 40.7232 | 1
12.5965 | 65.0018 | 1
56.0281 | 15.3721 | 1
74.3789 | 21.2297 | 1
35.644 | 30.637 | 1
91.4694 | -25.3384 | 1
61.1809 | 42.9 | 1
91.5381 | -25.1693 | 1
5.8101 | 69.3255 | 1
61.0079 | 14.7024 | 1
61.9692 | 56.2417 | 1
87.3915 | -18.5273 | 1
46.0799 | 33.0188 | 1
45.4845 | 24.1485 | 1
44.0421 | -17.1148 | 1
43.2165 | 1.0223 | 1
1.038 | 15.8876 | 1
93.9119 | -20.2229 | 1
91.2535 | 60.8849 | 1
69.4068 | 37.2953 | 1
44.844 | 68.0966 | 1
17.6669 | 38.8825 | 1
48.7566 | -27.2524 | 1
7.3164 | 42.798 | 1
22.0225 | -26.8159 | 1
68.6015 | -27.5095 | 1
70.2046 | 47.7237 | 1
91.9489 | 24.1328 | 1
20.492 | 13.3444 | 1
51.825 | 6.4843 | 1
20.4628 | 12.7408 | 1
88.1493 | -14.2515 | 1
98.9965 | 6.3994 | 1
1.1998 | 5.473 | 1
57.8167 | 33.6377 | 1
71.5814 | 37.2785 | 1
0.4042 | 58.9466 | 1
3.7454 | 14.3223 | 1
17.0413 | 16.836 | 1
80.5637 | -27.5004 | 1
15.0084 | -21.0031 | 1
64.7569 | -11.988 | 1
25.9115 | 11.9034 | 1
99.5806 | 20.5197 | 1
41.8939 | 33.5408 | 1
69.8641 | 55.7683 | 1
82.111 | 57.4866 | 1
72.2201 | -6.6258 | 1
41.106 | 2.5976 | 1
5.3738 | -8.8357 | 1
24.8066 | 11.0717 | 1
75.5705 | -25.5144 | 1
33.9013 | -2.8868 | 1
99.4045 | 28.1923 | 1
80.9704 | -18.9888 | 1
13.3005 | -14.0358 | 1
24.7788 | 14.9 | 1
79.3617 | -9.6561 | 1
26.1968 | -12.1977 | 1
58.9591 | 69.9082 | 1
49.4419 | -19.6854 | 1
96.2982 | 2.9421 | 1
9.3954 | 23.8471 | 1
15.0457 | 35.5453 | 1
75.3244 | 14.2058 | 1
86.9311 | 58.4485 | 1
54.4865 | 25.2785 | 1
57.3541 | 57.0699 | 1
98.0738 | 41.1282 | 1
67.0767 | 8.3516 | 1
51.8254 | 65.7442 | 1
28.1286 | 23.2493 | 1
19.5215 | 27.2729 | 1
36.7715 | 55.6156 | 1
31.5284 | 61.0172 | 1
93.3491 | 48.7019 | 1
86.3014 | -13.2946 | 1
27.939 | -18.3301 | 1
78.8867 | 37.239 | 1
73.0644 | -21.923 | 1
52.6029 | 1.2274 | 1
3.2311 | 8.3577 | 1
9.572 | 25.2883 | 1
2.9886 | 45.827 | 1
39.4402 | -20.2488 | 1
68.2649 | 53.1961 | 1
49.1183 | 27.0639 | 1
51.6088 | 20.5174 | 1
74.0553 | -9.7619 | 1
66.989 | 55.8807 | 1
72.2269 | -26.115 | 1
4.2562 | 56.8964 | 1
91.4814 | 24.5426 | 1
52.5871 | 17.6781 | 1
40.0397 | -28.9227 | 1
44.1607 | -18.5455 | 1
41.5207 | 32.6612 | 1
2.7554 | 26.287 | 1
8.0956 | 54.8283 | 1
34.5417 | 35.2958 | 1
85.8786 | -0.36336 | 1
23.3922 | 15.8319 | 1
54.8323 | 29.3591 | 1
17.2716 | 5.9686 | 1
47.3206 | 56.839 | 1
72.7784 | 60.7293 | 1
29.9258 | 15.7868 | 1
96.9381 | 58.7683 | 1
78.8704 | 62.1065 | 1
66.3641 | -24.4786 | 1
96.5636 | 15.9191 | 1
82.735 | 48.5428 | 1
93.6576 | 69.2441 | 1
8.9668 | 10.3891 | 1
99.9681 | 18.0082 | 1
100.8181 | 69.9097 | 1
59.6347 | -9.0197 | 1
68.5073 | -23.8614 | 1
27.8509 | 35.7793 | 1
20.7809 | -0.10605 | 1
28.7781 | -11.6909 | 1
48.4984 | -20.5935 | 1
4.9652 | -28.6341 | 1
76.5096 | 16.9799 | 1
94.8945 | 68.7051 | 1
82.9356 | 1.7424 | 1
45.0876 | 20.0445 | 1
6.8233 | -9.6177 | 1
19.9341 | 18.4456 | 1
32.4374 | 47.9485 | 1
40.1375 | -19.0861 | 1
13.7842 | 25.3649 | 1
33.744 | 35.6975 | 1
16.4662 | 53.2918 | 1
74.4311 | 24.1314 | 1
66.4127 | 43.6308 | 1
59.6696 | 55.2171 | 1
59.3586 | 56.1567 | 1
68.8891 | 0.039287 | 1
69.3834 | -26.7696 | 1
36.1154 | 44.9075 | 1
8.9965 | -0.33004 | 1
78.1572 | 6.6693 | 1
83.2467 | 17.6443 | 1
69.2141 | 21.2328 | 1
37.9771 | 67.4655 | 1
47.7423 | 41.539 | 1
23.8608 | -23.9822 | 1
37.8537 | -8.9266 | 1
23.594 | -9.4032 | 1
74.7568 | 55.7423 | 1
4.5539 | -25.2602 | 1
54.4219 | 8.8076 | 1
14.3233 | 60.5802 | 1
100.3121 | 19.1118 | 1
30.7121 | 32.2499 | 1
77.9388 | 4.65 | 1
65.995 | 56.702 | 1
31.7429 | -23.766 | 1
53.6156 | 55.5832 | 1
27.5763 | 49.7709 | 1
88.7125 | 53.3717 | 1
56.6652 | 29.7411 | 1
48.8501 | 30.1496 | 1
34.9848 | 17.2677 | 1
82.4004 | 14.815 | 1
100.9227 | 63.9345 | 1
5.7742 | 56.4611 | 1
42.4867 | 10.4043 | 1
38.033 | 51.7555 | 1
61.6242 | -20.4627 | 1
2.1373 | 47.1996 | 1
1.6742 | 37.6107 | 1
54.7115 | 46.4988 | 1
5.9087 | 6.3849 | 1
19.1628 | 59.8725 | 1
87.3526 | 59.1763 | 1
5.4161 | 67.1527 | 1
68.28 | 23.5867 | 1
15.2651 | -3.4569 | 1
53.1381 | -26.4683 | 1
17.5068 | 23.1164 | 1
33.8073 | 40.5129 | 1
88.4723 | 34.1789 | 1
85.8531 | 0.45925 | 1
89.0722 | -9.3972 | 1
77.2754 | 52.1025 | 1
73.3172 | -4.4225 | 1
82.27 | -28.9766 | 1
6.1789 | -11.6241 | 1
44.4844 | 49.729 | 1
56.1261 | -25.1899 | 1
35.6684 | -3.1783 | 1
11.3346 | -18.1122 | 1
27.2802 | 3.5157 | 1
16.183 | 18.0455 | 1
81.6558 | 22.1487 | 1
31.9059 | 38.1025 | 1
24.3544 | -25.5571 | 1
13.7526 | 14.5928 | 1
75.3372 | 52.1121 | 1
53.9175 | 17.9036 | 1
17.6779 | 35.6315 | 1
58.649 | 57.8025 | 1
60.029 | 19.2051 | 1
71.1537 | -11.1441 | 1
100.1372 | 32.7349 | 1
10.6714 | 69.0207 | 1
48.4284 | -6.7093 | 1
76.325 | 63.6821 | 1
81.3108 | -20.2886 | 1
18.7324 | 19.9085 | 1
70.7501 | 38.8374 | 1
39.413 | 45.1997 | 1
9.8634 | 57.6966 | 1
100.4883 | 9.4352 | 1
88.838 | 5.6834 | 1
44.5563 | 20.2903 | 1
12.0206 | -12.4148 | 1
19.2275 | -27.4436 | 1
78.475 | 50.0675 | 1
18.4651 | 9.8695 | 1
40.5601 | -1.1228 | 1
7.398 | 63.4769 | 1
54.3956 | 47.6971 | 1
14.591 | 65.648 | 1
11.2311 | -25.5914 | 1
59.5623 | -8.826 | 1
48.3627 | 1.5326 | 1
22.6435 | -2.0771 | 1
15.0643 | -25.6614 | 1
70.0604 | -24.5719 | 1
50.1846 | 13.6274 | 1
59.9017 | 63.1677 | 1
3.9477 | 14.4765 | 1
40.6122 | -20.0624 | 1
59.8785 | 6.5661 | 1
90.5193 | -23.4764 | 1
84.2826 | 64.2043 | 1
45.482 | 10.3315 | 1
66.465 | 6.6957 | 1
44.0437 | 54.0125 | 1
62.4043 | -28.9339 | 1
47.6021 | 27.7579 | 1
52.2509 | 49.1467 | 1
21.1691 | 58.6793 | 1
1.441 | 46.2325 | 1
77.7279 | 43.1335 | 1
71.4855 | -25.3861 | 1
81.9497 | 23.7629 | 1
89.5695 | 17.9001 | 1
9.34 | 6.4467 | 1
60.062 | 42.9413 | 1
61.9298 | 64.1811 | 1
4.583 | 63.7427 | 1
23.0498 | 63.0655 | 1
63.9454 | -4.6248 | 1
54.9596 | 64.6923 | 1
30.708 | 38.8546 | 1
73.7238 | 62.3289 | 1
19.5451 | -13.1079 | 1
29.3922 | -17.0741 | 1
88.8545 | 0.99394 | 1
49.126 | 9.5944 | 1
27.5966 | 15.5468 | 1
43.0773 | 18.0613 | 1
98.1456 | 48.2893 | 1
39.4175 | 30.2619 | 1
66.4626 | 42.3714 | 1
7.3989 | -14.0115 | 1
77.7614 | -10.7939 | 1
48.9121 | 24.4104 | 1
70.5761 | 8.4489 | 1
58.7024 | -3.0279 | 1
39.7833 | 54.763 | 1
98.7515 | 14.33 | 1
64.6948 | 58.4733 | 1
84.4414 | 22.5638 | 1
98.4914 | -14.8999 | 1
10.3506 | 5.0501 | 1
79.458 | 59.065 | 1
26.9321 | -28.6959 | 1
56.0438 | -21.3681 | 1
42.7234 | 42.389 | 1
83.039 | -16.7512 | 1
40.3364 | 67.5673 | 1
82.6267 | -21.8202 | 1
53.221 | -0.11828 | 1
2.9229 | 31.6733 | 1
52.8624 | 2.8538 | 1
58.6806 | 58.6517 | 1
11.2271 | -23.7801 | 1
17.8458 | 23.6297 | 1
34.6135 | 62.6933 | 1
20.8927 | -13.6571 | 1
45.8018 | 29.2047 | 1
46.0232 | 55.5093 | 1
35.0749 | -10.5954 | 1
25.5314 | -11.6073 | 1
9.7422 | -6.883 | 1
67.9516 | 62.1945 | 1
23.5433 | 39.5498 | 1
37.5429 | 11.8421 | 1
23.7315 | 30.5602 | 1
8.1249 | -3.3704 | 1
57.8571 | 45.4648 | 1
98.0892 | 45.3586 | 1
64.8193 | 66.4838 | 1
74.3424 | 69.2902 | 1
96.4535 | 27.412 | 1
62.5981 | 59.1705 | 1
80.1653 | -7.9915 | 1
12.1185 | -23.4236 | 1
21.5571 | -20.2104 | 1
42.7461 | 19.6218 | 1
68.2876 | 44.0288 | 1
82.9994 | 8.5495 | 1
4.589 | -16.3739 | 1
67.6981 | 26.409 | 1
4.4535 | 26.633 | 1
26.7712 | -29.9166 | 1
13.0293 | 12.1678 | 1
67.8597 | 26.298 | 1
90.4827 | 14.7339 | 1
73.0188 | 33.7804 | 1
92.0847 | 44.9842 | 1
12.3952 | 44.6194 | 1
31.5297 | 20.8884 | 1
41.8974 | 17.0721 | 1
44.1612 | 25.5459 | 1
74.1279 | 32.3985 | 1
18.3855 | 7.6903 | 1
15.0057 | 29.4429 | 1
52.9903 | 45.0672 | 1
6.8958 | -6.0137 | 1
27.4041 | 3.6772 | 1
15.5059 | 60.8268 | 1
100.8831 | 2.2785 | 1
47.7685 | -19.8632 | 1
90.9971 | 11.0868 | 1
33.5027 | 3.1618 | 1
53.1288 | 54.4059 | 1
7.7309 | 40.5703 | 1
80.7312 | 11.675 | 1
8.7889 | 63.8681 | 1
48.4165 | -19.6562 | 1
13.4849 | 49.6955 | 1
92.3228 | -29.6407 | 1
55.3135 | 66.0121 | 1
1.0213 | 44.0237 | 1
32.2688 | -8.027 | 1
95.8308 | 43.2385 | 1
21.7414 | 37.736 | 1
43.0421 | -3.8213 | 1
16.8078 | 28.3483 | 1
47.5453 | 30.1134 | 1
47.6101 | 56.935 | 1
25.9209 | 50.0152 | 1
54.5754 | -21.5944 | 1
59.0549 | 22.1071 | 1
63.8753 | 52.0116 | 1
9.153 | 65.237 | 1
65.7997 | -20.8186 | 1
57.7893 | 9.7404 | 1
92.8601 | -11.0174 | 1
68.3859 | 10.1069 | 1
77.0837 | 34.4898 | 1
82.0847 | 38.6688 | 1
88.8323 | 14.1241 | 1
22.3336 | -2.6157 | 1
20.2877 | 8.5861 | 1
78.3904 | 67.1968 | 1
21.5117 | 48.5761 | 1
49.3147 | -21.9314 | 1
45.0534 | 21.3357 | 1
78.5031 | 9.8746 | 1
45.9388 | 35.1528 | 1
64.7855 | 10.8505 | 1
19.3545 | -6.701 | 1
19.8094 | 41.3497 | 1
62.6015 | -28.5723 | 1
91.2349 | 46.53 | 1
60.2473 | 53.3063 | 1
42.626 | 50.8582 | 1
5.2164 | 41.7941 | 1
40.6341 | 19.1284 | 1
84.9743 | 13.7151 | 1
41.3326 | 15.666 | 1
39.5818 | 30.5826 | 1
70.3801 | 37.5926 | 1
39.2874 | -12.7706 | 1
50.3305 | 38.7716 | 1
45.9682 | 16.7414 | 1
65.8274 | 56.6364 | 1
80.5025 | 17.0596 | 1
31.936 | 29.1538 | 1
22.3638 | 17.6859 | 1
88.8332 | 39.4082 | 1
22.3518 | 42.2056 | 1
53.6655 | 64.7046 | 1
3.4221 | -1.4939 | 1
10.388 | -5.7509 | 1
1.1512 | 18.824 | 1
31.3586 | 69.211 | 1
69.2733 | -6.2186 | 1
18.0575 | 28.9951 | 1
65.8137 | -26.9912 | 1
26.3152 | 66.8131 | 1
20.4433 | 43.6308 | 1
18.7187 | -10.4564 | 1
32.0052 | 56.6752 | 1
56.32 | 55.1961 | 1
45.0807 | 8.5445 | 1
16.2906 | -6.9183 | 1
97.0292 | 14.754 | 1
17.3637 | 54.1169 | 1
44.9117 | 48.3066 | 1
67.5503 | 33.2605 | 1
27.6946 | -26.9053 | 1
92.9122 | 18.4424 | 1
88.3539 | 32.9486 | 1
7.6839 | 34.5297 | 1
16.5579 | 24.3044 | 1
31.4071 | 65.2054 | 1
91.4182 | -23.3031 | 1
90.5035 | 18.3923 | 1
46.0989 | 40.4814 | 1
23.719 | 8.8619 | 1
14.5046 | 11.9443 | 1
90.5088 | 64.105 | 1
54.2047 | 32.3051 | 1
49.4279 | 20.4103 | 1
98.8695 | 54.108 | 1
37.2317 | -13.881 | 1
1.2256 | 51.3735 | 1
90.9375 | -13.3506 | 1
21.9054 | 27.4075 | 1
84.3682 | 64.1754 | 1
26.0204 | 50.5461 | 1
45.8406 | -19.2424 | 1
12.5586 | 31.9046 | 1
35.9062 | 49.3682 | 1
79.4069 | -28.3239 | 1
24.3326 | -17.9177 | 1
55.4258 | 63.2289 | 1
58.0772 | -20.7765 | 1
55.0578 | 59.837 | 1
44.6715 | 30.4315 | 1
96.588 | 26.0041 | 1
99.9195 | -5.599 | 1
28.5833 | 19.2795 | 1
5.7458 | 54.8268 | 1
5.4424 | -3.6453 | 1
91.4575 | 69.939 | 1
33.548 | 65.6451 | 1
20.4967 | 6.0998 | 1
69.0259 | -6.2464 | 1
4.8914 | 40.4328 | 1
64.2502 | 54.7 | 1
58.1314 | 43.7811 | 1
100.0462 | 26.8789 | 1
91.5823 | -4.9009 | 1
75.0935 | 20.6471 | 1
79.9082 | -7.1912 | 1
49.7178 | 13.7519 | 1
82.7426 | 63.7886 | 1
34.4742 | -19.2372 | 1
87.036 | 16.8826 | 1
84.0529 | 43.4543 | 1
73.548 | 18.3589 | 1
3.1399 | 68.4044 | 1
26.1091 | 24.6856 | 1
7.3043 | -19.3598 | 1
64.8696 | 41.8295 | 1
41.264 | 27.7072 | 1
100.9323 | 48.5258 | 1
64.1725 | 12.0184 | 1
56.5493 | 31.6489 | 1
72.1288 | 2.4731 | 1
42.682 | -0.35725 | 1
33.7676 | 41.7083 | 1
29.8889 | 31.7105 | 1
35.1346 | 18.82 | 1
69.6847 | -23.7524 | 1
16.6036 | 18.4321 | 1
46.5937 | 5.3972 | 1
2.9397 | -29.8658 | 1
14.4005 | 61.31 | 1
31.2737 | 40.5802 | 1
9.3665 | 23.6653 | 1
78.5631 | -27.3611 | 1
93.4847 | -25.8338 | 1
15.7812 | 23.9845 | 1
100.691 | 34.3612 | 1
100.2477 | -19.2388 | 1
92.2084 | 1.7446 | 1
14.0659 | 34.8409 | 1
21.3418 | 59.613 | 1
57.0664 | 53.6379 | 1
76.201 | -26.3052 | 1
8.6646 | 36.342 | 1
37.8342 | 5.1318 | 1
51.2255 | 36.6695 | 1
5.3015 | -7.2984 | 1
98.2303 | 40.0028 | 1
26.8535 | 27.394 | 1
2.0829 | 42.7087 | 1
48.0096 | 18.1474 | 1
38.3079 | 15.0341 | 1
14.2212 | -3.5061 | 1
1.0581 | -14.0627 | 1
23.362 | 32.9174 | 1
86.7612 | 55.0883 | 1
20.7985 | 30.5492 | 1
11.6036 | 59.8346 | 1
72.3353 | 22.6754 | 1
27.5863 | -14.1022 | 1
52.5514 | -18.1465 | 1
21.4645 | -21.6998 | 1
69.5347 | 62.6064 | 1
44.1509 | 34.7177 | 1
63.3864 | 44.9238 | 1
73.8758 | -3.2877 | 1
69.878 | 23.8999 | 1
89.2208 | 28.0529 | 1
75.7401 | -2.3534 | 1
99.0142 | 31.0229 | 1
82.4913 | 68.3703 | 1
48.0611 | 10.1167 | 1
65.1528 | 37.1551 | 1
76.3066 | 4.5023 | 1
80.2372 | 4.8104 | 1
30.8894 | 22.1965 | 1
32.9775 | 3.7509 | 1
86.8943 | 58.5333 | 1
90.3753 | 52.5238 | 1
53.748 | 55.005 | 1
79.6115 | 28.6894 | 1
65.6412 | -27.3021 | 1
42.0623 | -16.9294 | 1
16.1918 | -6.2631 | 1
64.9532 | 12.5263 | 1
4.0858 | 28.4857 | 1
55.2274 | 12.1754 | 1
27.6249 | 10.2501 | 1
74.1837 | -13.7689 | 1
95.8766 | 10.211 | 1
24.8055 | 12.5999 | 1
87.9354 | 50.7736 | 1
9.6649 | 24.9511 | 1
87.823 | 48.6923 | 1
16.2695 | 39.7891 | 1
34.5409 | 41.9984 | 1
52.8435 | 62.1287 | 1
30.4046 | 61.5805 | 1
68.5409 | -13.5581 | 1
100.9011 | 39.5228 | 1
75.6922 | 28.3833 | 1
80.173 | 49.9935 | 1
81.7757 | 4.6131 | 1
83.7614 | 62.1526 | 1
97.509 | 25.0754 | 1
78.9702 | 8.0335 | 1
12.9043 | -11.7734 | 1
76.9439 | 55.3492 | 1
67.387 | -9.5989 | 1
20.4066 | 59.8825 | 1
96.9879 | -10.623 | 1
14.7114 | 54.5421 | 1
44.5512 | 61.5381 | 1
76.9637 | 61.9815 | 1
48.0942 | 34.646 | 1
14.0093 | 60.9677 | 1
34.8003 | -2.034 | 1
85.2965 | 64.2123 | 1
67.1719 | -23.1475 | 1
34.4626 | 62.371 | 1
1.5076 | -7.0553 | 1
76.0744 | -24.447 | 1
7.2256 | 37.8173 | 1
67.7987 | 18.9592 | 1
61.61 | 49.589 | 1
2.5756 | 55.2723 | 1
45.4735 | 67.1111 | 1
14.4687 | -8.2726 | 1
84.2872 | 1.1272 | 1
10.9815 | -15.3276 | 1
8.8857 | 37.8539 | 1
85.0284 | 12.1201 | 1
43.0307 | 53.3075 | 1
4.2153 | -16.3689 | 1
27.0106 | 29.4005 | 1
50.498 | 56.7937 | 1
45.7621 | 19.8676 | 1
24.0633 | 65.8144 | 1
5.9581 | -1.2145 | 1
91.1088 | 29.796 | 1
10.0295 | 16.2315 | 1
5.8619 | 0.12597 | 1
97.7352 | 42.7625 | 1
47.209 | 8.0588 | 1
65.1443 | 32.4915 | 1
67.7489 | 66.2828 | 1
10.7319 | -16.031 | 1
91.4995 | 42.2269 | 1
32.7869 | 0.21551 | 1
34.2836 | -26.2623 | 1
9.416 | 32.0696 | 1
93.351 | 30.5589 | 1
71.2492 | 2.3583 | 1
9.5461 | -17.3665 | 1
72.6793 | 34.8881 | 1
49.6588 | 50.3151 | 1
71.1641 | -1.7383 | 1
21.5997 | 22.3393 | 1
67.2314 | 64.845 | 1
89.6319 | -6.1031 | 1
7.5563 | 30.6943 | 1
30.9098 | 54.2796 | 1
75.8286 | 39.0011 | 1
63.7011 | 13.2627 | 1
5.0962 | -16.3003 | 1
22.5371 | 13.6237 | 1
47.4473 | 44.9105 | 1
79.6362 | 19.9463 | 1
82.8918 | 35.7717 | 1
52.1642 | 65.4854 | 1
73.1955 | -19.4113 | 1
53.9798 | 18.7993 | 1
63.824 | 34.8998 | 1
19.7634 | 3.8618 | 1
41.6065 | 60.1817 | 1
31.6988 | -24.3814 | 1
62.5532 | -5.059 | 1
31.3022 | -7.0661 | 1
100.7495 | 58.3721 | 1
69.8873 | 61.8365 | 1
17.6315 | 2.4362 | 1
26.6802 | 4.4811 | 1
22.0828 | -20.5699 | 1
43.3305 | 7.823 | 1
58.3032 | -17.6854 | 1
11.951 | -10.6119 | 1
99.273 | 62.3888 | 1
100.8489 | -5.0062 | 1
20.5907 | 35.3013 | 1
26.1051 | 53.857 | 1
31.6177 | 25.7792 | 1
97.6263 | 22.7013 | 1
85.6262 | -7.242 | 1
10.3769 | 49.4815 | 1
66.3882 | 2.0485 | 1
86.6456 | -28.9754 | 1
15.7304 | 32.6912 | 1
17.783 | -28.1883 | 1
39.3117 | 44.0312 | 1
54.9804 | 21.8134 | 1
42.7861 | 68.2198 | 1
37.4543 | 29.1629 | 1
88.0891 | 7.7852 | 1
41.4369 | -20.8958 | 1
87.3373 | 48.4464 | 1
97.9726 | -3.302 | 1
92.5524 | 31.8851 | 1
20.7493 | -14.6024 | 1
76.0305 | 24.3944 | 1
10.2385 | 30.4503 | 1
66.0679 | 13.196 | 1
71.2573 | 42.198 | 1
13.6306 | 26.0258 | 1
99.43 | 55.3743 | 1
90.805 | 34.2692 | 1
73.4295 | 0.20453 | 1
26.6213 | 55.13 | 1
94.9325 | -6.3989 | 1
79.449 | -13.3217 | 1
99.6962 | -6.2984 | 1
36.4832 | 67.8855 | 1
89.6004 | 59.2087 | 1
15.2 | 67.3902 | 1
55.9402 | -7.2042 | 1
3.2211 | 40.1938 | 1
29.0515 | 12.9516 | 1
46.3024 | 33.3257 | 1
17.8617 | 8.3425 | 1
87.3166 | 40.9432 | 1
43.1295 | 33.5406 | 1
30.4902 | 38.3378 | 1
15.5586 | 30.5562 | 1
73.5204 | -29.6878 | 1
6.0074 | 8.2162 | 1
99.8986 | 39.7504 | 1
23.9513 | 2.4409 | 1
87.4504 | 25.7311 | 1
42.1748 | 22.2043 | 1
55.7342 | 21.6349 | 1
35.8148 | -12.1102 | 1
4.1883 | -4.5779 | 1
32.7492 | 5.8137 | 1
79.0902 | 61.7374 | 1
25.4828 | 46.5209 | 1
22.4841 | 59.7956 | 1
44.8141 | 46.6506 | 1
51.9299 | 31.4599 | 1
7.3216 | 61.9623 | 1
19.665 | 68.0949 | 1
70.7821 | -8.6502 | 1
65.9325 | -16.3697 | 1
6.1054 | -23.0506 | 1
5.1682 | -4.3525 | 1
83.9956 | 28.0279 | 1
38.4256 | -15.5724 | 1
92.5085 | 23.9031 | 1
30.3447 | -0.079202 | 1
77.6991 | -4.4643 | 1
18.7495 | -22.0596 | 1
10.4467 | -1.1881 | 1
95.4928 | 29.7073 | 1
75.6031 | 66.1367 | 1
28.0663 | -4.3956 | 1
9.0687 | 41.0217 | 1
98.9532 | 58.2266 | 1
11.8672 | -11.0889 | 1
21.1585 | -6.3533 | 1
93.2988 | 5.5188 | 1
37.9315 | 63.8662 | 1
58.6398 | 0.39322 | 1
7.1992 | -4.8789 | 1
59.595 | 27.7816 | 1
82.9516 | 38.2399 | 1
9.1722 | 66.439 | 1
16.6408 | -9.9341 | 1
70.9622 | 16.9158 | 1
99.8033 | -24.4991 | 1
42.0673 | 58.5608 | 1
100.7473 | -20.3059 | 1
85.2691 | 29.736 | 1
69.1896 | 7.5342 | 1
4.5018 | -2.7609 | 1
91.9788 | 44.8299 | 1
70.914 | 40.431 | 1
97.0296 | -27.3533 | 1
1.9457 | 54.8639 | 1
41.8923 | 5.3761 | 1
96.8895 | -16.3907 | 1
34.8141 | 57.1032 | 1
85.1867 | -29.6205 | 1
29.4472 | 20.694 | 1
45.6569 | 26.1941 | 1
99.3537 | 31.0415 | 1
83.4548 | 5.2847 | 1
81.5775 | -8.8612 | 1
15.7994 | 54.4809 | 1
51.9074 | 55.2885 | 1
98.8946 | -17.2157 | 1
62.6766 | 64.6393 | 1
82.0657 | -14.4849 | 1
7.6912 | 48.6534 | 1
70.9421 | 62.6477 | 1
90.2575 | 48.6326 | 1
12.3957 | -22.1926 | 1
54.5644 | 56.7358 | 1
91.0155 | 23.1725 | 1
25.8497 | -28.3269 | 1
44.167 | 57.3238 | 1
8.3597 | 19.4238 | 1
24.8927 | 65.768 | 1
5.5223 | 57.6988 | 1
40.0068 | 13.3159 | 1
29.6184 | 63.9148 | 1
63.32 | -18.0263 | 1
18.479 | -24.5927 | 1
66.0566 | 59.9587 | 1
5.6789 | 58.2554 | 1
19.5382 | 46.4152 | 1
88.8494 | 49.6935 | 1
71.0037 | 19.7652 | 1
49.8415 | 19.2437 | 1
71.1517 | 67.539 | 1
67.3316 | 24.3817 | 1
74.9483 | 6.9237 | 1
26.368 | 39.3257 | 1
76.6877 | 27.7664 | 1
2.8856 | 61.5319 | 1
79.5799 | -20.8871 | 1
49.9059 | -22.8202 | 1
80.4602 | 35.563 | 1
12.8284 | 63.9404 | 1
71.5949 | -10.7603 | 1
56.6918 | 6.8534 | 1
34.2962 | 6.1323 | 1
74.2391 | 31.9054 | 1
37.6392 | 25.7621 | 1
98.0146 | 50.9905 | 1
89.9348 | 28.9353 | 1
47.0368 | 63.2015 | 1
32.899 | -26.1059 | 1
50.9859 | -21.3133 | 1
35.9177 | 63.7084 | 1
96.9546 | -20.1014 | 1
60.4625 | 2.2439 | 1
35.6623 | 41.5382 | 1
83.1443 | 21.7631 | 1
46.2522 | 50.7876 | 1
91.8891 | -6.2614 | 1
73.9905 | 63.6918 | 1
28.1712 | -12.1957 | 1
35.4185 | 14.9779 | 1
96.5187 | 65.6208 | 1
49.0094 | -19.8551 | 1
15.4942 | 64.7966 | 1
83.4569 | 20.1326 | 1
25.0953 | 56.6099 | 1
99.3108 | 37.286 | 1
84.7409 | -11.5553 | 1
80.0461 | -6.1808 | 1
51.6367 | 39.3652 | 1
56.7913 | 43.7156 | 1
60.9791 | 46.5002 | 1
23.5159 | 41.9257 | 1
25.6478 | -17.3861 | 1
22.1759 | -27.2343 | 1
96.8103 | 51.5909 | 1
3.005 | 65.4335 | 1
57.7621 | 27.4386 | 1
34.0875 | 19.1301 | 1
88.2862 | -19.311 | 1
37.0013 | 19.8041 | 1
41.1289 | 10.5039 | 1
86.91 | 68.0002 | 1
20.5199 | -8.6744 | 1
0.46674 | 29.8119 | 1
84.0297 | -3.4258 | 1
30.4161 | 14.6346 | 1
98.1509 | -17.84 | 1
19.0889 | 12.7292 | 1
62.8714 | 60.259 | 1
8.7165 | 66.9165 | 1
88.2601 | 31.7439 | 1
83.9432 | -3.9127 | 1
14.5761 | 17.1659 | 1
90.1789 | -12.3614 | 1
16.3882 | 27.7854 | 1
55.085 | -14.3124 | 1
51.1355 | -11.373 | 1
53.971 | -9.6507 | 1
76.6584 | 62.2369 | 1
57.2185 | 11.6375 | 1
30.6864 | 0.93931 | 1
38.4715 | -11.1139 | 1
43.5375 | 14.8909 | 1
28.1728 | 53.5994 | 1
43.7132 | 8.1496 | 1
65.9513 | 50.8818 | 1
35.9604 | -7.8564 | 1
31.2129 | 33.781 | 1
13.5677 | 24.9907 | 1
90.564 | -12.7368 | 1
3.4306 | 20.4188 | 1
9.9255 | 59.4895 | 1
88.9929 | -5.7733 | 1
69.5231 | -16.1974 | 1
58.7524 | -4.2609 | 1
92.1257 | 62.6638 | 1
57.465 | 18.4833 | 1
12.7805 | -5.7026 | 1
15.8931 | 58.3031 | 1
66.2507 | 49.6313 | 1
67.3842 | 69.6184 | 1
95.988 | 2.7052 | 1
71.623 | -20.5529 | 1
82.956 | -19.5419 | 1
21.8874 | 17.1745 | 1
40.7966 | 21.9506 | 1
77.2631 | -25.7854 | 1
5.146 | -21.7888 | 1
4.2523 | 34.9743 | 1
83.1421 | 20.9739 | 1
14.6757 | 61.2283 | 1
99.6997 | 53.1297 | 1
9.5606 | -6.7257 | 1
18.7933 | 42.0039 | 1
55.122 | 62.6569 | 1
50.397 | 50.2737 | 1
41.0754 | -6.2581 | 1
66.9165 | 58.5273 | 1
38.7169 | 44.6413 | 1
67.2653 | 1.2391 | 1
54.391 | 27.4704 | 1
74.6942 | 9.8714 | 1
22.9832 | 17.8776 | 1
37.3765 | -8.6287 | 1
83.6369 | 60.5372 | 1
63.3577 | 58.4422 | 1
22.8358 | 51.5633 | 1
70.9048 | -4.2608 | 1
54.2944 | 30.1205 | 1
91.1126 | 13.9235 | 1
92.5671 | -21.1884 | 1
23.0701 | 57.2928 | 1
65.3002 | -13.0116 | 1
70.8657 | 28.6052 | 1
74.5998 | -18.4083 | 1
34.5647 | -21.2424 | 1
88.8616 | -23.5136 | 1
3.0872 | 64.6672 | 1
6.1743 | 36.1636 | 1
93.6754 | 34.0106 | 1
25.0676 | 51.0053 | 1
9.1846 | 41.7578 | 1
64.6511 | 17.3299 | 1
14.8786 | -8.8549 | 1
25.3569 | 8.9492 | 1
6.9048 | 54.4199 | 1
81.7175 | 67.0612 | 1
24.4388 | 45.3771 | 1
74.7652 | -7.0342 | 1
20.2722 | -5.5316 | 1
32.7244 | 42.9352 | 1
43.7225 | 27.1147 | 1
59.2968 | 64.354 | 1
0.99767 | -26.5655 | 1
88.3591 | 18.1436 | 1
12.894 | 62.5392 | 1
27.0233 | 63.6135 | 1
15.3375 | -13.93 | 1
69.1345 | 35.4914 | 1
30.0764 | 17.1114 | 1
27.0525 | 69.7897 | 1
61.7413 | 38.8082 | 1
75.1197 | -21.3821 | 1
11.0816 | -1.6821 | 1
38.6584 | 28.4843 | 1
59.0406 | 61.6727 | 1
22.8305 | 65.7323 | 1
32.1223 | 10.5697 | 1
64.6602 | 22.6139 | 1
35.1258 | 7.7215 | 1
21.6703 | 69.1378 | 1
48.3614 | -3.3428 | 1
83.0263 | -20.3271 | 1
76.8968 | 22.0991 | 1
18.7098 | 31.6238 | 1
81.8176 | -14.4473 | 1
31.9902 | 5.9307 | 1
43.6823 | 25.9774 | 1
77.4471 | -18.1807 | 1
38.6917 | 64.1484 | 1
55.1378 | 28.1704 | 1
99.0594 | 60.2619 | 1
24.7187 | 18.33 | 1
24.4848 | -18.4991 | 1
83.4538 | -3.9937 | 1
85.4445 | 39.5877 | 1
74.0262 | 69.49 | 1
63.7986 | 69.2222 | 1
93.8768 | 6.8401 | 1
44.8371 | 32.6822 | 1
35.0943 | -27.5628 | 1
9.5538 | -29.6479 | 1
65.4387 | 14.2842 | 1
57.7541 | -29.5699 | 1
23.0532 | -16.8678 | 1
26.342 | 48.367 | 1
46.0027 | 16.6135 | 1
8.6175 | 15.5185 | 1
97.0106 | -25.4831 | 1
86.2124 | 44.675 | 1
52.2819 | 9.7298 | 1
27.9294 | 1.7202 | 1
36.2947 | 42.9231 | 1
18.9821 | 62.0276 | 1
54.7938 | 69.1446 | 1
98.9331 | 52.3611 | 1
15.1136 | -14.605 | 1
88.7599 | 54.8356 | 1
52.4464 | 0.33334 | 1
84.3147 | -20.4114 | 1
9.1262 | 51.5784 | 1
7.5625 | 69.3046 | 1
28.9718 | 24.1269 | 1
81.2996 | 55.6609 | 1
47.2865 | -28.9359 | 1
48.575 | 62.3802 | 1
98.6882 | 29.5885 | 1
13.2105 | 3.5951 | 1
16.4331 | -0.76079 | 1
30.5215 | 21.2285 | 1
3.0855 | -10.2183 | 1
71.1887 | 10.9946 | 1
45.5338 | 55.0511 | 1
80.3841 | -9.1967 | 1
52.1573 | 42.6093 | 1
77.5179 | 62.3838 | 1
81.4733 | 39.0199 | 1
24.8003 | -17.6094 | 1
86.126 | 51.2323 | 1
87.5815 | 39.0523 | 1
77.9821 | -12.3598 | 1
64.6698 | 57.8499 | 1
14.696 | 46.6187 | 1
50.6339 | 3.5466 | 1
68.2111 | 47.9935 | 1
91.6167 | 9.0554 | 1
41.035 | 21.9862 | 1
66.1008 | 34.9902 | 1
83.8113 | -25.1024 | 1
27.2291 | 65.2981 | 1
73.3131 | 31.7544 | 1
86.2052 | -13.7853 | 1
76.1804 | 29.5976 | 1
5.5991 | 27.644 | 1
85.965 | -4.2003 | 1
10.3917 | 31.0756 | 1
21.2225 | 33.0686 | 1
23.4563 | 5.4803 | 1
70.3972 | 53.1155 | 1
55.4909 | 0.94297 | 1
31.6916 | 55.033 | 1
80.6831 | -16.8593 | 1
22.8378 | 21.8742 | 1
78.3371 | 6.0188 | 1
78.9107 | 52.7932 | 1
95.0402 | 18.763 | 1
90.8561 | 5.0908 | 1
91.5359 | -13.2224 | 1
43.4366 | 62.6509 | 1
26.328 | 1.1086 | 1
43.565 | 11.8785 | 1
51.5506 | 35.6385 | 1
46.1039 | 38.9378 | 1
28.7392 | 64.0916 | 1
32.9583 | 19.5911 | 1
21.2525 | 45.9588 | 1
12.8564 | 42.4103 | 1
30.3549 | -15.0124 | 1
93.7815 | 42.6374 | 1
42.8571 | 52.3737 | 1
7.2031 | 36.4189 | 1
62.5397 | 21.7746 | 1
14.0647 | 19.5718 | 1
3.6678 | 28.9322 | 1
36.3928 | 37.6334 | 1
26.8561 | 34.3701 | 1
46.5064 | 5.933 | 1
73.5521 | -25.4717 | 1
95.1986 | 41.9354 | 1
86.4126 | 5.7282 | 1
19.0714 | 67.0074 | 1
45.9338 | -9.2482 | 1
99.4796 | -5.3515 | 1
88.9469 | 35.5975 | 1
32.0639 | 26.5477 | 1
70.1132 | 54.4058 | 1
3.7711 | 66.0498 | 1
37.5783 | 29.9337 | 1
24.9417 | 0.7704 | 1
7.377 | 62.8466 | 1
29.3639 | 24.3315 | 1
92.4167 | 2.4145 | 1
9.6411 | 40.3347 | 1
41.9069 | 5.3598 | 1
10.2807 | -25.5822 | 1
34.7563 | 36.1579 | 1
49.3578 | 55.4733 | 1
15.3675 | -12.9349 | 1
66.1802 | 25.8749 | 1
78.9779 | 64.8792 | 1
65.1495 | -1.3669 | 1
8.2982 | 2.121 | 1
66.9074 | 38.7686 | 1
95.1427 | 6.2827 | 1
43.7777 | 24.5273 | 1
92.5014 | 10.3457 | 1
54.0761 | 0.4542 | 1
14.5235 | 53.121 | 1
36.1304 | 20.6402 | 1
43.7716 | 43.9698 | 1
35.7892 | 55.5814 | 1
11.634 | -21.3815 | 1
21.6572 | -27.5339 | 1
67.8733 | 65.79 | 1
23.4815 | 38.1389 | 1
74.8683 | 6.2637 | 1
22.8922 | 8.9317 | 1
53.0849 | -3.6845 | 1
27.3154 | 54.6172 | 1
27.1337 | 42.0237 | 1
3.2905 | 39.4928 | 1
25.6551 | 21.4758 | 1
1.1193 | -16.2632 | 1
83.8963 | -20.7214 | 1
41.0225 | -9.3456 | 1
99.077 | 64.477 | 1
22.9685 | 2.5428 | 1
96.0436 | 12.6633 | 1
33.0856 | 38.6678 | 1
33.5793 | 32.0046 | 1
78.5015 | 10.5609 | 1
84.142 | -12.3212 | 1
80.5832 | 60.1462 | 1
89.5263 | 40.9972 | 1
77.8582 | -12.0857 | 1
75.0633 | 69.0718 | 1
50.1483 | 13.3525 | 1
20.3435 | 47.7499 | 1
82.671 | -3.3561 | 1
9.3708 | 14.6963 | 1
38.8174 | -17.3067 | 1
74.5619 | 64.5614 | 1
98.5344 | 46.2854 | 1
48.9199 | 65.6213 | 1
96.1392 | -21.4052 | 1
63.5845 | 9.0109 | 1
37.5877 | 5.8541 | 1
59.5775 | -7.5495 | 1
16.6615 | 2.5297 | 1
92.1025 | 37.2778 | 1
20.9057 | 45.1567 | 1
22.8157 | 9.2915 | 1
29.2583 | 35.36 | 1
2.0593 | 31.7614 | 1
38.0237 | 60.9327 | 1
50.15 | -26.7453 | 1
47.77 | 59.2506 | 1
25.6927 | -20.7512 | 1
35.6639 | -29.6229 | 1
15.0953 | 59.219 | 1
32.6009 | -28.9056 | 1
6.9615 | -0.62634 | 1
37.063 | 52.3236 | 1
97.5079 | -19.3147 | 1
80.2879 | 64.5905 | 1
23.7283 | 47.9861 | 1
87.6639 | 38.0581 | 1
51.6548 | 35.3208 | 1
78.9677 | 48.3573 | 1
14.6017 | 54.1166 | 1
10.0143 | 62.949 | 1
30.6864 | -28.9606 | 1
56.8538 | -18.5295 | 1
9.3017 | -1.9924 | 1
67.8036 | 53.4605 | 1
5.1441 | 13.7723 | 1
55.799 | -4.7333 | 1
96.6886 | 35.5001 | 1
7.5111 | 51.2012 | 1
88.754 | -11.7902 | 1
90.9164 | 64.9228 | 1
3.5986 | 29.7697 | 1
88.6809 | 29.8011 | 1
53.0398 | 55.9336 | 1
90.3741 | -17.3511 | 1
53.2888 | 69.1162 | 1
30.2415 | 21.9583 | 1
59.881 | 53.3595 | 1
42.8763 | -20.888 | 1
10.1662 | 63.6421 | 1
50.2502 | -4.4492 | 1
78.0064 | 42.9157 | 1
36.4695 | 20.5628 | 1
0.81342 | 43.7155 | 1
47.8905 | 16.5177 | 1
0.53551 | 19.4014 | 1
63.1802 | 37.7508 | 1
36.065 | 6.8766 | 1
82.6219 | 40.018 | 1
84.131 | 47.1956 | 1
71.981 | 68.0935 | 1
15.1402 | 45.5188 | 1
37.53 | 47.5386 | 1
2.3429 | 36.5714 | 1
32.1972 | -4.5016 | 1
63.0608 | 8.45 | 1
18.0774 | -2.3765 | 1
13.0658 | 9.3962 | 1
36.452 | 40.8133 | 1
92.4703 | 3.916 | 1
52.8861 | 41.095 | 1
76.4296 | 16.5693 | 1
99.3096 | -11.3535 | 1
82.4541 | 25.3924 | 1
81.0766 | 43.7812 | 1
48.8582 | -18.1109 | 1
56.7288 | 50.0252 | 1
0.30642 | -12.878 | 1
7.5794 | 22.0893 | 1
51.3901 | 18.5841 | 1
79.9067 | -20.9921 | 1
43.7141 | 24.4411 | 1
95.0668 | 49.3501 | 1
31.8668 | 27.3046 | 1
68.3316 | 22.2039 | 1
59.8504 | -8.8122 | 1
19.2899 | -29.3724 | 1
81.0243 | 9.5122 | 1
72.4893 | 33.6653 | 1
58.5798 | 39.1578 | 1
87.5064 | 34.5032 | 1
63.5365 | 19.7485 | 1
89.2801 | 27.5764 | 1
87.469 | 58.9461 | 1
51.9338 | 27.4467 | 1
64.2497 | -14.5272 | 1
43.1704 | 14.6907 | 1
97.4242 | 8.2501 | 1
22.7348 | 30.7473 | 1
49.4907 | 15.369 | 1
7.9198 | 61.6343 | 1
88.4906 | 31.5519 | 1
43.084 | 64.9737 | 1
32.1024 | -2.82 | 1
18.6135 | 50.1744 | 1
53.6644 | 43.3072 | 1
73.0389 | 63.8006 | 1
99.6418 | 48.4305 | 1
67.3835 | 61.1798 | 1
39.2557 | -3.611 | 1
3.2022 | -17.6538 | 1
37.025 | -27.8123 | 1
52.5195 | 35.6595 | 1
99.2003 | 40.281 | 1
60.3315 | 23.4052 | 1
10.5265 | -6.2523 | 1
75.1159 | 10.1286 | 1
89.2363 | -15.7373 | 1
100.014 | 66.7788 | 1
4.5843 | -18.4685 | 1
90.9035 | 37.1138 | 1
32.4609 | 23.4519 | 1
23.8593 | 52.7592 | 1
29.8619 | 44.381 | 1
50.8388 | 23.9435 | 1
51.9179 | 54.5546 | 1
48.9114 | -4.6824 | 1
95.5699 | -29.8249 | 1
95.6248 | 46.0599 | 1
70.1826 | -19.3265 | 1
64.4071 | -9.8717 | 1
89.5735 | 51.866 | 1
84.1796 | -6.4772 | 1
87.3858 | 41.4881 | 1
36.4916 | 55.5444 | 1
18.985 | -12.7674 | 1
47.8423 | -11.405 | 1
77.2215 | 64.7179 | 1
78.3987 | 32.4949 | 1
53.8354 | 55.5052 | 1
80.1491 | 1.9616 | 1
44.7032 | 47.2713 | 1
75.1169 | 41.3933 | 1
31.8864 | -29.9006 | 1
52.2943 | 31.0556 | 1
56.5827 | 66.8994 | 1
48.4395 | 16.6341 | 1
24.8588 | 28.7342 | 1
41.0817 | 4.4534 | 1
12.9683 | 11.6363 | 1
48.2779 | 64.5965 | 1
7.3358 | 7.77 | 1
43.4888 | 49.7024 | 1
83.9164 | 13.4878 | 1
29.3581 | 58.1405 | 1
74.1964 | 18.5288 | 1
64.8205 | 54.3897 | 1
36.8933 | -0.81437 | 1
98.2942 | 48.5468 | 1
14.9817 | 9.1468 | 1
59.101 | 3.7033 | 1
97.401 | 17.905 | 1
18.7053 | 63.8902 | 1
52.0519 | 18.3272 | 1
19.0732 | 22.2683 | 1
34.3022 | 34.0571 | 1
12.6323 | 12.2511 | 1
17.5229 | 19.6267 | 1
40.417 | -19.5041 | 1
33.4791 | 60.8325 | 1
45.9338 | 50.5866 | 1
4.3532 | 16.2322 | 1
97.2612 | 39.3276 | 1
99.3402 | -14.0338 | 1
6.1432 | 54.2701 | 1
1.8352 | 69.4059 | 1
58.6032 | 60.8632 | 1
20.5362 | -22.2693 | 1
3.6208 | 33.091 | 1
51.7699 | -10.844 | 1
80.3366 | 23.9626 | 1
56.0435 | 1.145 | 1
32.6784 | 16.7482 | 1
78.5591 | 32.4596 | 1
83.5663 | -28.2075 | 1
67.7735 | 42.7171 | 1
36.3194 | 15.7481 | 1
0.33893 | 16.993 | 1
28.3164 | 40.9301 | 1
32.5642 | -11.6373 | 1
9.5046 | 15.5144 | 1
17.8808 | 17.7751 | 1
70.8091 | -11.6493 | 1
45.4672 | -25.6275 | 1
84.253 | 69.0147 | 1
38.1651 | 62.3956 | 1
79.1073 | -27.5807 | 1
69.294 | 10.4553 | 1
36.4477 | -8.505 | 1
17.9415 | 6.6387 | 1
37.601 | 30.2369 | 1
80.9496 | 23.2963 | 1
66.8283 | -21.6773 | 1
55.052 | 23.6287 | 1
24.8033 | 21.1322 | 1
44.6461 | 1.253 | 1
61.5136 | 56.9736 | 1
33.2102 | -29.6468 | 1
40.1463 | -4.8213 | 1
54.1618 | -9.3771 | 1
8.8874 | 44.2977 | 1
99.4349 | -12.5423 | 1
83.494 | 18.6317 | 1
25.7522 | 1.8273 | 1
58.1798 | 31.3332 | 1
18.0909 | 19.5152 | 1
21.4719 | 67.116 | 1
68.6242 | 64.9045 | 1
27.4552 | 69.7434 | 1
75.4856 | -0.53003 | 1
82.4915 | -10.9979 | 1
17.8193 | -15.1268 | 1
76.5325 | 9.6115 | 1
53.1776 | 50.5207 | 1
40.4087 | 69.9935 | 1
24.7981 | 59.3247 | 1
18.4879 | 18.7619 | 1
23.5778 | 36.6336 | 1
68.0409 | 4.1689 | 1
46.6348 | -11.5281 | 1
62.2088 | 6.1727 | 1
6.4725 | 33.3532 | 1
97.2827 | 65.3469 | 1
41.8543 | -9.6501 | 1
88.5878 | 53.9769 | 1
24.3241 | 57.2733 | 1
24.2721 | 21.6119 | 1
17.9645 | -14.6313 | 1
70.1514 | 31.1598 | 1
4.7404 | 27.7348 | 1
39.1276 | -5.4051 | 1
77.2936 | -14.9536 | 1
81.7417 | 5.984 | 1
31.8058 | -29.6429 | 1
84.5479 | 40.9975 | 1
95.9801 | -26.2436 | 1
43.7944 | 56.2843 | 1
19.1979 | -24.4239 | 1
54.7846 | -28.3708 | 1
16.2573 | 18.9154 | 1
58.2822 | -8.9422 | 1
4.6383 | -21.7689 | 1
36.6548 | 59.0551 | 1
56.3033 | 62.4141 | 1
15.9596 | 36.5089 | 1
84.0514 | -7.1355 | 1
72.9763 | 52.86 | 1
74.8129 | 8.5811 | 1
82.5943 | -8.6528 | 1
78.131 | -3.8694 | 1
9.8956 | -24.4217 | 1
66.3627 | -1.6567 | 1
14.655 | 35.1113 | 1
95.2489 | 4.7444 | 1
22.4045 | 43.1372 | 1
36.9465 | -23.8101 | 1
68.4775 | -28.6142 | 1
69.4319 | -13.9478 | 1
53.5724 | 7.5899 | 1
61.5485 | 19.4847 | 1
9.7908 | 54.3075 | 1
66.409 | 63.4986 | 1
73.9466 | 4.453 | 1
19.0304 | -22.2136 | 1
47.2139 | 56.9081 | 1
13.5473 | -12.6692 | 1
45.0696 | -6.392 | 1
9.1585 | 69.7196 | 1
60.0835 | -3.6851 | 1
82.0432 | 24.1606 | 1
47.708 | -10.6842 | 1
74.5576 | 64.1468 | 1
43.7023 | 18.5309 | 1
58.7612 | 22.8895 | 1
62.7777 | 18.944 | 1
31.4108 | 49.547 | 1
80.8327 | 9.9472 | 1
71.9031 | 16.369 | 1
87.4274 | -14.5217 | 1
1.5684 | 2.4436 | 1
18.5589 | 28.9373 | 1
86.9353 | 12.0466 | 1
96.6738 | 10.7172 | 1
19.6361 | 67.3378 | 1
34.0597 | 51.6913 | 1
64.6214 | -15.7045 | 1
78.0487 | 27.4602 | 1
4.6211 | 48.7678 | 1
28.5177 | 50.2043 | 1
38.3283 | 7.2974 | 1
5.1013 | 30.1155 | 1
51.1002 | -29.8333 | 1
5.0535 | 8.6125 | 1
71.2465 | 4.4496 | 1
49.078 | 66.203 | 1
34.1047 | 49.5148 | 1
82.6908 | -18.0939 | 1
29.5866 | -7.2904 | 1
28.4376 | -20.3938 | 1
85.5562 | 60.1783 | 1
38.9379 | 53.0613 | 1
2.6464 | 49.1682 | 1
55.8757 | 60.3773 | 1
71.8283 | 24.1519 | 1
60.8294 | 41.0504 | 1
47.7417 | 19.7677 | 1
62.5432 | -20.6913 | 1
90.4049 | 41.5395 | 1
87.3795 | 14.9478 | 1
90.7612 | -3.5919 | 1
6.3922 | 23.1928 | 1
76.5836 | 36.4769 | 1
88.7373 | -4.6425 | 1
44.8156 | 6.7672 | 1
55.0068 | -28.6838 | 1
96.2915 | 47.6836 | 1
78.6633 | -24.4158 | 1
66.3503 | 31.2922 | 1
30.7237 | 23.1263 | 1
44.0707 | 59.5696 | 1
58.4774 | 38.8312 | 1
63.1628 | 44.5578 | 1
22.2059 | 13.2438 | 1
54.4055 | 30.7656 | 1
68.8844 | -28.5546 | 1
38.5498 | 48.6132 | 1
99.3221 | 12.5865 | 1
15.2194 | -12.8538 | 1
67.4691 | -7.4835 | 1
11.0219 | 24.6567 | 1
11.4044 | -26.3152 | 1
86.7192 | 52.5917 | 1
75.644 | 24.4318 | 1
34.982 | 55.7174 | 1
6.6288 | -10.2344 | 1
31.0486 | -6.5314 | 1
49.6123 | -5.3892 | 1
6.5806 | 50.4801 | 1
74.4115 | -1.0995 | 1
14.37 | 46.0348 | 1
96.9037 | 68.4885 | 1
88.9883 | -23.588 | 1
10.0575 | 52.6877 | 1
87.797 | 63.6632 | 1
13.5272 | 60.3327 | 1
79.0406 | 30.6667 | 1
58.0483 | 21.5001 | 1
96.052 | -9.5558 | 1
73.7559 | 47.238 | 1
9.3625 | -1.2708 | 1
94.2245 | 10.7563 | 1
13.8227 | 28.6155 | 1
79.8581 | 45.3569 | 1
55.4621 | -9.852 | 1
98.7676 | -25.3252 | 1
66.787 | 31.8981 | 1
47.4953 | -13.6012 | 1
85.906 | 24.9266 | 1
5.0408 | 40.1975 | 1
53.5525 | 65.3322 | 1
77.697 | -23.5249 | 1
98.0229 | 57.3398 | 1
16.0326 | -18.2453 | 1
36.3682 | 43.4363 | 1
73.4566 | 6.8865 | 1
53.4057 | 44.1899 | 1
54.1853 | -18.2285 | 1
97.3732 | 57.6253 | 1
41.8748 | 53.2546 | 1
40.2372 | 39.7264 | 1
64.0524 | 45.1783 | 1
86.1091 | 48.244 | 1
30.3687 | 66.3455 | 1
50.2702 | 54.1235 | 1
27.1257 | -9.0763 | 1
23.1404 | 65.6032 | 1
17.9709 | 40.666 | 1
36.5364 | 38.1534 | 1
17.1244 | -9.2244 | 1
88.7839 | 28.7103 | 1
90.3359 | 16.6264 | 1
91.7292 | 48.4743 | 1
47.1462 | 1.2611 | 1
47.5063 | 33.6926 | 1
12.1493 | 31.555 | 1
36.7689 | -29.5779 | 1
91.9787 | 27.6667 | 1
53.3157 | 50.6936 | 1
42.447 | 67.9571 | 1
37.9979 | 18.9655 | 1
31.2664 | 25.4112 | 1
77.6987 | 46.8292 | 1
58.5729 | 31.4689 | 1
42.8379 | -15.7836 | 1
41.4871 | 29.0021 | 1
83.7559 | 43.3694 | 1
82.2321 | -12.9711 | 1
41.9176 | 7.6672 | 1
8.1176 | 31.718 | 1
68.4452 | -16.7093 | 1
38.0272 | 61.267 | 1
93.8616 | -6.7372 | 1
12.6246 | 45.1401 | 1
74.0869 | 7.3468 | 1
64.1846 | 55.0522 | 1
41.9909 | 63.6066 | 1
35.0021 | 27.8415 | 1
33.2303 | 33.0289 | 1
32.8137 | -5.3979 | 1
53.6894 | 49.8292 | 1
73.0372 | 62.8238 | 1
77.8477 | 14.64 | 1
28.5705 | 68.7578 | 1
28.8106 | -14.9051 | 1
47.1401 | 19.6032 | 1
15.146 | 52.0157 | 1
77.4352 | 52.3153 | 1
1.77 | 67.2772 | 1
94.4898 | 51.1572 | 1
8.2591 | -24.6702 | 1
29.2009 | -5.0048 | 1
19.4427 | 38.4542 | 1
8.3521 | -24.9914 | 1
100.1556 | 24.2568 | 1
48.4354 | 64.2569 | 1
0.24842 | -19.6581 | 1
19.0566 | -26.0021 | 1
79.7451 | 54.166 | 1
5.6906 | 39.9174 | 1
94.792 | 62.1732 | 1
62.4382 | 42.8589 | 1
41.5064 | 50.022 | 1
76.5998 | 54.3036 | 1
34.5653 | 15.885 | 1
64.0818 | -19.2006 | 1
82.8745 | -20.4658 | 1
25.7108 | -5.7682 | 1
78.2827 | -18.8197 | 1
50.4722 | 2.6451 | 1
97.3076 | -15.6018 | 1
66.184 | -23.7102 | 1
73.1316 | -23.5673 | 1
97.6957 | -15.1337 | 1
51.9966 | -4.7656 | 1
29.1744 | 58.1108 | 1
84.8039 | 49.8475 | 1
98.4384 | 36.72 | 1
60.8101 | -9.5124 | 1
51.2087 | -28.6118 | 1
58.5228 | 14.0315 | 1
95.5953 | 45.1442 | 1
2.0303 | 65.059 | 1
88.215 | -1.5907 | 1
10.6953 | 53.32 | 1
80.8522 | 13.6367 | 1
31.2779 | 33.6828 | 1
92.7553 | -16.3655 | 1
5.388 | -29.167 | 1
89.6027 | -28.6009 | 1
23.6396 | 2.7275 | 1
51.8799 | -3.9009 | 1
57.686 | -21.6449 | 1
42.7434 | 47.8017 | 1
31.849 | 21.1975 | 1
1.2783 | 33.849 | 1
43.9486 | -24.367 | 1
6.3637 | 31.0558 | 1
54.6296 | -0.40567 | 1
96.8713 | 23.9546 | 1
36.5828 | -2.902 | 1
7.3076 | 60.4591 | 1
15.4839 | 61.0007 | 1
93.5782 | 0.43325 | 1
77.7603 | 35.7154 | 1
36.5811 | -3.9949 | 1
77.3237 | 31.2931 | 1
4.262 | 7.7905 | 1
7.9152 | 6.4822 | 1
99.9587 | 10.8989 | 1
52.9456 | 24.3539 | 1
99.6401 | 5.3768 | 1
68.5668 | -22.7164 | 1
20.6482 | 32.4454 | 1
44.3616 | 3.0903 | 1
44.2764 | 44.4926 | 1
92.6403 | -11.7069 | 1
66.461 | 10.3377 | 1
54.0546 | 59.8222 | 1
0.16994 | -23.5778 | 1
5.1751 | -12.623 | 1
37.6843 | 15.0026 | 1
80.4862 | -2.2072 | 1
16.9119 | -4.4013 | 1
36.0094 | 33.826 | 1
30.8122 | 50.4733 | 1
91.9857 | 11.9252 | 1
30.7826 | 1.4998 | 1
51.7554 | 1.4049 | 1
40.5526 | 19.1535 | 1
12.1207 | 46.468 | 1
5.3387 | -28.4248 | 1
17.0352 | -12.0333 | 1
26.3324 | 5.5614 | 1
43.76 | -17.9408 | 1
80.4761 | -5.5567 | 1
17.5856 | -2.2577 | 1
77.1835 | 21.6041 | 1
2.3288 | 59.5308 | 1
47.7568 | -4.4098 | 1
43.5389 | -26.1854 | 1
97.2749 | 68.9678 | 1
69.9014 | 27.0146 | 1
95.8206 | 61.0403 | 1
100.7808 | 25.1654 | 1
54.1386 | -10.9085 | 1
32.7919 | -22.9112 | 1
14.4879 | -3.4224 | 1
9.7165 | -29.9021 | 1
21.1071 | 8.8754 | 1
17.957 | 57.9082 | 1
11.722 | 23.1278 | 1
66.1262 | 54.3129 | 1
74.1206 | 42.5026 | 1
32.147 | 21.4519 | 1
0.12519 | 22.0763 | 1
67.6682 | 47.9042 | 1
44.6109 | 48.8497 | 1
63.2197 | 61.148 | 1
49.8325 | 28.6037 | 1
17.6101 | 62.6638 | 1
4.4298 | -3.4087 | 1
95.7516 | -9.5224 | 1
46.5176 | 12.3983 | 1
5.2287 | -5.4413 | 1
98.14 | 58.3268 | 1
97.6402 | 0.12352 | 1
100.4512 | -5.9842 | 1
46.1807 | 32.1863 | 1
70.4877 | 57.2094 | 1
45.0921 | 5.9499 | 1
31.6344 | 53.093 | 1
15.4493 | -24.1708 | 1
6.3782 | -25.4513 | 1
59.1821 | 52.7803 | 1
86.7093 | -3.2364 | 1
63.4669 | 45.7954 | 1
78.1059 | 44.301 | 1
85.3334 | 12.7983 | 1
95.1149 | 47.0735 | 1
49.2937 | 63.0366 | 1
0.54766 | 28.6462 | 1
51.6149 | -27.476 | 1
69.2747 | 33.9097 | 1
92.9195 | 32.5826 | 1
74.2267 | -18.846 | 1
33.628 | 36.5669 | 1
33.5692 | 42.3041 | 1
86.659 | 33.5498 | 1
30.5413 | 62.904 | 1
38.6066 | 34.1877 | 1
91.2692 | 64.5432 | 1
81.924 | 59.5296 | 1
50.6824 | 64.6381 | 1
61.3325 | -28.9457 | 1
56.3391 | 53.0543 | 1
83.9153 | 28.7859 | 1
29.734 | 53.1515 | 1
90.5263 | 34.5997 | 1
87.4124 | 12.3613 | 1
34.4767 | -4.6006 | 1
88.5137 | 29.1406 | 1
91.6181 | 9.5551 | 1
58.4599 | -11.7485 | 1
96.0202 | 56.9919 | 1
63.7361 | -9.6639 | 1
13.5291 | 53.7445 | 1
37.7543 | 58.9265 | 1
76.2255 | -19.5316 | 1
35.6625 | 58.3042 | 1
17.8573 | 58.0086 | 1
30.8782 | 69.4759 | 1
15.0083 | 50.6531 | 1
92.2609 | 3.2554 | 1
69.4259 | 63.9689 | 1
52.4528 | 51.8866 | 1
59.4052 | 48.6392 | 1
30.2936 | 1.8653 | 1
38.0484 | -8.0144 | 1
54.0719 | -5.5113 | 1
23.9809 | 54.5167 | 1
2.264 | 6.9719 | 1
72.4366 | 37.4086 | 1
38.4463 | -27.9268 | 1
4.1433 | -1.1671 | 1
72.6265 | 1.0775 | 1
15.0538 | -29.4485 | 1
53.9116 | 25.2746 | 1
93.8537 | 20.7775 | 1
13.176 | -17.4346 | 1
29.7762 | 58.3253 | 1
21.5939 | 6.3165 | 1
64.5762 | 19.3454 | 1
97.7229 | 69.6557 | 1
8.7805 | 24.5647 | 1
31.6786 | 1.913 | 1
57.1626 | 1.8845 | 1
29.4271 | 57.9962 | 1
96.7324 | 26.1979 | 1
5.9718 | 62.2641 | 1
3.9226 | 23.9609 | 1
63.6501 | -27.8753 | 1
85.5778 | 36.4696 | 1
22.0328 | 69.3175 | 1
99.1246 | 43.8109 | 1
60.5003 | 49.4532 | 1
50.8089 | -10.5551 | 1
86.6767 | 29.5591 | 1
28.0805 | -17.396 | 1
8.8186 | -4.3712 | 1
44.7562 | 23.3273 | 1
58.1193 | -20.522 | 1
61.201 | -3.8177 | 1
48.1504 | -11.9255 | 1
29.8866 | 21.9765 | 1
41.9126 | -13.799 | 1
85.2024 | 44.9057 | 1
99.9315 | 19.8701 | 1
24.4033 | 11.3044 | 1
41.8048 | 38.2975 | 1
23.2801 | -13.4661 | 1
96.2271 | 10.3299 | 1
39.1427 | -11.7963 | 1
76.4666 | 2.4981 | 1
97.8801 | 60.6415 | 1
18.7363 | -24.8515 | 1
69.4762 | 63.2125 | 1
14.8669 | 11.1177 | 1
51.4858 | 44.2391 | 1
63.6363 | 37.8131 | 1
73.0159 | 13.0546 | 1
96.7502 | 16.3432 | 1
73.9548 | -27.9644 | 1
70.2982 | 34.2523 | 1
80.2525 | 19.5253 | 1
61.4279 | 19.2438 | 1
12.9764 | -9.7849 | 1
51.7022 | 37.136 | 1
21.8611 | 41.214 | 1
24.2432 | 13.0925 | 1
74.6104 | 56.9563 | 1
43.0666 | 12.535 | 1
89.9459 | 52.6447 | 1
12.5595 | 44.3325 | 1
3.2655 | 56.8668 | 1
96.9672 | -22.7859 | 1
16.0278 | 6.0772 | 1
19.8307 | 52.7475 | 1
38.5476 | 57.6395 | 1
33.02 | 27.7247 | 1
15.2421 | 63.3909 | 1
6.7029 | 44.235 | 1
76.3085 | -1.4366 | 1
7.0223 | 7.5808 | 1
63.0638 | -22.9252 | 1
87.5107 | -11.5146 | 1
10.13 | 10.9505 | 1
33.5106 | 61.837 | 1
1.201 | 24.8099 | 1
6.3606 | -21.4543 | 1
16.9693 | 61.4353 | 1
69.1807 | -20.1706 | 1
15.7669 | 31.167 | 1
30.5002 | 12.1832 | 1
63.9599 | -16.4185 | 1
97.6254 | 33.3294 | 1
37.4429 | 52.6164 | 1
30.668 | 4.6122 | 1
29.1512 | 63.8347 | 1
39.1407 | 52.92 | 1
66.7016 | 28.484 | 1
30.4197 | 56.4658 | 1
66.0041 | -25.5774 | 1
0.50802 | 38.2068 | 1
10.6612 | 26.8517 | 1
19.9748 | -26.6152 | 1
100.6689 | 41.6949 | 1
23.6669 | 45.6221 | 1
65.3327 | 62.8322 | 1
93.496 | -9.7958 | 1
44.294 | 48.6638 | 1
72.8947 | 58.5283 | 1
96.3813 | 48.9085 | 1
60.0285 | -24.3898 | 1
54.6842 | 6.0786 | 1
65.6778 | -25.806 | 1
54.2007 | -23.6256 | 1
92.4623 | 37.9486 | 1
2.8986 | -25.5249 | 1
25.5395 | 69.4387 | 1
27.7067 | 53.7413 | 1
43.3995 | 30.0702 | 1
10.5106 | -16.3568 | 1
85.8259 | 31.3857 | 1
61.7648 | -0.8512 | 1
27.1273 | 38.2234 | 1
43.4734 | -17.6522 | 1
86.7807 | 36.3935 | 1
66.75 | 44.9123 | 1
50.293 | 37.5684 | 1
85.3656 | -5.8367 | 1
26.1792 | 32.121 | 1
45.7932 | 13.2902 | 1
1.3257 | -23.3741 | 1
96.6213 | 25.694 | 1
14.7953 | -20.5739 | 1
78.9789 | 12.1199 | 1
18.8253 | 38.4405 | 1
87.168 | -16.7714 | 1
64.3393 | -17.7381 | 1
38.538 | 22.9664 | 1
16.514 | -19.9393 | 1
6.2213 | -24.2539 | 1
53.8375 | 25.2391 | 1
38.9302 | 13.3331 | 1
57.0862 | 31.1594 | 1
52.2299 | 37.9672 | 1
56.7344 | 9.4163 | 1
94.5997 | 58.8707 | 1
22.2597 | 60.3074 | 1
50.8736 | 28.2352 | 1
1.1828 | 59.095 | 1
68.7912 | 20.6578 | 1
17.2987 | 43.8814 | 1
26.4035 | -29.0913 | 1
84.5648 | 13.9162 | 1
71.3418 | 35.8701 | 1
24.4073 | 12.8012 | 1
40.6985 | 21.912 | 1
56.3208 | 50.7434 | 1
74.7895 | 56.8431 | 1
55.877 | 36.2202 | 1
54.6309 | -3.0582 | 1
29.5142 | -23.6216 | 1
90.7144 | 61.5565 | 1
78.6275 | 40.6254 | 1
67.9104 | 69.2315 | 1
31.9216 | 42.9071 | 1
61.4599 | 60.1456 | 1
2.9165 | -15.8288 | 1
87.6351 | -28.6676 | 1
47.8202 | 33.2048 | 1
70.9833 | 10.1452 | 1
57.786 | 8.4452 | 1
15.9731 | -16.79 | 1
6.2729 | -15.3563 | 1
35.472 | -28.3928 | 1
72.3615 | 3.4094 | 1
50.4318 | -9.8317 | 1
92.3709 | 2.562 | 1
98.4259 | -21.4 | 1
9.6962 | -22.9762 | 1
77.4353 | 34.7272 | 1
31.8754 | 3.2701 | 1
14.6324 | 60.2587 | 1
66.3785 | -22.1182 | 1
57.3336 | 13.9841 | 1
71.5185 | 47.4413 | 1
22.7395 | -13.2324 | 1
72.5084 | 65.7018 | 1
5.2574 | 57.1552 | 1
31.986 | 54.929 | 1
70.0184 | 35.4673 | 1
72.3776 | 54.4914 | 1
47.7603 | 13.8654 | 1
83.2438 | 47.4738 | 1
44.5996 | 39.9238 | 1
61.7271 | 49.837 | 1
6.2203 | 55.8701 | 1
64.5584 | -3.1309 | 1
73.3933 | 16.2398 | 1
30.7627 | 68.599 | 1
23.1896 | 49.1154 | 1
63.8471 | -27.0638 | 1
94.9179 | 56.6859 | 1
88.0871 | 21.2022 | 1
0.46406 | 61.3544 | 1
58.1048 | 67.571 | 1
40.7038 | 15.1875 | 1
30.0952 | -12.1854 | 1
12.5237 | -24.4405 | 1
23.0364 | 65.5549 | 1
40.0389 | -8.4348 | 1
62.6261 | -23.7122 | 1
89.9104 | 47.312 | 1
100.5634 | 57.7214 | 1
41.9432 | 47.3468 | 1
57.577 | 35.9699 | 1
71.4645 | -14.5979 | 1
69.5936 | 32.3763 | 1
89.9869 | 50.3741 | 1
94.0784 | -26.7666 | 1
42.8604 | -5.1008 | 1
18.1561 | -14.2581 | 1
0.56092 | 63.2448 | 1
46.4499 | 38.1481 | 1
25.4538 | 18.1402 | 1
64.8976 | 25.0148 | 1
29.4757 | 38.3586 | 1
43.1134 | 57.4862 | 1
13.6749 | -17.4723 | 1
33.3981 | 3.6509 | 1
77.1022 | -12.4245 | 1
45.4928 | -0.22818 | 1
38.9753 | -25.4332 | 1
48.8958 | 15.9798 | 1
25.5423 | 50.4145 | 1
70.1538 | 63.2721 | 1
6.6779 | -10.3629 | 1
52.5292 | 51.5931 | 1
7.8654 | 45.4604 | 1
9.1175 | 25.4404 | 1
3.5601 | -12.2407 | 1
20.6349 | 68.4974 | 1
52.8009 | -3.8031 | 1
36.4547 | -13.0461 | 1
36.8695 | 40.8314 | 1
43.2352 | 17.1972 | 1
33.8234 | 16.5915 | 1
54.8171 | 52.2599 | 1
85.1481 | 3.5607 | 1
48.817 | 34.991 | 1
74.4952 | 67.6689 | 1
33.8607 | 22.7553 | 1
69.9259 | -28.1866 | 1
43.991 | 5.5147 | 1
10.3421 | -25.0452 | 1
20.5246 | 52.1486 | 1
90.6699 | 37.6189 | 1
41.0589 | 9.0273 | 1
19.8288 | 55.5067 | 1
46.5825 | 49.859 | 1
29.1976 | 1.8509 | 1
61.9505 | -18.4413 | 1
87.7125 | 22.9667 | 1
3.391 | -12.8498 | 1
75.8677 | 8.2869 | 1
16.196 | -23.8644 | 1
4.8151 | 39.0418 | 1
66.5382 | -2.0521 | 1
41.7402 | -23.3299 | 1
92.7541 | -6.4242 | 1
19.6651 | 24.1297 | 1
35.7311 | 36.8258 | 1
97.3755 | -15.8338 | 1
41.2164 | 68.1491 | 1
68.5052 | 13.8023 | 1
56.9866 | 63.605 | 1
2.8967 | 11.5766 | 1
82.9366 | 53.9705 | 1
81.3227 | -13.686 | 1
45.8578 | -8.8102 | 1
29.2113 | -26.7572 | 1
86.5369 | 1.1882 | 1
27.6044 | 46.798 | 1
1.8494 | 18.7476 | 1
74.6053 | 22.4158 | 1
86.2466 | -14.2602 | 1
55.9463 | 2.8686 | 1
33.599 | 49.1192 | 1
98.0529 | 19.5888 | 1
74.5026 | 33.2439 | 1
69.4849 | 7.1249 | 1
20.334 | 40.0017 | 1
24.4264 | -7.9129 | 1
20.678 | 9.0753 | 1
26.8814 | 45.6072 | 1
90.3535 | 40.5658 | 1
54.8947 | 50.7363 | 1
0.30921 | 11.379 | 1
81.3627 | 44.1919 | 1
90.2162 | 31.1236 | 1
93.6179 | -12.777 | 1
80.7703 | 10.7708 | 1
86.3886 | 12.4402 | 1
46.4165 | -23.5903 | 1
78.3459 | 36.1909 | 1
1.4589 | -8.0141 | 1
53.7387 | 11.9634 | 1
38.2504 | 27.7348 | 1
63.632 | 61.6086 | 1
72.6639 | -24.7224 | 1
11.4486 | 54.5294 | 1
69.7892 | -23.3066 | 1
94.9681 | -8.4175 | 1
78.3259 | 40.7205 | 1
69.2499 | -24.4771 | 1
35.6012 | 41.9352 | 1
27.9304 | 44.6995 | 1
65.5984 | 63.0031 | 1
66.6949 | 52.0307 | 1
31.8545 | -27.4724 | 1
67.8475 | 3.4438 | 1
37.81 | 46.7308 | 1
70.3185 | 37.0912 | 1
26.822 | 5.1693 | 1
53.6369 | 67.3852 | 1
23.7478 | 37.47 | 1
30.4839 | 33.0063 | 1
46.9018 | 66.5245 | 1
13.1688 | 45.4913 | 1
8.337 | 17.6066 | 1
0.27797 | 66.9885 | 1
58.3539 | 9.3518 | 1
13.9934 | -3.3017 | 1
95.8014 | 13.1147 | 1
13.712 | 58.0917 | 1
10.7884 | 50.0369 | 1
25.7809 | -22.8595 | 1
15.5601 | 23.8056 | 1
24.6574 | 43.4701 | 1
34.9175 | -22.012 | 1
70.6352 | 42.1883 | 1
25.9357 | 19.6145 | 1
78.1254 | 55.6166 | 1
91.7784 | 19.367 | 1
36.3962 | 28.4171 | 1
27.2053 | 24.2485 | 1
61.8223 | 5.4756 | 1
57.1426 | 36.2299 | 1
71.6326 | -18.5335 | 1
89.5318 | 27.8282 | 1
6.1032 | 18.6624 | 1
87.4715 | 49.7793 | 1
93.1996 | -29.2555 | 1
45.3075 | 26.0221 | 1
18.5628 | 20.167 | 1
64.8394 | 52.4142 | 1
29.2072 | 8.1031 | 1
25.2129 | 5.0992 | 1
13.9803 | -10.7088 | 1
99.2213 | 47.4399 | 1
12.6416 | -11.8284 | 1
78.6028 | 58.3787 | 1
94.6535 | -1.2182 | 1
37.7632 | -14.728 | 1
29.2486 | -20.7122 | 1
43.5292 | 6.7883 | 1
60.5419 | 27.8886 | 1
33.9724 | 47.9725 | 1
29.9728 | 8.1079 | 1
24.4475 | -4.619 | 1
66.7805 | 66.8282 | 1
57.7086 | -6.5546 | 1
45.7666 | 44.9828 | 1
56.1392 | 54.4252 | 1
34.1048 | 61.8109 | 1
19.5478 | 67.9864 | 1
96.3806 | 53.3942 | 1
99.5273 | -28.7703 | 1
71.0556 | 20.8922 | 1
78.0704 | 63.9438 | 1
48.3442 | 10.8046 | 1
68.7104 | 46.3894 | 1
53.7028 | 23.7712 | 1
39.2504 | 31.462 | 1
79.3986 | 40.1597 | 1
77.3951 | 54.0239 | 1
15.0586 | -3.4826 | 1
84.5657 | 65.1579 | 1
97.9357 | 33.0204 | 1
36.0609 | 12.7521 | 1
9.5239 | 25.6497 | 1
30.0305 | 3.2763 | 1
77.5887 | 6.888 | 1
91.0969 | -15.6796 | 1
14.1002 | 45.8036 | 1
92.3545 | -18.652 | 1
70.2745 | -29.5613 | 1
66.186 | 33.5481 | 1
31.3028 | 61.8426 | 1
55.2455 | 44.6757 | 1
89.2426 | 32.799 | 1
92.4167 | 56.9742 | 1
82.2873 | 4.6526 | 1
31.8271 | 21.4572 | 1
71.3428 | -9.7432 | 1
49.3068 | -29.8065 | 1
32.2861 | 47.0245 | 1
11.173 | -2.7346 | 1
8.7119 | 8.0638 | 1
74.5236 | 5.5797 | 1
41.5938 | 18.7418 | 1
11.8246 | 45.8338 | 1
67.8517 | 46.652 | 1
86.6508 | -13.3099 | 1
0.53988 | 42.8369 | 1
6.1019 | 46.5565 | 1
3.3921 | 28.2265 | 1
83.4837 | -25.7915 | 1
13.9015 | -2.8707 | 1
64.4905 | -5.4837 | 1
81.3845 | 9.9833 | 1
21.186 | 59.997 | 1
44.5582 | 24.0664 | 1
51.0608 | 31.4939 | 1
65.7042 | -10.2167 | 1
85.0622 | -3.3666 | 1
48.0174 | 63.7329 | 1
82.6867 | 31.395 | 1
65.3258 | 27.2913 | 1
59.8181 | 51.5224 | 1
39.8197 | 38.5647 | 1
2.1452 | -14.4101 | 1
92.7674 | 30.1796 | 1
18.2065 | 4.5125 | 1
6.5231 | 21.5776 | 1
72.9598 | 47.2457 | 1
37.2382 | 35.8951 | 1
45.6032 | 58.2776 | 1
47.2014 | 11.3502 | 1
85.0372 | 38.6648 | 1
0.61619 | 69.3807 | 1
40.7139 | -26.1827 | 1
51.4224 | 57.2667 | 1
71.9181 | -3.7835 | 1
18.4728 | 1.692 | 1
14.3118 | 6.7495 | 1
55.45 | -10.6963 | 1
43.0982 | 41.5918 | 1
46.886 | -1.541 | 1
4.8262 | -9.791 | 1
30.7554 | 66.046 | 1
19.6705 | 57.6406 | 1
24.5872 | 48.0098 | 1
12.3423 | 54.9159 | 1
8.5975 | 45.6268 | 1
4.864 | -9.0079 | 1
17.6881 | -3.3388 | 1
17.5937 | 58.2624 | 1
49.5092 | 26.9485 | 1
95.3912 | 32.3836 | 1
61.7263 | 27.605 | 1
13.8062 | 16.3346 | 1
19.1733 | 10.8618 | 1
91.7225 | 65.3353 | 1
77.5291 | 10.4539 | 1
75.877 | 63.4884 | 1
88.9457 | 50.7825 | 1
29.7103 | 48.8861 | 1
16.8696 | 51.6591 | 1
41.5237 | 67.1076 | 1
33.7482 | 61.0603 | 1
69.0585 | -14.5613 | 1
74.9405 | 36.5156 | 1
5.6073 | 53.9845 | 1
38.4381 | 54.6719 | 1
36.2224 | 55.6596 | 1
38.8759 | 9.9793 | 1
18.2523 | -24.9176 | 1
59.3338 | 9.0306 | 1
62.9409 | 46.2696 | 1
13.6744 | -29.293 | 1
71.3655 | -9.6714 | 1
28.4575 | 57.8452 | 1
26.8629 | 56.4744 | 1
57.8304 | 46.1516 | 1
48.5446 | 45.988 | 1
29.7955 | -11.0411 | 1
58.0414 | -27.4795 | 1
38.2105 | 12.4205 | 1
89.7273 | 6.4608 | 1
19.1931 | 40.5165 | 1
71.5792 | 47.3919 | 1
38.2182 | 40.8352 | 1
39.9902 | 41.556 | 1
22.7442 | 54.769 | 1
36.2951 | -1.736 | 1
57.0145 | 26.1524 | 1
27.634 | -11.2887 | 1
52.4596 | 63.5239 | 1
93.3949 | -26.6133 | 1
30.8357 | -4.3245 | 1
11.7915 | 34.2002 | 1
59.4278 | 14.954 | 1
69.8973 | 36.1839 | 1
63.7434 | 0.14973 | 1
58.2453 | 12.7181 | 1
39.6151 | 33.911 | 1
18.0582 | 67.901 | 1
90.0248 | 19.7026 | 1
51.444 | 11.2213 | 1
2.4539 | -15.9059 | 1
8.6611 | 36.1719 | 1
28.6691 | -0.99839 | 1
81.4564 | 22.8128 | 1
39.7177 | 27.7961 | 1
47.5702 | 20.3407 | 1
42.5358 | 32.1456 | 1
85.2095 | -24.5025 | 1
46.5354 | -11.7842 | 1
97.743 | -5.8516 | 1
62.0237 | 54.1404 | 1
69.1129 | 57.4046 | 1
33.7521 | -4.7912 | 1
80.2541 | -7.6492 | 1
19.4458 | -25.7854 | 1
79.244 | 37.3482 | 1
70.0129 | 12.8151 | 1
3.1411 | -17.8114 | 1
28.6936 | 69.6498 | 1
75.2888 | 7.8991 | 1
66.3394 | 40.4699 | 1
58.426 | 57.2828 | 1
57.3673 | 36.5634 | 1
56.0217 | -7.9557 | 1
0.42809 | -22.9728 | 1
94.2533 | 47.157 | 1
67.3751 | -4.5158 | 1
28.3265 | 8.5988 | 1
88.2607 | 38.3598 | 1
66.0637 | -24.7522 | 1
63.956 | 55.9105 | 1
47.0246 | 60.7655 | 1
33.584 | 26.9351 | 1
78.0363 | 22.3972 | 1
82.6537 | 33.9767 | 1
77.2725 | -17.2339 | 1
8.7292 | 4.3388 | 1
33.901 | 8.2014 | 1
86.1809 | 63.3661 | 1
37.1908 | 45.4337 | 1
87.0047 | 51.4463 | 1
98.2773 | 20.3884 | 1
7.4967 | 55.1421 | 1
57.3457 | 8.3063 | 1
97.8661 | -22.2371 | 1
13.6268 | 12.1785 | 1
84.4701 | -28.7164 | 1
81.7831 | 19.1538 | 1
12.1616 | -6.1431 | 1
36.3105 | 49.3633 | 1
83.5417 | -6.3196 | 1
54.3167 | -2.9339 | 1
94.9014 | 11.9407 | 1
65.5109 | 63.0374 | 1
66.753 | 26.4149 | 1
25.8116 | 35.227 | 1
98.8998 | -18.9486 | 1
99.1133 | -28.6309 | 1
6.2955 | -11.2975 | 1
80.5858 | -13.1591 | 1
53.0694 | 12.4402 | 1
0.16711 | 55.379 | 1
64.0875 | -27.1704 | 1
29.5209 | 21.7886 | 1
78.393 | 16.1097 | 1
7.1408 | -3.8095 | 1
33.7191 | 13.0321 | 1
94.0572 | 37.5687 | 1
11.4904 | 24.5803 | 1
70.3941 | 8.0322 | 1
86.1714 | 3.3398 | 1
56.927 | 22.7066 | 1
39.6301 | 33.7718 | 1
51.041 | 37.1725 | 1
34.8033 | 31.2813 | 1
41.9964 | 47.0981 | 1
48.1708 | 7.7827 | 1
54.9672 | 8.4901 | 1
72.7744 | 43.0301 | 1
45.9986 | 26.669 | 1
81.4764 | 51.7272 | 1
83.2603 | -27.2286 | 1
69.617 | 26.2158 | 1
15.06 | -21.9752 | 1
91.6293 | -25.5513 | 1
24.5889 | -10.2604 | 1
55.4836 | 45.1971 | 1
0.75372 | 32.8888 | 1
87.3701 | 39.3444 | 1
91.5308 | -18.3117 | 1
84.5707 | 16.4311 | 1
31.5874 | 6.2052 | 1
38.1435 | 54.0137 | 1
40.9764 | 33.8175 | 1
76.6784 | 41.3615 | 1
46.3942 | 8.5246 | 1
64.8547 | 54.3505 | 1
41.6404 | 66.4303 | 1
87.2978 | -1.7026 | 1
40.1605 | 12.7786 | 1
34.1376 | 36.7627 | 1
43.2219 | -29.6632 | 1
60.9305 | 67.5053 | 1
22.0352 | -28.9402 | 1
83.3973 | 17.788 | 1
66.2295 | 67.4198 | 1
32.641 | -20.6881 | 1
98.137 | 39.1088 | 1
17.0277 | 66.0403 | 1
24.7726 | 28.2664 | 1
96.7295 | 63.8024 | 1
91.2418 | -7.7298 | 1
13.5936 | 9.1827 | 1
46.1869 | 2.237 | 1
54.8706 | 28.3874 | 1
21.5275 | -21.1658 | 1
92.5717 | 27.5706 | 1
87.7543 | -5.7363 | 1
78.8839 | 24.9362 | 1
54.7645 | 16.0357 | 1
13.9828 | -18.0527 | 1
81.1273 | 48.238 | 1
3.0159 | 56.9184 | 1
10.0542 | -24.1374 | 1
73.5139 | 5.4312 | 1
86.4837 | 52.9307 | 1
51.4368 | 55.5388 | 1
14.1413 | 22.6712 | 1
66.918 | 14.0792 | 1
92.9603 | 67.7675 | 1
76.2715 | -11.563 | 1
28.5926 | 16.0781 | 1
18.5611 | -1.9499 | 1
100.0217 | -8.512 | 1
34.6886 | 62.5249 | 1
41.2135 | -16.5436 | 1
88.8827 | -12.4951 | 1
46.6832 | 7.4574 | 1
80.5127 | 23.4698 | 1
49.3088 | 40.7795 | 1
3.3198 | -23.9668 | 1
57.6049 | -13.4345 | 1
64.3059 | -7.6284 | 1
49.1271 | -25.1427 | 1
78.7053 | 0.83508 | 1
11.6369 | 34.7775 | 1
49.2157 | 59.5874 | 1
78.4504 | 1.4515 | 1
22.0243 | 20.2783 | 1
92.5865 | -7.7873 | 1
74.1364 | 63.18 | 1
93.199 | 47.8838 | 1
14.8126 | -24.7704 | 1
67.1323 | 51.7117 | 1
97.6536 | 22.9864 | 1
59.6121 | -13.0484 | 1
61.976 | 46.9709 | 1
14.11 | 41.4185 | 1
62.1171 | 31.1175 | 1
81.9811 | 68.354 | 1
95.4869 | -3.1173 | 1
30.8216 | 22.2156 | 1
16.3998 | 15.2415 | 1
16.9679 | 68.5351 | 1
84.7649 | -7.988 | 1
19.3931 | -8.9249 | 1
62.8784 | 52.9065 | 1
80.1874 | 24.7947 | 1
99.7378 | -21.0259 | 1
59.7699 | 68.0552 | 1
2.5324 | 39.8374 | 1
89.6406 | 10.8314 | 1
50.622 | 20.2772 | 1
54.1703 | -13.7377 | 1
30.9848 | -2.5581 | 1
78.1876 | 61.7248 | 1
56.4734 | 1.2082 | 1
34.6494 | 66.218 | 1
84.6542 | 50.8643 | 1
84.8945 | -26.9287 | 1
100.3856 | 68.8945 | 1
46.8597 | -17.0019 | 1
17.5775 | 39.6786 | 1
15.0154 | 13.436 | 1
22.3838 | 54.5059 | 1
49.4272 | -28.6321 | 1
40.4083 | 59.5312 | 1
63.5928 | 9.4484 | 1
79.5344 | -11.2601 | 1
6.5662 | 65.816 | 1
22.7644 | 53.9131 | 1
80.2692 | -26.9578 | 1
5.7043 | 31.6181 | 1
30.32 | -15.3656 | 1
2.0949 | 63.9013 | 1
100.6652 | 47.1778 | 1
94.2193 | -11.5289 | 1
85.4399 | 31.8054 | 1
3.4164 | -27.8319 | 1
67.3877 | -28.9021 | 1
50.8968 | -10.8465 | 1
61.6171 | 41.1641 | 1
24.0221 | -18.0958 | 1
78.1651 | 69.9485 | 1
12.3125 | 40.2431 | 1
93.1224 | 68.9814 | 1
9.0031 | 62.6406 | 1
64.9735 | 54.9422 | 1
16.2855 | 37.1124 | 1
20.7027 | 31.3396 | 1
10.2313 | 53.7057 | 1
4.1113 | -6.8648 | 1
57.3202 | 63.1457 | 1
8.5854 | -27.1669 | 1
100.1426 | 13.5999 | 1
87.4575 | 23.0816 | 1
62.4122 | 12.6997 | 1
63.057 | 48.7389 | 1
28.1898 | 24.7168 | 1
74.6721 | 49.2411 | 1
42.0704 | -5.9982 | 1
35.5974 | -5.0681 | 1
60.7607 | 53.089 | 1
43.9898 | 23.2476 | 1
98.3577 | -23.2712 | 1
5.7063 | 3.5769 | 1
72.5217 | 1.1986 | 1
31.3522 | 68.9959 | 1
5.2966 | 17.2927 | 1
76.7141 | 42.1919 | 1
83.4312 | 63.8527 | 1
95.7902 | 8.9881 | 1
42.9487 | -6.1575 | 1
95.8474 | -22.0087 | 1
100.7832 | 26.2538 | 1
89.8769 | -1.3139 | 1
32.5732 | 19.588 | 1
88.4274 | -13.9467 | 1
100.9982 | 23.7361 | 1
19.4911 | 63.3279 | 1
21.3739 | -8.7247 | 1
56.5992 | 8.3265 | 1
41.0966 | 16.8537 | 1
97.6061 | 9.9278 | 1
1.3028 | 43.9933 | 1
97.6124 | -26.0053 | 1
3.5052 | 50.4106 | 1
64.1366 | 11.7811 | 1
69.0866 | 32.0868 | 1
69.8628 | 61.6484 | 1
89.0572 | 66.4785 | 1
93.1398 | 67.3829 | 1
5.1161 | 15.6026 | 1
42.5025 | 23.3003 | 1
86.1355 | 63.9721 | 1
59.5238 | 1.1237 | 1
47.1702 | 32.1921 | 1
91.7054 | 13.4014 | 1
87.898 | 6.9101 | 1
71.7593 | -25.2841 | 1
55.1127 | -21.6687 | 1
11.1185 | -8.0906 | 1
85.1776 | 21.6339 | 1
96.4678 | 16.6006 | 1
46.3605 | 29.6676 | 1
59.1483 | 26.1667 | 1
92.6401 | -8.4353 | 1
29.8198 | -15.7862 | 1
90.342 | 69.0606 | 1
96.7369 | 48.0159 | 1
69.2882 | 14.8186 | 1
61.9986 | 18.5303 | 1
45.0567 | 3.0386 | 1
51.3367 | -12.1544 | 1
92.8289 | 26.2504 | 1
80.7519 | 62.3231 | 1
96.2935 | 49.9438 | 1
83.9015 | 2.6684 | 1
44.5707 | 27.7889 | 1
46.9597 | -18.7916 | 1
65.4396 | 68.0058 | 1
52.0908 | 3.079 | 1
95.2933 | 29.2739 | 1
11.0984 | -29.5189 | 1
89.2253 | -14.7294 | 1
60.9834 | -14.6883 | 1
5.4077 | 63.973 | 1
91.5438 | 29.9185 | 1
92.8863 | 36.1556 | 1
16.4923 | 57.6594 | 1
15.756 | -15.9605 | 1
67.0168 | 62.8094 | 1
38.758 | 30.7798 | 1
24.8296 | 41.701 | 1
29.0346 | 49.2195 | 1
24.5912 | -12.444 | 1
10.67 | 35.9853 | 1
38.1979 | 22.3723 | 1
93.6249 | 52.7305 | 1
92.0237 | 1.4063 | 1
30.7411 | -28.1795 | 1
47.5042 | 3.3139 | 1
46.7825 | -13.0682 | 1
92.2673 | 67.4463 | 1
34.0883 | 5.6428 | 1
74.8785 | 13.9178 | 1
68.1034 | 17.554 | 1
27.6798 | 9.0515 | 1
60.2445 | 21.3153 | 1
87.8127 | 62.0611 | 1
13.2555 | 18.3256 | 1
19.1088 | 57.6735 | 1
76.9272 | -10.5529 | 1
56.3 | 36.4377 | 1
25.4119 | -4.4477 | 1
97.6472 | 21.3693 | 1
0.42645 | 39.9216 | 1
10.2852 | -15.2424 | 1
51.5287 | -2.3675 | 1
99.7769 | -5.7458 | 1
56.9936 | -0.038251 | 1
82.4727 | 50.1545 | 1
34.2758 | 56.3711 | 1
6.6079 | 54.4686 | 1
47.1578 | 3.8808 | 1
81.9797 | 4.2816 | 1
96.4484 | 56.2699 | 1
33.1913 | -13.8966 | 1
77.9466 | -18.6146 | 1
21.1885 | -0.95772 | 1
53.5135 | 12.5415 | 1
35.8934 | -15.784 | 1
16.8765 | -18.0269 | 1
67.8233 | 6.2603 | 1
16.2331 | -19.8852 | 1
13.2161 | 7.8878 | 1
92.0087 | 19.6898 | 1
4.0771 | 24.2991 | 1
73.1581 | -5.2821 | 1
30.9734 | -2.1417 | 1
33.1418 | 57.3818 | 1
67.9916 | -27.4087 | 1
60.6872 | -7.8321 | 1
26.7784 | 8.3602 | 1
13.5314 | -8.798 | 1
13.0421 | 25.3774 | 1
89.768 | -24.9837 | 1
59.4772 | -11.284 | 1
2.956 | -11.8112 | 1
61.9446 | 69.4576 | 1
63.6845 | 29.54 | 1
65.7613 | 54.317 | 1
48.2273 | 62.8139 | 1
61.1441 | 57.7953 | 1
85.5515 | 46.5529 | 1
39.4021 | 55.7351 | 1
98.7853 | 41.5211 | 1
16.3817 | -29.5672 | 1
99.8612 | 35.2028 | 1
6.8446 | -27.6981 | 1
39.6426 | -5.1061 | 1
34.3999 | 34.5824 | 1
29.6405 | 47.9563 | 1
48.9223 | 42.5671 | 1
89.0849 | 5.1136 | 1
31.0403 | 7.5293 | 1
15.1216 | 24.1763 | 1
24.3824 | 68.9478 | 1
4.3253 | 32.9113 | 1
63.9317 | 41.6021 | 1
99.2715 | 44.7897 | 1
35.1521 | -7.2133 | 1
52.2362 | -1.8624 | 1
41.4957 | 11.0445 | 1
80.6076 | 7.216 | 1
58.4772 | 29.2857 | 1
63.5998 | -0.93582 | 1
92.8464 | 13.4908 | 1
87.15 | -9.7307 | 1
84.9731 | -2.4518 | 1
43.3333 | 6.8153 | 1
4.6943 | 69.2824 | 1
77.6032 | -24.6652 | 1
88.9702 | 38.6108 | 1
48.6405 | 67.6908 | 1
15.2207 | -15.6284 | 1
42.1929 | 69.5521 | 1
76.6663 | -21.7173 | 1
24.4258 | 20.0835 | 1
71.4109 | 1.3706 | 1
72.3454 | 69.1141 | 1
87.7439 | 1.242 | 1
70.3292 | 28.5151 | 1
15.7925 | 50.0528 | 1
62.7841 | 44.6463 | 1
42.0776 | 0.086183 | 1
33.8797 | 46.5693 | 1
52.1376 | 53.6931 | 1
42.8563 | 14.9509 | 1
91.0486 | 35.6439 | 1
31.6838 | 49.5785 | 1
71.4944 | -17.2044 | 1
33.1748 | -15.4203 | 1
45.0087 | -9.9611 | 1
80.9195 | -7.9448 | 1
56.2633 | -21.0266 | 1
46.7325 | -4.4266 | 1
43.6495 | 42.0822 | 1
65.7249 | -23.9538 | 1
96.3879 | -7.9367 | 1
0.10662 | 17.987 | 1
63.8673 | -21.2786 | 1
12.5533 | 21.2199 | 1
0.65623 | -11.8951 | 1
36.1928 | -16.5837 | 1
50.3869 | 29.5448 | 1
19.0567 | 30.675 | 1
44.2625 | -23.408 | 1
81.3581 | 32.5353 | 1
8.1259 | 30.5799 | 1
37.6774 | -8.9258 | 1
38.4511 | -29.4375 | 1
42.4242 | -10.9174 | 1
0.62691 | 21.2637 | 1
77.5478 | 40.8342 | 1
26.3853 | 11.1473 | 1
71.1356 | -10.1484 | 1
96.8308 | 6.8138 | 1
52.3241 | 36.0052 | 1
28.1508 | 40.0235 | 1
39.6111 | 19.8387 | 1
100.3669 | 0.065339 | 1
5.0027 | 42.8632 | 1
30.3294 | 51.3036 | 1
86.5512 | 54.6425 | 1
13.2341 | -3.8258 | 1
89.7656 | 36.6184 | 1
45.7952 | 3.0119 | 1
3.2281 | 31.365 | 1
41.685 | 52.1321 | 1
60.437 | 40.9559 | 1
56.5558 | 47.9322 | 1
59.7361 | 42.3118 | 1
71.3702 | -14.505 | 1
41.5425 | 3.7218 | 1
39.4914 | -22.9576 | 1
54.382 | 0.94552 | 1
73.0075 | -12.5343 | 1
20.4371 | 31.3868 | 1
67.2131 | -2.6579 | 1
97.3669 | 16.8344 | 1
64.9636 | 63.1207 | 1
9.4513 | 44.5575 | 1
34.2899 | -4.941 | 1
2.4512 | -2.0112 | 1
82.5547 | -20.973 | 1
48.9024 | -5.6907 | 1
51.4366 | -10.5596 | 1
57.1403 | -1.4579 | 1
23.0183 | -4.6923 | 1
2.1284 | 68.4873 | 1
92.8893 | -29.1257 | 1
64.4465 | -14.417 | 1
36.0735 | 8.6551 | 1
8.8372 | 49.7798 | 1
56.4088 | -17.6247 | 1
48.3896 | 54.8318 | 1
57.2957 | 23.3684 | 1
84.5797 | -8.3159 | 1
38.8107 | -2.3031 | 1
13.9352 | 16.0138 | 1
16.2978 | -18.7626 | 1
1.9806 | 37.1583 | 1
3.9924 | -24.0714 | 1
87.0234 | 56.6567 | 1
56.5209 | 45.8484 | 1
74.0228 | 6.4709 | 1
90.5856 | -15.679 | 1
14.6433 | 14.2517 | 1
65.9728 | 43.6944 | 1
86.8414 | 18.2545 | 1
16.5871 | -7.1381 | 1
89.6237 | 57.8319 | 1
5.1457 | 7.4242 | 1
7.9193 | 29.7211 | 1
13.2571 | 0.22912 | 1
85.0745 | 0.37264 | 1
15.2844 | 20.2558 | 1
84.6976 | 68.6908 | 1
36.7209 | 15.2637 | 1
52.8009 | 20.3481 | 1
7.0217 | 32.7162 | 1
68.3148 | 66.2689 | 1
10.3739 | -10.8675 | 1
62.819 | 32.5577 | 1
46.0084 | -2.5831 | 1
4.9906 | 41.9523 | 1
43.2222 | 19.5229 | 1
57.3256 | 22.141 | 1
79.44 | 44.8724 | 1
77.7777 | 55.6324 | 1
10.9026 | 58.2289 | 1
15.1039 | -2.3544 | 1
80.9582 | 30.384 | 1
69.4806 | 32.4075 | 1
9.8849 | -20.9676 | 1
66.1433 | -21.5774 | 1
22.5938 | 45.313 | 1
7.6834 | 12.8186 | 1
94.7526 | 0.29439 | 1
18.3822 | -20.1565 | 1
55.6359 | 68.6149 | 1
92.4359 | -17.9651 | 1
42.9858 | -15.2914 | 1
55.3527 | 23.4987 | 1
46.7758 | -22.1489 | 1
51.3403 | 53.1342 | 1
84.7406 | -21.4703 | 1
6.1944 | 20.3185 | 1
1.2863 | 48.7871 | 1
27.6328 | -24.5475 | 1
65.9063 | -2.66 | 1
98.9474 | 2.8583 | 1
23.6069 | 19.1371 | 1
12.9061 | 58.1351 | 1
4.7899 | 69.3373 | 1
39.0915 | -15.4201 | 1
81.538 | 67.1782 | 1
41.0578 | 38.1443 | 1
99.8067 | 54.9815 | 1
7.2473 | 49.1076 | 1
17.3885 | 4.3096 | 1
24.8385 | 25.8979 | 1
57.236 | 64.794 | 1
89.1805 | 20.9466 | 1
96.2988 | 12.4643 | 1
39.4225 | 37.8378 | 1
43.7751 | -23.9768 | 1
79.1235 | 50.0832 | 1
4.5745 | -27.6988 | 1
80.4132 | -13.425 | 1
12.0053 | -12.0396 | 1
66.2208 | 27.3376 | 1
19.2061 | 53.8866 | 1
69.551 | -11.9178 | 1
20.5171 | -3.6336 | 1
9.8335 | 32.1057 | 1
49.9367 | 27.2026 | 1
34.1659 | 7.9216 | 1
61.2764 | 26.7551 | 1
18.9699 | 14.5597 | 1
78.798 | 40.8188 | 1
61.0549 | -23.4579 | 1
58.6996 | 33.7592 | 1
96.574 | 18.6673 | 1
49.8283 | 24.9187 | 1
31.2499 | 22.5724 | 1
66.4618 | -17.8862 | 1
63.2659 | -3.7858 | 1
80.3435 | 15.2654 | 1
90.0903 | 34.3131 | 1
25.1334 | 4.1843 | 1
97.7362 | -18.5116 | 1
31.7058 | 32.5011 | 1
48.8949 | 60.4956 | 1
35.3798 | 23.4022 | 1
74.5285 | 27.547 | 1
14.0446 | -9.9804 | 1
80.4749 | 47.1747 | 1
98.7092 | 32.331 | 1
45.7317 | 58.3352 | 1
87.9988 | 62.2169 | 1
12.6296 | 66.0385 | 1
23.5854 | 56.178 | 1
59.8473 | -1.4309 | 1
94.3324 | 26.8506 | 1
21.7649 | 3.5208 | 1
87.3043 | -29.7338 | 1
50.4388 | 46.5397 | 1
38.1742 | -20.4287 | 1
95.0257 | 43.0417 | 1
25.3989 | 25.4687 | 1
25.9593 | 11.2933 | 1
78.9096 | 19.2702 | 1
12.3414 | 27.8182 | 1
88.835 | 25.0391 | 1
75.7373 | 57.9526 | 1
47.1352 | 36.3184 | 1
37.9754 | 5.6806 | 1
56.3567 | 2.06 | 1
96.7414 | 32.6041 | 1
53.2335 | 45.7091 | 1
45.5132 | -19.504 | 1
39.4664 | 11.3962 | 1
55.3759 | 52.7164 | 1
1.6765 | 15.5575 | 1
14.2457 | 1.6412 | 1
5.895 | -3.2822 | 1
71.5767 | 45.1495 | 1
100.5122 | -22.0958 | 1
14.6816 | 19.8803 | 1
45.2471 | 66.9995 | 1
41.8377 | -25.4499 | 1
32.1619 | 67.6844 | 1
4.4315 | -20.1776 | 1
58.147 | 69.9926 | 1
69.6608 | -20.1545 | 1
14.0878 | 42.7928 | 1
58.9874 | -25.703 | 1
78.1268 | 32.4866 | 1
6.2038 | 29.9448 | 1
27.0197 | 64.3416 | 1
68.7295 | -3.3874 | 1
80.1684 | 54.1325 | 1
44.2442 | 24.6985 | 1
70.6285 | 23.8675 | 1
96.0571 | 58.0212 | 1
75.0672 | 18.7502 | 1
86.8717 | 27.9607 | 1
16.9948 | -7.6583 | 1
55.5769 | 69.5161 | 1
0.8337 | 15.9937 | 1
35.7801 | -24.7701 | 1
51.6204 | 31.5022 | 1
31.5587 | 58.3952 | 1
68.2467 | -14.8938 | 1
86.6961 | -17.3354 | 1
93.1348 | 30.5158 | 1
90.4419 | 1.2927 | 1
95.7694 | -24.4038 | 1
43.6284 | 41.5715 | 1
88.6714 | 42.5522 | 1
91.4954 | 39.6212 | 1
48.2987 | 59.1094 | 1
36.1069 | 15.2873 | 1
58.4298 | 2.8344 | 1
98.088 | 58.4881 | 1
39.393 | -19.9493 | 1
47.4968 | 50.9217 | 1
12.728 | -16.2503 | 1
19.0828 | 24.9325 | 1
26.8102 | -18.1462 | 1
88.5591 | 49.1549 | 1
7.8471 | 35.9998 | 1
40.8826 | 45.7768 | 1
99.7685 | 45.0929 | 1
53.5606 | 18.0964 | 1
34.8538 | -26.4956 | 1
70.4169 | 57.5187 | 1
37.5531 | 27.0682 | 1
90.031 | 13.9563 | 1
29.2368 | 42.613 | 1
27.1339 | 30.3849 | 1
1.8352 | 7.4981 | 1
72.3622 | -10.7837 | 1
5.3768 | -9.0231 | 1
82.9976 | 49.4428 | 1
54.8531 | 39.4349 | 1
78.4125 | 2.5552 | 1
56.9846 | -21.0235 | 1
49.8367 | 48.3564 | 1
63.1761 | -26.2113 | 1
46.6847 | 32.7016 | 1
27.1884 | -6.121 | 1
93.3343 | 1.6249 | 1
44.9645 | 24.8195 | 1
30.0419 | 17.5471 | 1
50.071 | -13.3564 | 1
12.9605 | 51.4096 | 1
33.4315 | 3.3361 | 1
93.4016 | 14.1853 | 1
72.6852 | -25.3279 | 1
60.1694 | 1.6505 | 1
41.2281 | -24.0651 | 1
100.2741 | -14.8344 | 1
57.0939 | 22.7458 | 1
7.9661 | 53.841 | 1
3.5922 | 49.882 | 1
74.2713 | -3.2901 | 1
3.654 | 10.3325 | 1
66.4421 | -2.0275 | 1
46.3548 | 10.7825 | 1
100.6252 | 42.2203 | 1
89.986 | 33.9752 | 1
61.0149 | 63.0372 | 1
17.0756 | 8.9479 | 1
64.2973 | -27.8623 | 1
71.2245 | -26.6277 | 1
31.0902 | 11.1922 | 1
56.7518 | -23.5731 | 1
1.2483 | -19.7421 | 1
17.906 | 36.3125 | 1
34.3744 | 59.3857 | 1
18.9144 | -2.1674 | 1
26.9403 | 27.9068 | 1
16.1966 | -11.9727 | 1
76.0594 | -5.9566 | 1
11.6978 | 35.5745 | 1
52.1778 | 48.1065 | 1
45.3008 | 55.6348 | 1
55.8814 | 44.7356 | 1
51.004 | 38.9784 | 1
0.89492 | 35.9359 | 1
44.8099 | -15.8629 | 1
70.5264 | -13.1835 | 1
32.6873 | 1.3742 | 1
32.0537 | 44.2367 | 1
55.414 | 37.7773 | 1
63.1965 | -3.6411 | 1
12.7609 | 56.7599 | 1
55.2158 | 64.3037 | 1
86.571 | -20.2775 | 1
22.9285 | -8.9802 | 1
52.7063 | 17.5248 | 1
78.74 | -28.3218 | 1
5.8415 | 59.3726 | 1
64.0057 | -9.1194 | 1
41.2009 | 1.7051 | 1
48.7831 | 7.364 | 1
75.3298 | -0.79293 | 1
43.2522 | 13.0707 | 1
42.0769 | 9.5989 | 1
91.7825 | 58.3182 | 1
64.0021 | 12.5507 | 1
13.6001 | 14.9796 | 1
79.553 | 43.684 | 1
58.1549 | 61.1916 | 1
81.8084 | 33.7829 | 1
23.2268 | 11.9293 | 1
96.9409 | -27.9754 | 1
82.8462 | 63.5776 | 1
38.6202 | 29.2667 | 1
0.6663 | 57.2468 | 1
41.8344 | 67.6092 | 1
24.5593 | 45.5568 | 1
9.8579 | 14.0518 | 1
22.3894 | -21.7615 | 1
34.0972 | -7.2452 | 1
21.4337 | -3.9385 | 1
29.8302 | -2.1526 | 1
100.8405 | -16.1028 | 1
100.964 | -12.1217 | 1
69.4343 | 34.4708 | 1
67.9917 | -13.8428 | 1
24.2179 | -3.9935 | 1
60.4102 | 28.6752 | 1
30.6002 | -18.0825 | 1
78.9654 | 8.493 | 1
26.1024 | -0.71834 | 1
93.8825 | 15.5358 | 1
28.7985 | -11.4647 | 1
62.0348 | 32.3654 | 1
5.7867 | -3.1227 | 1
53.3045 | 11.573 | 1
68.5334 | 11.0711 | 1
22.9565 | 64.8817 | 1
71.9825 | -0.89551 | 1
98.7044 | 13.2359 | 1
100.4715 | 26.7886 | 1
94.8813 | 55.4642 | 1
71.4922 | 14.2621 | 1
82.8719 | 38.335 | 1
5.9526 | 19.9086 | 1
99.6624 | 65.7179 | 1
79.8175 | -11.0152 | 1
34.4966 | 62.3907 | 1
46.8708 | 66.7457 | 1
44.7523 | 30.6884 | 1
79.8988 | 7.0663 | 1
90.1995 | -27.6389 | 1
19.4541 | -27.2673 | 1
98.9243 | 49.1619 | 1
31.146 | -14.3541 | 1
24.2638 | 54.4595 | 1
3.3275 | 52.0202 | 1
13.4397 | 1.7635 | 1
57.5121 | 68.7768 | 1
9.1126 | -15.7422 | 1
60.574 | 56.0125 | 1
64.3977 | 15.7772 | 1
95.4025 | -18.5474 | 1
26.5302 | 44.6847 | 1
23.3994 | -28.5752 | 1
88.5399 | -5.3723 | 1
86.3673 | 59.6074 | 1
62.7095 | 4.8983 | 1
74.7638 | -9.5307 | 1
18.5321 | 46.8059 | 1
84.5773 | -4.9322 | 1
32.7358 | 41.9692 | 1
33.3638 | 55.5101 | 1
8.6669 | 61.1323 | 1
66.6554 | 5.2516 | 1
97.2675 | 8.9161 | 1
76.1959 | 19.8641 | 1
20.5452 | -11.4723 | 1
68.8025 | 54.7137 | 1
73.6364 | 19.3003 | 1
88.6718 | -22.0164 | 1
6.8112 | 67.8288 | 1
26.4568 | 38.1854 | 1
59.8462 | 50.2013 | 1
57.1434 | -24.1572 | 1
100.4447 | 34.537 | 1
76.6865 | -27.8175 | 1
27.3962 | 51.4775 | 1
52.4378 | 44.3597 | 1
25.7517 | -7.5212 | 1
21.69 | -20.8657 | 1
81.6571 | 32.4732 | 1
52.5239 | 53.7069 | 1
90.3772 | 54.8401 | 1
92.4746 | 53.6993 | 1
47.8373 | 34.1775 | 1
26.5201 | -25.1447 | 1
34.181 | 20.9907 | 1
3.5545 | 49.9398 | 1
43.0115 | 25.7707 | 1
48.1093 | -15.4538 | 1
96.3392 | 3.354 | 1
52.4325 | 6.0386 | 1
30.191 | 32.1642 | 1
96.1432 | -24.6488 | 1
74.8256 | 2.8819 | 1
39.8256 | -20.9751 | 1
71.3684 | -15.541 | 1
86.9764 | 13.7703 | 1
63.0405 | -19.1337 | 1
51.7813 | 64.6249 | 1
46.7558 | 53.843 | 1
43.7274 | -13.6682 | 1
69.3668 | -29.5289 | 1
81.5547 | 16.8635 | 1
80.9622 | -29.3524 | 1
67.0101 | 51.1339 | 1
8.7751 | 47.6039 | 1
67.391 | 68.7478 | 1
51.8087 | 61.7182 | 1
46.1607 | 57.9922 | 1
78.8618 | 33.1293 | 1
25.2815 | 61.1032 | 1
67.5643 | 62.6034 | 1
47.7788 | 13.6511 | 1
42.5713 | -8.618 | 1
87.4799 | 45.8055 | 1
96.4041 | 56.1041 | 1
77.6435 | 19.7609 | 1
74.1624 | -15.0908 | 1
5.6067 | -13.7993 | 1
35.6696 | -3.0651 | 1
89.4813 | 46.3025 | 1
17.3362 | -25.033 | 1
75.8033 | 60.9346 | 1
43.023 | 31.344 | 1
94.759 | 7.082 | 1
15.228 | 19.9704 | 1
92.9781 | -16.4338 | 1
13.1802 | 32.3616 | 1
70.9136 | 15.1354 | 1
97.0796 | -29.7737 | 1
20.0982 | 34.7137 | 1
25.9165 | -21.2915 | 1
14.1698 | -13.6577 | 1
80.1355 | -27.6771 | 1
21.5635 | 31.2932 | 1
58.8915 | 32.5875 | 1
17.3225 | -7.2601 | 1
79.8352 | 4.2004 | 1
24.0763 | 13.9538 | 1
66.448 | 67.2637 | 1
89.5788 | 69.0672 | 1
28.807 | 62.3266 | 1
52.3065 | 32.1089 | 1
51.0829 | 21.9715 | 1
46.9102 | 48.6426 | 1
1.2115 | -2.3865 | 1
42.3146 | 56.7741 | 1
48.9934 | 31.5626 | 1
66.5074 | 59.6238 | 1
71.4057 | 10.1676 | 1
54.8427 | 5.2836 | 1
4.4272 | -19.5671 | 1
86.1566 | 6.4583 | 1
96.5622 | 29.3542 | 1
11.8328 | 4.2915 | 1
35.9365 | -5.0603 | 1
67.147 | 4.3422 | 1
26.1684 | -3.8821 | 1
98.9987 | -10.9888 | 1
63.9191 | 60.3161 | 1
37.4421 | 25.6557 | 1
97.8954 | -19.5475 | 1
97.2032 | 10.5135 | 1
84.5113 | -21.5783 | 1
63.9321 | -3.2488 | 1
97.9671 | 18.9515 | 1
69.659 | -13.3392 | 1
67.6569 | -1.3914 | 1
2.8109 | 50.8252 | 1
71.1621 | 11.0015 | 1
15.2556 | 28.424 | 1
4.9236 | 63.9948 | 1
78.2979 | 40.5838 | 1
93.9583 | 17.0643 | 1
51.0427 | -25.1968 | 1
96.6319 | 3.2491 | 1
50.7 | 1.4085 | 1
97.8196 | 35.8727 | 1
46.7349 | -10.4313 | 1
23.1998 | -1.8687 | 1
47.204 | 5.9013 | 1
13.1493 | 58.5882 | 1
66.1428 | -12.6053 | 1
29.5735 | 14.8924 | 1
25.3987 | 5.2329 | 1
27.9375 | 37.7584 | 1
30.1772 | 6.8592 | 1
13.5326 | -28.3623 | 1
37.1185 | 40.8891 | 1
21.6894 | -17.86 | 1
87.4248 | 67.3272 | 1
41.7591 | 56.0658 | 1
73.0235 | 44.1098 | 1
46.4786 | 46.1718 | 1
71.2593 | 34.3409 | 1
68.1401 | -20.6719 | 1
95.4547 | 49.2288 | 1
46.6163 | 42.8032 | 1
48.0722 | 64.1713 | 1
90.0366 | 38.8227 | 1
69.3084 | 52.6317 | 1
88.5593 | 47.4118 | 1
92.7369 | 18.3702 | 1
16.1051 | -23.3141 | 1
48.4838 | -17.9566 | 1
90.3778 | 35.6783 | 1
14.9395 | 40.1159 | 1
75.222 | -19.1476 | 1
95.3437 | -16.4727 | 1
98.7404 | -17.1064 | 1
50.1193 | 62.8814 | 1
64.0352 | 39.4494 | 1
22.4571 | 5.1268 | 1
88.0376 | 39.7033 | 1
94.8432 | 63.218 | 1
30.0254 | 33.9873 | 1
49.5193 | 11.9674 | 1
77.0215 | 69.6356 | 1
46.3656 | 1.8896 | 1
52.2117 | 25.1204 | 1
28.4906 | 65.2624 | 1
58.2598 | 20.7883 | 1
86.1365 | 61.6174 | 1
14.0203 | -25.2388 | 1
19.3764 | 52.8633 | 1
88.9532 | 25.8904 | 1
46.3142 | 12.8727 | 1
75.3318 | 9.951 | 1
72.1876 | 68.1117 | 1
72.8741 | 63.5856 | 1
64.2421 | -17.5498 | 1
80.9449 | 14.7657 | 1
15.4951 | -5.2482 | 1
35.9232 | 34.1288 | 1
21.1218 | 23.2994 | 1
59.0049 | 11.8333 | 1
51.873 | 66.4718 | 1
92.9373 | -29.3802 | 1
25.341 | 29.3228 | 1
70.0477 | -12.8746 | 1
25.8882 | -26.1025 | 1
93.1898 | 69.9334 | 1
47.8763 | 67.2682 | 1
58.8824 | -8.2535 | 1
59.8092 | 22.3128 | 1
93.0204 | 11.3418 | 1
98.6531 | -15.1077 | 1
59.0961 | 39.1847 | 1
1.1481 | -18.4696 | 1
44.5355 | -20.1146 | 1
44.5889 | 27.1692 | 1
52.0977 | 9.5575 | 1
4.4526 | 52.1139 | 1
6.4197 | 64.467 | 1
54.1651 | 19.5531 | 1
72.3614 | 69.122 | 1
11.0256 | 14.2425 | 1
56.1098 | 17.5436 | 1
10.9204 | -2.7763 | 1
59.9432 | 24.9782 | 1
8.1248 | 63.3702 | 1
42.7959 | 28.7417 | 1
34.1938 | 42.9665 | 1
26.4613 | 50.3307 | 1
74.6434 | 20.4502 | 1
10.8508 | -12.331 | 1
35.0938 | 23.8705 | 1
5.2057 | 20.8273 | 1
62.926 | -8.6047 | 1
78.5341 | 4.9943 | 1
12.2761 | -3.1136 | 1
38.7915 | -7.545 | 1
18.6738 | 62.7112 | 1
3.0072 | 22.6837 | 1
54.1897 | -8.914 | 1
48.5494 | 13.9192 | 1
78.1997 | 34.3152 | 1
99.539 | 22.351 | 1
77.3509 | 22.9819 | 1
72.5371 | 13.9793 | 1
93.6616 | 43.0769 | 1
66.7555 | 63.1035 | 1
63.0768 | -18.2018 | 1
46.3672 | 5.1304 | 1
1.4842 | 25.4837 | 1
2.6711 | 26.9472 | 1
77.8832 | -22.2955 | 1
15.3293 | 69.1978 | 1
53.8289 | 37.0708 | 1
34.7602 | 8.9705 | 1
1.2535 | -21.4311 | 1
28.4039 | 46.4292 | 1
15.6795 | 56.7202 | 1
89.361 | 14.8373 | 1
68.6293 | 9.7026 | 1
14.8895 | 57.155 | 1
97.5402 | 35.0988 | 1
17.0917 | 12.1471 | 1
85.6262 | 3.1889 | 1
67.4301 | -24.1816 | 1
92.0561 | 38.3787 | 1
33.7156 | 16.0027 | 1
28.9382 | 2.6658 | 1
25.9035 | -28.2738 | 1
0.93968 | 60.0788 | 1
91.5191 | -7.0036 | 1
4.6579 | 3.0322 | 1
73.028 | 10.7417 | 1
33.1539 | 46.7407 | 1
41.6658 | -19.1467 | 1
15.1141 | 14.7877 | 1
84.6652 | 20.6927 | 1
1.5525 | 2.0313 | 1
53.7843 | -4.3238 | 1
22.0621 | 12.9964 | 1
12.3286 | -10.9405 | 1
84.1105 | 24.331 | 1
61.5737 | -8.3893 | 1
4.5074 | -3.7779 | 1
27.9623 | 52.638 | 1
30.6587 | 47.3987 | 1
62.1333 | 42.5008 | 1
63.3322 | 29.039 | 1
53.0971 | 50.7142 | 1
85.7209 | 7.5333 | 1
75.3135 | 69.7486 | 1
8.0923 | 20.9364 | 1
81.0372 | 63.6932 | 1
100.2741 | -29.5293 | 1
85.97 | -25.9002 | 1
98.6299 | -6.4781 | 1
98.3611 | 29.481 | 1
36.2965 | 42.5614 | 1
13.4577 | 11.489 | 1
62.1602 | 2.6763 | 1
79.4054 | 29.4324 | 1
21.4818 | 61.5177 | 1
31.8613 | 15.4077 | 1
56.5688 | 62.0992 | 1
71.9999 | 45.1981 | 1
96.8647 | 56.8243 | 1
21.0956 | -5.9574 | 1
99.2536 | 19.119 | 1
5.247 | -4.9481 | 1
29.6337 | -3.3795 | 1
22.3427 | -8.1866 | 1
43.9191 | 60.6775 | 1
64.2439 | -29.1145 | 1
91.0086 | 27.4053 | 1
37.2584 | 49.3304 | 1
96.4277 | -16.8106 | 1
78.2285 | 65.4207 | 1
91.1381 | 37.5404 | 1
22.9894 | 7.7459 | 1
62.6401 | 14.0386 | 1
14.8669 | 4.1432 | 1
32.6792 | 3.9139 | 1
72.3175 | -18.8211 | 1
67.3005 | 39.5263 | 1
98.1241 | 19.5132 | 1
40.4396 | 21.8619 | 1
47.1253 | -6.0177 | 1
65.8052 | 42.2046 | 1
16.9004 | 55.764 | 1
16.0317 | 44.9471 | 1
54.3488 | -1.2436 | 1
54.2275 | 2.2066 | 1
3.7724 | -24.6209 | 1
72.6019 | -11.4701 | 1
60.1734 | 56.0906 | 1
43.841 | -4.4827 | 1
72.912 | 45.7616 | 1
8.994 | 63.2528 | 1
41.8014 | 49.0831 | 1
38.5945 | 22.252 | 1
63.6653 | 24.3283 | 1
27.7966 | 51.8044 | 1
82.9379 | -27.8089 | 1
67.2556 | 40.1031 | 1
31.3569 | 33.9214 | 1
41.626 | 6.3202 | 1
70.2536 | -28.4094 | 1
54.9605 | 22.5808 | 1
95.7434 | 12.4785 | 1
70.6881 | 7.8652 | 1
48.0513 | 2.0964 | 1
61.3473 | 27.5791 | 1
5.7086 | 20.8515 | 1
6.6363 | -11.4917 | 1
99.7251 | 58.199 | 1
89.5535 | 14.6418 | 1
97.6589 | 40.7969 | 1
35.933 | 5.7774 | 1
0.2022 | -20.723 | 1
7.999 | 33.913 | 1
37.8319 | 53.8238 | 1
31.2961 | -28.8748 | 1
89.2796 | -14.9999 | 1
5.7021 | 2.7868 | 1
5.427 | 38.882 | 1
71.5334 | 39.5681 | 1
31.02 | 21.0061 | 1
1.4415 | -25.7007 | 1
43.6688 | 0.64688 | 1
87.0232 | 66.95 | 1
2.4914 | -16.3606 | 1
27.7514 | 46.2379 | 1
70.5763 | 18.1831 | 1
57.799 | 31.4252 | 1
64.2571 | 11.2049 | 1
84.5001 | 33.3406 | 1
98.2123 | -1.9791 | 1
33.8586 | -29.7387 | 1
94.1673 | 8.9355 | 1
18.8569 | 0.98887 | 1
37.0465 | -25.936 | 1
100.8468 | 68.8228 | 1
15.625 | 7.7746 | 1
86.9196 | 19.9626 | 1
4.1291 | 39.03 | 1
78.3379 | -29.0437 | 1
32.5217 | 41.5845 | 1
29.3322 | 8.7062 | 1
39.8498 | 55.4475 | 1
40.2842 | -27.2575 | 1
91.6412 | 64.7272 | 1
41.4161 | 48.168 | 1
18.5773 | 57.2999 | 1
42.3594 | -21.0648 | 1
81.1876 | 68.1051 | 1
50.6863 | 43.2227 | 1
46.6592 | 48.5431 | 1
75.4349 | -0.74316 | 1
83.3968 | 41.2334 | 1
20.8742 | -17.4477 | 1
69.481 | 31.6442 | 1
79.2046 | 11.3762 | 1
44.695 | -13.3507 | 1
83.3727 | 15.7819 | 1
37.0157 | 61.1887 | 1
52.1845 | 53.3891 | 1
0.82022 | -16.5255 | 1
86.2454 | 29.7312 | 1
4.3996 | 47.5624 | 1
49.4474 | 57.7244 | 1
88.0009 | -3.9171 | 1
61.1419 | -17.4957 | 1
51.5711 | 35.5374 | 1
58.1083 | 7.9865 | 1
85.5737 | -5.6886 | 1
13.5763 | 45.1371 | 1
46.2222 | 42.8657 | 1
41.6687 | 68.6316 | 1
79.5877 | -25.2931 | 1
41.2475 | -24.0088 | 1
89.75 | -2.0714 | 1
15.3095 | 33.4449 | 1
30.0816 | 53.7867 | 1
100.1612 | -1.4167 | 1
36.9034 | 36.1846 | 1
76.154 | 60.0124 | 1
91.694 | -16.6274 | 1
18.0406 | 43.0702 | 1
37.1936 | 0.18321 | 1
37.5817 | 17.6061 | 1
54.5738 | -1.7532 | 1
23.593 | 17.7232 | 1
9.9088 | -11.9695 | 1
18.3808 | 42.9796 | 1
23.3245 | -9.5184 | 1
20.5671 | 31.8575 | 1
15.4431 | 28.1779 | 1
81.3093 | 8.6207 | 1
80.1878 | -29.4622 | 1
85.9962 | 49.9129 | 1
8.0816 | 42.0455 | 1
16.8714 | 10.2146 | 1
30.5985 | 42.7593 | 1
3.2092 | 42.4041 | 1
26.0817 | 57.8227 | 1
49.4011 | 60.5122 | 1
2.7089 | 4.4989 | 1
79.7376 | -2.2685 | 1
63.7754 | -26.9733 | 1
65.2363 | 64.0203 | 1
2.3016 | 49.763 | 1
54.9609 | 20.9825 | 1
9.6676 | 20.3014 | 1
22.3448 | 39.9693 | 1
32.0154 | 42.0367 | 1
22.3917 | 64.7769 | 1
77.2456 | 7.9167 | 1
59.7582 | -6.88 | 1
12.9747 | 52.0367 | 1
13.8894 | 13.7609 | 1
9.3464 | 38.7503 | 1
63.1521 | 46.2998 | 1
62.7339 | 10.9852 | 1
81.0979 | 9.1917 | 1
43.1229 | -24.2928 | 1
2.4607 | 44.8043 | 1
14.4732 | 5.8682 | 1
87.8714 | 13.2734 | 1
79.879 | -3.3311 | 1
32.1128 | 51.2433 | 1
64.2287 | 7.4256 | 1
11.8549 | 34.6764 | 1
32.1584 | 12.2586 | 1
99.9331 | 25.595 | 1
41.2133 | 5.7208 | 1
35.8499 | 0.49544 | 1
52.0185 | 3.824 | 1
8.773 | 59.1447 | 1
88.527 | -3.8726 | 1
16.5269 | -5.7241 | 1
81.1807 | -18.9365 | 1
90.9624 | 51.0072 | 1
25.7732 | 31.8474 | 1
24.1738 | -3.6837 | 1
7.9853 | 24.2393 | 1
11.3715 | 40.7222 | 1
44.0626 | -29.7537 | 1
98.3958 | -0.35453 | 1
21.9471 | 4.1056 | 1
11.8825 | 38.594 | 1
45.5704 | 8.9525 | 1
86.6891 | 37.9584 | 1
96.4375 | 41.8093 | 1
86.4617 | 68.4568 | 1
68.3952 | 12.0971 | 1
10.0811 | 69.2318 | 1
64.9336 | 59.581 | 1
33.8047 | -2.2034 | 1
44.4854 | 20.8245 | 1
23.4623 | -13.561 | 1
92.4766 | -24.8068 | 1
67.0032 | -23.6826 | 1
97.6825 | -24.9443 | 1
29.0205 | 21.615 | 1
30.2805 | -14.5258 | 1
77.3935 | 5.1301 | 1
38.9627 | 67.6315 | 1
63.4545 | 66.6738 | 1
78.4558 | 68.8692 | 1
85.5987 | 38.5267 | 1
30.0217 | 45.1512 | 1
80.5965 | 19.888 | 1
13.6767 | 58.3644 | 1
20.3182 | 5.067 | 1
65.1343 | -20.8058 | 1
99.8059 | 62.5003 | 1
13.83 | 63.6975 | 1
52.5947 | -24.8112 | 1
17.4015 | -12.7417 | 1
89.4521 | 24.3344 | 1
22.1875 | 55.7898 | 1
27.0881 | 60.8714 | 1
62.7939 | 17.7154 | 1
82.7533 | -24.8125 | 1
75.1363 | 49.6926 | 1
12.9586 | 18.1001 | 1
100.7126 | -13.2685 | 1
5.2652 | -14.1205 | 1
99.1148 | 54.2773 | 1
29.5603 | -18.5155 | 1
4.6024 | 18.9365 | 1
4.0542 | 52.9414 | 1
48.7306 | -8.506 | 1
52.0513 | 50.2099 | 1
94.3526 | 5.2424 | 1
96.347 | -0.13307 | 1
60.4904 | 45.1068 | 1
61.3562 | 3.2309 | 1
11.1684 | -21.6609 | 1
81.2349 | -22.4568 | 1
47.4824 | 16.5375 | 1
88.5325 | 11.0754 | 1
6.6647 | 42.0037 | 1
29.494 | 38.1597 | 1
50.3324 | 59.3674 | 1
74.5378 | 65.2423 | 1
6.2764 | 5.7307 | 1
89.3832 | 27.1331 | 1
54.181 | -9.3992 | 1
12.3796 | 30.4409 | 1
84.4472 | 65.6877 | 1
35.8558 | 60.0561 | 1
75.6403 | 41.2285 | 1
24.3008 | -3.6111 | 1
85.1017 | -13.6518 | 1
52.3758 | -21.0888 | 1
55.3356 | 40.9761 | 1
46.7166 | -3.5998 | 1
91.503 | 1.2928 | 1
2.7218 | 39.8367 | 1
48.2483 | 2.4388 | 1
73.6526 | 12.0039 | 1
38.162 | 0.66254 | 1
47.9229 | 59.9575 | 1
56.5107 | 32.8536 | 1
17.2513 | 46.1755 | 1
19.1541 | 4.6445 | 1
44.6041 | 40.4883 | 1
67.9088 | 34.8795 | 1
87.1291 | 11.4699 | 1
73.4007 | -9.0814 | 1
61.576 | 21.8782 | 1
84.7965 | -8.573 | 1
16.5859 | 16.4025 | 1
78.0009 | 48.4731 | 1
51.3969 | 2.5041 | 1
62.5822 | 1.4399 | 1
7.4311 | -16.2542 | 1
20.4216 | 22.8522 | 1
58.0007 | 19.6581 | 1
51.52 | 59.4283 | 1
89.2947 | 36.7387 | 1
12.2885 | 44.3691 | 1
35.082 | -2.3704 | 1
12.7795 | 58.2242 | 1
78.9521 | 29.5038 | 1
39.6902 | 29.1193 | 1
20.5666 | -6.0683 | 1
10.9377 | 2.9595 | 1
70.0817 | -20.0149 | 1
11.3497 | 69.6724 | 1
52.4145 | -21.4769 | 1
16.4041 | 52.701 | 1
93.9504 | 12.9696 | 1
51.2811 | -7.2489 | 1
81.0637 | -9.7576 | 1
13.2845 | 34.7932 | 1
87.4052 | -24.7777 | 1
7.3548 | 33.5878 | 1
54.105 | 55.0738 | 1
32.8192 | 11.5736 | 1
59.5518 | 4.7066 | 1
51.5435 | 8.6946 | 1
68.9146 | 34.3067 | 1
90.7158 | -13.6359 | 1
53.8745 | 27.7567 | 1
8.7238 | 18.7301 | 1
77.5086 | 31.6212 | 1
51.3467 | 20.5367 | 1
24.0405 | 61.8342 | 1
37.3258 | 23.3782 | 1
100.8056 | 45.0789 | 1
4.8742 | 56.4236 | 1
87.4802 | 3.4832 | 1
74.288 | -29.9912 | 1
47.77 | 43.6235 | 1
34.2735 | 22.4152 | 1
32.0749 | -5.5591 | 1
13.0028 | 45.8316 | 1
46.4564 | -6.0086 | 1
63.335 | 14.3036 | 1
78.3278 | 54.5922 | 1
84.676 | -26.1608 | 1
15.7844 | 23.1252 | 1
80.5086 | 33.2479 | 1
95.2616 | -9.8221 | 1
3.1774 | 38.3674 | 1
88.0439 | -11.1733 | 1
92.7953 | 27.9448 | 1
68.3115 | -20.2458 | 1
97.3051 | 45.3186 | 1
66.8507 | -25.8808 | 1
25.7413 | -5.4588 | 1
16.7098 | 27.9004 | 1
53.2441 | 42.5121 | 1
51.718 | 41.8325 | 1
89.2141 | -25.5096 | 1
1.8098 | 41.9862 | 1
48.4799 | 65.7445 | 1
74.7528 | 10.501 | 1
97.7438 | 65.1382 | 1
99.3704 | 29.0486 | 1
21.5168 | -25.1226 | 1
64.401 | -17.5353 | 1
82.1326 | 34.0306 | 1
25.4142 | -15.7716 | 1
24.3591 | -13.1822 | 1
70.5158 | 31.5823 | 1
34.2409 | 29.5582 | 1
59.833 | 17.5072 | 1
28.698 | -10.6349 | 1
90.2031 | -27.2382 | 1
52.4216 | -13.7273 | 1
68.6336 | -9.554 | 1
50.6015 | 29.724 | 1
90.2053 | -9.5547 | 1
33.0338 | -6.1131 | 1
31.5471 | 51.8824 | 1
34.3914 | 69.5387 | 1
48.1206 | 2.1785 | 1
10.3231 | 25.4277 | 1
65.1932 | 33.5112 | 1
85.5867 | 50.9972 | 1
23.9355 | 13.1746 | 1
38.0201 | 43.734 | 1
59.3859 | 20.293 | 1
17.9636 | -18.6287 | 1
81.1822 | 20.6055 | 1
60.9627 | 9.1427 | 1
93.2155 | 32.8214 | 1
90.9614 | 42.295 | 1
11.5848 | 36.6479 | 1
7.0878 | 21.4575 | 1
47.6169 | 32.5286 | 1
98.7428 | 25.2146 | 1
64.9543 | -22.852 | 1
42.9538 | 59.6174 | 1
18.0951 | 31.0219 | 1
63.8094 | 46.8196 | 1
38.3909 | 32.3894 | 1
92.5108 | -0.12478 | 1
19.2282 | 35.287 | 1
92.5454 | -28.4747 | 1
64.0893 | 38.9146 | 1
69.0959 | 14.285 | 1
0.8442 | -5.1558 | 1
8.927 | -13.9253 | 1
95.9474 | 58.0215 | 1
45.8127 | 56.8059 | 1
37.1294 | 44.8084 | 1
81.1224 | -14.5389 | 1
75.9811 | 36.1028 | 1
51.4301 | 19.6087 | 1
6.6362 | 28.2181 | 1
40.4333 | 56.9455 | 1
34.9245 | 43.8694 | 1
15.7514 | 24.9222 | 1
12.3381 | 46.4316 | 1
68.679 | 53.187 | 1
99.6467 | 21.3034 | 1
17.0359 | 48.6674 | 1
47.2667 | -25.5101 | 1
9.7859 | 0.35702 | 1
11.4934 | -23.4851 | 1
30.454 | 25.6245 | 1
36.0552 | 63.3283 | 1
54.7988 | 25.3533 | 1
50.6283 | -22.887 | 1
20.1819 | 62.2223 | 1
5.4039 | 37.0303 | 1
95.7648 | 48.4568 | 1
6.8438 | 47.4292 | 1
65.1768 | 24.368 | 1
28.0517 | 65.4835 | 1
29.108 | 17.7402 | 1
36.0375 | 28.4983 | 1
13.3205 | 58.5 | 1
47.5233 | 44.3602 | 1
2.379 | 57.3575 | 1
38.2011 | -28.0186 | 1
15.4664 | 42.7303 | 1
87.3739 | 21.9508 | 1
69.3119 | 57.3674 | 1
72.9485 | 25.786 | 1
65.291 | 13.8871 | 1
53.1752 | 1.1611 | 1
2.4765 | -29.0645 | 1
91.4537 | 24.6094 | 1
13.0829 | 26.3087 | 1
18.4004 | -25.3007 | 1
30.7667 | -14.8887 | 1
56.8512 | 26.3574 | 1
85.767 | -4.1463 | 1
33.6257 | 23.4436 | 1
20.9025 | 7.9658 | 1
74.1262 | -19.3945 | 1
6.2197 | 58.6234 | 1
26.9032 | -15.5618 | 1
6.4346 | 64.7858 | 1
24.7072 | -27.0214 | 1
97.1535 | 22.292 | 1
75.1308 | 28.7541 | 1
100.9598 | 51.8795 | 1
89.9996 | 68.7494 | 1
65.0891 | 65.8614 | 1
49.1504 | 20.0659 | 1
60.2061 | 27.4946 | 1
87.8765 | 27.0724 | 1
83.1223 | -19.4466 | 1
97.3636 | 20.1939 | 1
5.4136 | -21.2399 | 1
7.4062 | 14.4737 | 1
84.7008 | -14.2199 | 1
20.5327 | 44.9333 | 1
23.1 | 14.7239 | 1
15.4517 | 7.4207 | 1
24.8557 | 41.0482 | 1
32.9449 | -10.6254 | 1
91.5564 | 56.6787 | 1
61.0992 | 5.6247 | 1
92.0304 | 23.2063 | 1
39.1751 | -5.4135 | 1
71.0559 | -13.8777 | 1
78.2705 | 40.9287 | 1
32.7632 | 55.8841 | 1
13.8409 | 9.9396 | 1
1.1792 | -24.7081 | 1
87.2651 | 57.55 | 1
34.2874 | 66.5428 | 1
87.6 | 10.506 | 1
70.9263 | 55.7995 | 1
17.619 | 14.4803 | 1
65.8227 | 4.0068 | 1
43.4956 | -1.027 | 1
80.8612 | 24.2196 | 1
63.835 | 50.4065 | 1
72.573 | 57.6781 | 1
73.6468 | -19.5341 | 1
29.9522 | -19.7962 | 1
75.6164 | 62.9969 | 1
60.9188 | 22.7109 | 1
93.0611 | 63.3613 | 1
10.5424 | -0.72276 | 1
9.8888 | 23.8913 | 1
15.1188 | -26.1952 | 1
26.2246 | -20.8549 | 1
50.2097 | 14.7062 | 1
3.096 | 5.9871 | 1
58.7252 | 54.4623 | 1
8.1414 | 46.0932 | 1
77.7192 | 32.1991 | 1
59.9314 | 64.0883 | 1
89.1109 | -3.3246 | 1
24.7931 | -5.2603 | 1
19.2201 | 69.9552 | 1
4.1501 | 52.8145 | 1
87.2807 | 21.4671 | 1
52.8058 | 7.8881 | 1
49.8399 | 0.74047 | 1
71.5162 | 64.704 | 1
74.8866 | 19.7497 | 1
25.3149 | 67.3351 | 1
91.3767 | 1.2873 | 1
43.9152 | 25.556 | 1
96.4809 | 52.4115 | 1
90.1268 | 34.4061 | 1
10.5883 | -13.6591 | 1
68.6537 | -2.7722 | 1
14.0046 | 27.5406 | 1
83.9041 | 5.5247 | 1
47.6592 | -28.0003 | 1
15.6031 | 51.2698 | 1
66.5362 | 37.6548 | 1
72.3732 | 32.1003 | 1
13.2221 | -13.3556 | 1
50.5871 | 7.4251 | 1
4.8285 | -14.5872 | 1
99.4379 | 13.6622 | 1
5.7493 | -28.6049 | 1
71.2113 | -21.7661 | 1
14.6506 | -8.6418 | 1
93.3112 | -18.993 | 1
84.3959 | 38.9564 | 1
10.0566 | -1.8351 | 1
23.9532 | 11.0631 | 1
80.0876 | 62.1618 | 1
70.2764 | 47.6396 | 1
38.459 | -7.5919 | 1
98.4455 | 24.1011 | 1
99.1388 | 22.0472 | 1
51.325 | 47.0688 | 1
15.239 | 35.4037 | 1
12.2735 | 15.0639 | 1
52.3899 | -8.1131 | 1
38.1335 | 20.1373 | 1
26.9948 | 0.99638 | 1
55.9163 | 21.2057 | 1
71.1102 | -19.4072 | 1
66.1155 | 31.3475 | 1
73.1682 | 66.9785 | 1
4.056 | 28.099 | 1
98.4791 | 62.3018 | 1
13.1097 | 54.4559 | 1
34.5899 | 60.4429 | 1
25.8326 | 38.1171 | 1
91.7744 | 65.164 | 1
100.0375 | 44.0735 | 1
46.4712 | 63.9199 | 1
79.304 | -8.646 | 1
92.4124 | -27.7551 | 1
24.9195 | 58.1324 | 1
78.0108 | 52.9183 | 1
21.8579 | 20.439 | 1
90.8245 | 51.2261 | 1
53.8162 | 53.5681 | 1
70.1507 | -14.0853 | 1
35.9272 | -6.1996 | 1
2.9468 | 60.0274 | 1
84.578 | -2.6998 | 1
40.1434 | 34.9899 | 1
29.3904 | -29.2004 | 1
59.837 | 68.7866 | 1
17.6644 | 33.5639 | 1
19.1625 | 24.4533 | 1
76.2835 | 41.0857 | 1
60.6399 | 30.82 | 1
22.7275 | -9.8718 | 1
27.1661 | 38.5976 | 1
22.6581 | 43.9654 | 1
79.1896 | 20.2855 | 1
68.7458 | -22.8768 | 1
37.2426 | 67.5972 | 1
6.855 | -26.0028 | 1
93.6414 | 33.0016 | 1
51.5861 | -0.88703 | 1
100.5365 | -12.0786 | 1
35.1735 | 9.8394 | 1
11.935 | 69.6582 | 1
45.6294 | -26.788 | 1
54.9867 | 2.5929 | 1
77.4335 | 44.562 | 1
99.3436 | 26.5514 | 1
43.8931 | -17.9351 | 1
23.1463 | -15.5355 | 1
73.5324 | 58.3918 | 1
54.273 | 3.8456 | 1
52.7263 | 67.0786 | 1
45.5667 | -27.5043 | 1
37.6109 | 45.5484 | 1
67.8373 | 6.4811 | 1
5.0503 | 11.9672 | 1
76.0448 | 18.8121 | 1
66.9925 | 19.1568 | 1
60.9656 | 59.2286 | 1
71.3735 | 35.3361 | 1
75.3555 | 61.5406 | 1
22.6479 | 66.2569 | 1
11.0648 | 47.8106 | 1
42.6527 | 27.5823 | 1
99.033 | 41.9508 | 1
61.6284 | -0.094319 | 1
55.5206 | 32.3577 | 1
27.7906 | -2.8841 | 1
17.6896 | 67.62 | 1
99.1166 | 35.8741 | 1
83.6759 | 55.5597 | 1
78.1677 | 14.6858 | 1
28.7409 | -21.1393 | 1
37.8546 | -18.2097 | 1
74.8861 | 38.9419 | 1
62.3165 | 67.3917 | 1
74.6334 | 35.9343 | 1
89.0905 | 33.0787 | 1
64.9706 | 22.5533 | 1
5.8573 | 27.0973 | 1
14.1103 | -11.331 | 1
23.1893 | -9.3908 | 1
56.0342 | -20.211 | 1
11.0814 | 19.7047 | 1
44.2211 | 6.7953 | 1
0.15914 | -4.0388 | 1
24.0544 | 69.0122 | 1
75.7449 | 64.5948 | 1
23.2073 | 0.18812 | 1
11.2255 | 51.8866 | 1
25.9661 | 48.9064 | 1
10.2866 | -11.9602 | 1
38.1825 | -15.4846 | 1
49.75 | 69.0466 | 1
25.3853 | 36.0532 | 1
15.8295 | -0.5654 | 1
48.8292 | 10.4364 | 1
69.5719 | 3.5426 | 1
48.6117 | -5.7955 | 1
98.8653 | 8.2567 | 1
39.2484 | 63.6155 | 1
46.8142 | 56.1819 | 1
12.5767 | 23.8456 | 1
37.0916 | 63.0475 | 1
16.108 | -1.8531 | 1
91.1142 | 49.8914 | 1
43.8174 | -17.1585 | 1
49.4089 | 65.4651 | 1
65.2083 | -3.3606 | 1
86.9116 | 64.3746 | 1
45.5484 | 20.3697 | 1
79.3139 | 6.9004 | 1
5.7818 | 14.5936 | 1
19.1664 | 44.1421 | 1
91.1036 | -7.9736 | 1
49.9808 | 17.2438 | 1
29.3282 | 64.2744 | 1
8.6604 | -27.2492 | 1
34.3927 | -16.2233 | 1
53.156 | 66.9825 | 1
41.9113 | 47.5177 | 1
64.3888 | -16.6524 | 1
85.6875 | -17.0901 | 1
23.8088 | 20.1867 | 1
60.2955 | 10.2421 | 1
24.7791 | -9.0262 | 1
54.9227 | 60.7061 | 1
67.5691 | 46.7533 | 1
56.3658 | 55.0652 | 1
57.3512 | -18.6904 | 1
91.5068 | -0.21689 | 1
42.8491 | 35.4679 | 1
40.4908 | 66.5213 | 1
38.2959 | 24.5891 | 1
23.6957 | 44.6121 | 1
95.9344 | 35.5796 | 1
56.5816 | 53.5905 | 1
75.7359 | 51.4543 | 1
10.5536 | 3.3386 | 1
32.547 | -14.9022 | 1
76.5398 | 39.8528 | 1
34.8436 | 66.0603 | 1
30.9856 | -10.0162 | 1
10.0234 | -12.763 | 1
92.573 | 8.7802 | 1
87.0515 | 51.8183 | 1
24.5125 | 25.5838 | 1
99.7546 | -17.9136 | 1
52.7891 | 38.8069 | 1
93.5967 | 57.8128 | 1
41.2504 | -2.9514 | 1
100.3073 | 7.747 | 1
55.111 | 67.6272 | 1
86.1839 | -14.4887 | 1
75.737 | 63.9686 | 1
58.233 | 40.6051 | 1
36.5795 | 47.2457 | 1
82.5117 | 20.1935 | 1
76.6306 | 66.6191 | 1
40.8888 | 26.2243 | 1
45.8898 | 5.3363 | 1
67.6174 | 38.2312 | 1
89.8262 | 29.0804 | 1
97.6081 | 55.3652 | 1
90.7483 | 44.3463 | 1
37.3584 | 55.7969 | 1
69.0205 | 45.8506 | 1
10.3995 | -27.8148 | 1
100.1646 | 49.9057 | 1
8.1059 | -3.4586 | 1
64.2727 | 68.6268 | 1
17.9671 | -8.1492 | 1
63.1622 | 36.3918 | 1
20.6099 | 67.3301 | 1
0.78859 | 10.5658 | 1
30.6092 | -2.6301 | 1
54.6514 | -13.6654 | 1
53.7177 | 40.1249 | 1
82.0245 | 41.4951 | 1
93.9359 | -26.3487 | 1
39.6759 | 8.2694 | 1
25.3076 | 27.7228 | 1
19.8616 | 15.6162 | 1
26.3919 | 30.6944 | 1
36.6016 | 30.7714 | 1
64.2194 | 47.7713 | 1
76.4951 | 29.0726 | 1
10.9213 | -26.3934 | 1
65.9704 | -8.6611 | 1
33.4484 | -28.5914 | 1
80.2944 | 69.9036 | 1
70.1509 | 51.1026 | 1
48.1643 | 40.9032 | 1
35.7998 | 26.4672 | 1
94.7268 | -5.2149 | 1
93.9379 | -20.3362 | 1
77.3867 | 3.1739 | 1
96.3653 | -23.6232 | 1
87.0976 | 4.0001 | 1
100.9201 | 49.2047 | 1
32.9504 | 6.3582 | 1
93.2176 | -20.7523 | 1
7.3206 | 27.4117 | 1
9.3268 | 17.3685 | 1
26.8033 | 44.9422 | 1
2.9593 | -22.2695 | 1
79.0692 | 68.2163 | 1
49.7395 | 26.1625 | 1
58.1066 | 20.4413 | 1
35.8339 | 23.3374 | 1
83.6404 | -25.8698 | 1
46.709 | -1.506 | 1
76.2239 | 45.1465 | 1
7.9392 | 41.6018 | 1
9.2061 | 55.3209 | 1
66.1196 | -13.582 | 1
89.9643 | 6.2131 | 1
36.6631 | 14.4682 | 1
47.6335 | 49.8992 | 1
19.385 | -29.8892 | 1
18.1382 | 69.6914 | 1
85.5034 | -5.4587 | 1
61.7761 | 56.4912 | 1
4.3641 | 27.9744 | 1
44.3146 | 17.3471 | 1
89.5384 | -16.6151 | 1
73.8943 | -21.5964 | 1
29.7665 | -9.661 | 1
87.3187 | -20.8964 | 1
17.1687 | 64.9724 | 1
33.6217 | 51.3683 | 1
48.8913 | 23.238 | 1
31.1765 | 64.5119 | 1
50.2523 | 60.0395 | 1
51.7674 | 54.1848 | 1
65.4967 | 29.7649 | 1
61.7006 | -8.8595 | 1
48.4723 | 14.9478 | 1
1.7068 | 35.023 | 1
60.509 | 51.3711 | 1
90.9627 | -23.9515 | 1
54.0479 | 61.3566 | 1
88.4469 | 59.4837 | 1
3.4438 | 40.1399 | 1
81.7838 | 30.4668 | 1
63.0466 | 14.2249 | 1
93.3557 | 37.6328 | 1
95.4312 | 3.9843 | 1
96.7281 | 64.2342 | 1
19.8247 | 54.7261 | 1
23.9356 | 43.6124 | 1
84.072 | -21.6148 | 1
56.8264 | 65.0887 | 1
66.9982 | 8.6075 | 1
53.9137 | 38.2018 | 1
68.9398 | -23.607 | 1
52.446 | 20.16 | 1
57.3611 | 59.0246 | 1
63.9702 | 24.3017 | 1
99.3211 | 12.2434 | 1
58.2156 | 57.3196 | 1
68.5272 | 68.1145 | 1
22.0788 | -13.9139 | 1
7.9574 | -8.1572 | 1
83.8836 | 60.1919 | 1
21.7119 | -4.9305 | 1
44.8235 | -19.2523 | 1
12.6788 | -10.6088 | 1
31.4776 | 38.6057 | 1
88.1686 | 66.0328 | 1
75.3047 | -10.3171 | 1
31.9929 | 59.9153 | 1
91.1154 | 41.0415 | 1
47.8161 | 58.4528 | 1
96.6069 | 46.8907 | 1
88.4643 | 6.3335 | 1
58.7424 | 33.188 | 1
22.4416 | 49.269 | 1
65.3478 | 23.4262 | 1
24.1466 | 9.916 | 1
73.418 | 9.3336 | 1
23.1646 | 12.8889 | 1
83.463 | -14.2306 | 1
32.7811 | -24.5389 | 1
11.2609 | -2.2299 | 1
50.3484 | 15.0203 | 1
43.1825 | 29.3657 | 1
71.2602 | 30.1245 | 1
60.3672 | 34.3617 | 1
6.6613 | -16.1581 | 1
9.3714 | 27.547 | 1
32.69 | 15.971 | 1
29.9183 | 67.7357 | 1
45.2296 | -1.5586 | 1
15.3733 | -2.6204 | 1
33.4984 | 64.1876 | 1
59.6946 | 22.6074 | 1
28.9227 | 11.6287 | 1
58.3527 | 14.2941 | 1
15.9561 | 68.0153 | 1
27.9643 | -0.32414 | 1
63.8577 | 20.0283 | 1
50.7179 | 0.20589 | 1
78.5144 | 26.5603 | 1
47.9644 | 33.8829 | 1
35.5372 | -4.2713 | 1
65.7828 | 16.6803 | 1
87.0564 | 15.2633 | 1
68.6687 | 61.4087 | 1
52.2785 | 3.0347 | 1
92.75 | 29.646 | 1
42.3591 | -8.1889 | 1
49.328 | -6.4058 | 1
71.9346 | 32.0968 | 1
66.8505 | 66.636 | 1
67.1951 | 56.6659 | 1
7.0426 | 6.2199 | 1
1.6939 | 33.2404 | 1
38.9484 | 62.2704 | 1
83.6217 | 58.331 | 1
55.803 | 66.252 | 1
3.9504 | -29.8437 | 1
39.1163 | -13.1061 | 1
98.6886 | -11.8392 | 1
52.726 | 18.2438 | 1
93.79 | 62.0115 | 1
94.2024 | -16.4312 | 1
97.3273 | 22.6322 | 1
5.0769 | 13.2191 | 1
70.6313 | 26.3482 | 1
100.0933 | 13.1656 | 1
94.8259 | 32.3679 | 1
64.3042 | -25.0053 | 1
1.3518 | 32.2428 | 1
10.0675 | -16.9717 | 1
98.2484 | 19.9627 | 1
54.2588 | 16.3651 | 1
3.3741 | 55.1112 | 1
32.7078 | 33.1526 | 1
73.1515 | 8.6503 | 1
28.9533 | 18.5135 | 1
46.4509 | 43.5367 | 1
22.2664 | 68.8701 | 1
14.1 | 50.1679 | 1
46.023 | -18.3483 | 1
0.32 | 4.5546 | 1
15.3502 | 1.9217 | 1
66.9585 | 47.4873 | 1
68.5586 | 50.8624 | 1
65.929 | -21.6161 | 1
10.4244 | -12.8746 | 1
49.64 | -0.76901 | 1
96.5595 | -25.901 | 1
5.6433 | -3.001 | 1
20.4358 | 49.7984 | 1
67.2828 | -20.0636 | 1
71.5265 | 28.188 | 1
3.1075 | 13.1755 | 1
23.6863 | -17.2881 | 1
25.5638 | 43.2057 | 1
92.998 | 6.8773 | 1
48.3883 | 2.1915 | 1
60.0625 | -12.2625 | 1
70.4589 | 31.7504 | 1
58.4966 | 17.2841 | 1
14.2347 | -23.7679 | 1
49.0881 | -28.0787 | 1
33.9678 | 17.9024 | 1
24.899 | 42.7112 | 1
20.1619 | 56.6139 | 1
91.7424 | 69.5715 | 1
99.3556 | 5.0451 | 1
1.0161 | -1.4233 | 1
6.1941 | -6.7922 | 1
95.7976 | 31.4895 | 1
19.0048 | -18.4837 | 1
27.9415 | 64.633 | 1
14.8053 | 20.4311 | 1
70.1004 | -7.7368 | 1
84.2784 | 11.1616 | 1
66.4657 | -0.20971 | 1
9.6426 | 1.1718 | 1
83.2438 | -25.8573 | 1
72.5001 | 49.6866 | 1
66.7848 | -26.5863 | 1
74.0702 | 30.192 | 1
82.1645 | 53.2915 | 1
5.0999 | 25.4048 | 1
32.64 | -8.2452 | 1
30.7248 | -1.4236 | 1
34.4524 | 41.9882 | 1
59.5107 | -20.8636 | 1
40.2459 | 34.9222 | 1
88.4424 | -24.3506 | 1
75.8902 | 43.3504 | 1
17.1232 | 27.8913 | 1
93.0435 | -7.9706 | 1
69.9664 | -5.3537 | 1
44.782 | -13.6569 | 1
80.4124 | 61.6099 | 1
6.2317 | 60.6559 | 1
66.2954 | -9.2316 | 1
19.4466 | -22.1319 | 1
82.9658 | 44.3162 | 1
50.7783 | -13.2858 | 1
33.5862 | -28.2622 | 1
5.5562 | 61.1658 | 1
45.1426 | 17.5061 | 1
71.089 | 33.0241 | 1
5.4671 | -13.0182 | 1
22.6631 | 57.1114 | 1
13.7715 | 67.2723 | 1
1.0127 | -12.3488 | 1
34.2488 | 43.2583 | 1
48.9736 | 16.959 | 1
91.3939 | 44.2695 | 1
36.0307 | 36.0012 | 1
37.177 | 41.0461 | 1
55.7237 | -2.0681 | 1
41.5465 | 64.3777 | 1
94.2699 | -9.985 | 1
66.9065 | 33.953 | 1
86.5443 | 4.8531 | 1
80.2742 | 25.9781 | 1
30.6808 | 64.5269 | 1
14.1696 | -8.8944 | 1
9.7788 | -29.2519 | 1
94.6223 | -14.3725 | 1
41.9642 | 47.7681 | 1
35.8936 | -11.7505 | 1
82.5773 | 12.3719 | 1
97.6401 | 63.0304 | 1
21.1262 | 55.0498 | 1
63.108 | 51.7742 | 1
87.6703 | -9.255 | 1
40.1081 | 36.6754 | 1
35.6716 | -28.2353 | 1
21.7656 | 13.0196 | 1
75.7091 | 18.7634 | 1
41.487 | 67.8179 | 1
27.7794 | 24.8563 | 1
20.7172 | 56.2282 | 1
38.7071 | 16.8899 | 1
29.1112 | -21.8116 | 1
78.6123 | -25.9345 | 1
93.1185 | 45.2649 | 1
23.8948 | 58.3618 | 1
3.6425 | 8.3 | 1
86.7331 | 28.2819 | 1
4.2129 | 35.2887 | 1
71.464 | 6.2092 | 1
47.5151 | 16.4511 | 1
39.1067 | 67.3725 | 1
10.1938 | 40.3755 | 1
14.3645 | 46.0953 | 1
97.6815 | -2.2182 | 1
77.392 | -28.6679 | 1
78.0911 | 56.5731 | 1
16.7831 | 13.7754 | 1
86.1554 | 53.7761 | 1
67.4685 | 50.7013 | 1
19.2409 | -9.0221 | 1
75.9538 | -4.949 | 1
11.8292 | 68.9396 | 1
98.4621 | -4.1821 | 1
23.2067 | 25.8863 | 1
79.5685 | -3.7501 | 1
36.1614 | -27.8671 | 1
41.1016 | -15.2819 | 1
1.8288 | 44.339 | 1
0.88075 | 14.8343 | 1
9.278 | -0.051422 | 1
56.6231 | 28.139 | 1
13.6528 | 64.7518 | 1
99.9372 | -4.6175 | 1
71.9268 | 1.4152 | 1
76.7907 | 47.7662 | 1
27.6464 | 0.042363 | 1
46.6762 | 31.0824 | 1
3.024 | -28.1189 | 1
87.3737 | 31.4536 | 1
77.2807 | -0.7642 | 1
53.3828 | 11.3649 | 1
83.4312 | 59.5957 | 1
44.1288 | 51.0815 | 1
38.2488 | 23.996 | 1
64.5598 | -27.3729 | 1
50.5636 | -28.2697 | 1
11.6845 | 9.0637 | 1
35.6472 | 53.8713 | 1
43.4062 | -19.9545 | 1
64.5957 | 17.4503 | 1
68.3 | -0.98847 | 1
94.6557 | 40.0182 | 1
24.4578 | -26.1464 | 1
48.5026 | -27.8334 | 1
45.1889 | 19.4031 | 1
83.1173 | 0.17163 | 1
22.8723 | -10.7724 | 1
93.1091 | -10.5816 | 1
18.7685 | 14.2932 | 1
40.9921 | 51.5146 | 1
73.3716 | -2.6551 | 1
68.4759 | -5.6964 | 1
17.4005 | 30.4836 | 1
88.1792 | -8.5855 | 1
32.9678 | 10.972 | 1
74.1469 | -16.2838 | 1
47.9601 | 10.1175 | 1
92.5242 | 33.6993 | 1
59.2326 | 5.8909 | 1
86.9656 | 49.4712 | 1
43.5031 | -12.1397 | 1
76.1793 | 7.6989 | 1
7.6809 | -0.094509 | 1
34.7775 | 25.5371 | 1
24.0407 | 52.023 | 1
27.9428 | 67.8653 | 1
76.571 | -12.6501 | 1
81.4788 | -15.9882 | 1
7.9112 | 36.8855 | 1
18.5701 | 37.332 | 1
73.7514 | 3.6812 | 1
17.9118 | -22.1955 | 1
32.0382 | -4.7108 | 1
50.4305 | -8.0671 | 1
32.6883 | 2.7939 | 1
14.4777 | 31.4146 | 1
53.8715 | 64.4272 | 1
93.2133 | 44.3501 | 1
33.9587 | 22.5814 | 1
71.7596 | 27.9806 | 1
59.9158 | -28.3738 | 1
30.9407 | -6.5147 | 1
90.621 | 21.1273 | 1
7.562 | 32.6966 | 1
17.2961 | -12.9695 | 1
0.28714 | 22.3618 | 1
81.5698 | 32.9318 | 1
59.3712 | -22.5928 | 1
89.7971 | 20.9193 | 1
60.1416 | 13.7137 | 1
57.9035 | 3.6081 | 1
87.0208 | 48.3833 | 1
29.2259 | 13.5277 | 1
78.2439 | 7.3379 | 1
42.9167 | -26.4357 | 1
14.278 | 1.5598 | 1
5.6146 | -8.5762 | 1
32.2945 | 66.5938 | 1
83.0758 | 49.3902 | 1
21.3849 | -26.1697 | 1
0.60693 | -13.271 | 1
59.267 | 40.4131 | 1
61.8922 | -10.8842 | 1
53.9589 | 16.6559 | 1
20.6759 | 30.6766 | 1
78.2573 | -26.4392 | 1
22.5889 | 47.8958 | 1
22.8672 | -18.1468 | 1
45.8876 | 18.6666 | 1
55.9387 | -11.4865 | 1
44.9405 | 7.6895 | 1
19.8728 | 64.7914 | 1
75.6846 | -12.664 | 1
5.7494 | -3.5166 | 1
67.8198 | -22.3107 | 1
54.7737 | -18.2496 | 1
18.0534 | 46.9357 | 1
34.6142 | 56.432 | 1
70.6018 | 34.1959 | 1
49.2066 | 65.3534 | 1
4.3928 | 60.3533 | 1
97.5464 | 28.2712 | 1
16.9438 | 51.5857 | 1
11.1735 | 11.5296 | 1
71.6367 | 57.0517 | 1
29.0988 | 39.0016 | 1
86.1105 | 33.7189 | 1
33.1245 | 44.9634 | 1
79.8338 | 10.3905 | 1
82.0823 | 61.5458 | 1
65.9242 | 55.5813 | 1
15.1277 | -16.4016 | 1
93.0998 | 53.1592 | 1
7.9541 | 8.0586 | 1
85.2992 | 17.9704 | 1
5.2741 | -9.3685 | 1
40.3211 | 6.6902 | 1
89.6814 | -22.9257 | 1
79.4977 | 29.9011 | 1
71.134 | 49.6848 | 1
68.3019 | 37.4927 | 1
24.0923 | 3.7293 | 1
96.0088 | 61.6302 | 1
73.345 | 55.0589 | 1
52.3736 | 54.2801 | 1
78.5936 | 33.8894 | 1
68.6591 | 13.0959 | 1
11.419 | -21.2502 | 1
3.3164 | 46.0733 | 1
67.8538 | -22.278 | 1
78.501 | -26.347 | 1
55.5043 | 61.337 | 1
80.9684 | -24.5781 | 1
41.5761 | 4.3326 | 1
56.051 | -0.46986 | 1
52.9756 | -10.0876 | 1
5.3096 | 10.5352 | 1
59.4239 | -1.826 | 1
4.3444 | -22.8363 | 1
75.2361 | 48.2353 | 1
93.4331 | -23.4092 | 1
20.048 | -7.1123 | 1
33.161 | -27.9092 | 1
91.1176 | -15.1681 | 1
43.7712 | 57.6869 | 1
93.4984 | 52.988 | 1
41.7452 | 4.5198 | 1
51.8545 | 24.434 | 1
14.6819 | -11.7405 | 1
48.3842 | 8.0051 | 1
95.585 | -27.7394 | 1
99.9335 | 12.2061 | 1
54.6367 | -10.6276 | 1
37.2635 | 11.924 | 1
92.8789 | -6.9676 | 1
100.4947 | 53.6294 | 1
25.4904 | 37.2239 | 1
57.3634 | 28.1466 | 1
22.1976 | 53.6848 | 1
60.1545 | -26.2768 | 1
83.8643 | 8.3964 | 1
97.5759 | 2.2224 | 1
27.4092 | 41.1496 | 1
41.518 | 19.4786 | 1
77.3376 | 6.5867 | 1
98.4499 | 37.8293 | 1
18.0346 | -21.9414 | 1
16.1599 | 2.2089 | 1
97.2831 | -1.4882 | 1
62.3693 | 60.7211 | 1
66.1981 | 28.2211 | 1
6.1467 | -13.084 | 1
90.6203 | 61.3496 | 1
74.7526 | -29.2386 | 1
61.657 | -24.8622 | 1
29.8228 | -18.0428 | 1
80.8636 | 56.7361 | 1
95.2702 | 2.0472 | 1
43.0698 | 37.8665 | 1
8.5425 | 1.5855 | 1
15.3119 | -9.5849 | 1
6.308 | -10.8521 | 1
2.0138 | 1.7302 | 1
9.9849 | -13.9976 | 1
80.7192 | 48.951 | 1
58.375 | -29.9996 | 1
63.104 | 57.2278 | 1
83.7391 | -0.79468 | 1
41.1077 | 13.6027 | 1
13.9795 | 53.1982 | 1
45.1828 | 58.9966 | 1
35.2937 | -0.86026 | 1
10.738 | -6.8746 | 1
2.3469 | 66.9644 | 1
46.5056 | 47.9188 | 1
26.1661 | 13.1169 | 1
21.7188 | -25.5103 | 1
29.8088 | 5.6227 | 1
54.7934 | -3.529 | 1
1.8622 | 29.5657 | 1
3.3271 | 28.0829 | 1
29.9253 | 18.3527 | 1
81.992 | 54.8016 | 1
87.2401 | -13.3371 | 1
32.5806 | -23.8572 | 1
1.7047 | 29.1184 | 1
75.9884 | -7.0469 | 1
75.341 | 37.8064 | 1
85.6598 | 13.2119 | 1
24.6573 | -19.1235 | 1
67.279 | 61.8448 | 1
55.6532 | -29.4879 | 1
72.5491 | -13.0635 | 1
64.462 | -4.8976 | 1
36.8363 | 8.6561 | 1
84.1418 | 58.0482 | 1
74.0391 | 38.8365 | 1
62.3031 | -5.0816 | 1
86.7136 | 43.5109 | 1
11.242 | 12.6919 | 1
84.9682 | 20.6058 | 1
21.1273 | 36.4925 | 1
94.0511 | -8.4105 | 1
2.579 | -2.8922 | 1
65.7435 | 48.4706 | 1
42.7268 | 64.9616 | 1
59.6112 | 25.3672 | 1
30.3389 | 0.48031 | 1
88.2395 | 1.4537 | 1
27.9241 | 55.8404 | 1
38.3739 | 31.787 | 1
13.9116 | 25.1427 | 1
7.6316 | 62.0853 | 1
25.2505 | -21.29 | 1
12.1786 | 28.9886 | 1
37.3363 | 40.8354 | 1
95.1464 | 46.0989 | 1
87.2784 | -11.5969 | 1
84.7931 | 32.7396 | 1
26.7406 | 10.9703 | 1
7.048 | 56.0027 | 1
27.705 | 55.7504 | 1
56.7899 | 59.489 | 1
31.9364 | 37.0856 | 1
57.0134 | 47.7225 | 1
29.547 | 64.0961 | 1
73.9371 | -25.6168 | 1
97.5875 | 9.3295 | 1
90.6506 | 27.5491 | 1
82.8626 | 17.636 | 1
67.9731 | 54.6221 | 1
86.9419 | -1.8633 | 1
55.3318 | 31.2086 | 1
3.3242 | 42.8708 | 1
14.7607 | 46.1048 | 1
81.0225 | -11.3006 | 1
12.5049 | -19.3277 | 1
4.4996 | 32.926 | 1
91.6189 | 34.5832 | 1
71.4538 | 19.8941 | 1
37.2924 | 34.1742 | 1
18.0311 | -13.9296 | 1
50.0996 | 54.2551 | 1
67.8902 | 1.3564 | 1
47.813 | 52.5857 | 1
54.7007 | 4.6406 | 1
17.1091 | 6.5855 | 1
34.725 | -9.6676 | 1
28.5285 | 9.5914 | 1
56.6159 | -13.3908 | 1
92.8655 | 17.5573 | 1
74.678 | 43.3339 | 1
64.1724 | -0.76634 | 1
92.3163 | -0.84845 | 1
54.3524 | -22.7711 | 1
12.3992 | 50.1537 | 1
5.1074 | 57.7268 | 1
59.4972 | 69.499 | 1
62.4556 | 36.4044 | 1
86.6946 | 5.7728 | 1
6.6514 | 57.3125 | 1
87.5337 | 15.8123 | 1
59.7935 | 49.0745 | 1
98.0028 | 39.0906 | 1
42.1367 | -12.8738 | 1
51.6567 | 21.632 | 1
65.3152 | -1.1859 | 1
69.8031 | -14.9133 | 1
20.0371 | 15.1682 | 1
55.0847 | -27.8934 | 1
15.1575 | 35.783 | 1
0.057448 | 42.8527 | 1
63.7107 | -12.5671 | 1
71.9896 | 13.449 | 1
16.1366 | -1.6813 | 1
83.383 | 2.2876 | 1
47.0192 | 15.7821 | 1
94.9297 | 6.7208 | 1
59.7323 | -24.838 | 1
83.2037 | 42.089 | 1
84.0548 | 38.3754 | 1
66.691 | -21.619 | 1
25.6161 | -24.6729 | 1
32.6084 | 19.3378 | 1
23.2166 | 4.805 | 1
31.9985 | 59.7542 | 1
62.8842 | 51.1 | 1
77.879 | 17.6777 | 1
64.6713 | 16.2612 | 1
74.837 | 22.7256 | 1
90.2001 | -5.2345 | 1
89.3249 | 17.3925 | 1
55.3322 | -0.97794 | 1
84.8624 | -1.5614 | 1
79.6119 | 7.5049 | 1
53.158 | 17.4257 | 1
37.8288 | -15.2597 | 1
15.8921 | 54.8127 | 1
83.0148 | 27.7172 | 1
15.7877 | 9.6337 | 1
57.7412 | 28.2782 | 1
5.539 | 5.1647 | 1
100.5527 | 17.6766 | 1
41.0156 | 22.9572 | 1
66.0274 | 47.557 | 1
70.7698 | 12.0456 | 1
1.108 | -11.9578 | 1
95.9744 | 61.9756 | 1
44.9909 | -3.0635 | 1
81.5896 | 49.1717 | 1
94.6504 | 63.2207 | 1
18.9941 | 20.5481 | 1
68.3612 | -11.48 | 1
83.6867 | -2.5236 | 1
58.1096 | 34.394 | 1
36.325 | 11.4668 | 1
88.1766 | -21.7233 | 1
55.3614 | -22.0822 | 1
29.5465 | 68.9891 | 1
82.3372 | 17.8978 | 1
44.1945 | 30.9231 | 1
87.9073 | 13.6706 | 1
23.7909 | 59.3935 | 1
7.6904 | -16.4247 | 1
63.4162 | -19.1328 | 1
5.4272 | 14.9729 | 1
44.9241 | 69.9263 | 1
34.2754 | 5.1873 | 1
35.6473 | 25.4112 | 1
84.5246 | 39.2396 | 1
46.0287 | -13.1609 | 1
5.8324 | 50.4432 | 1
71.9825 | 22.4183 | 1
92.0862 | -15.6512 | 1
31.6825 | 35.2721 | 1
20.4169 | 7.5624 | 1
53.7718 | 21.9443 | 1
76.1454 | 65.9923 | 1
19.7625 | 30.5364 | 1
99.9534 | 41.1826 | 1
20.2325 | 52.2178 | 1
43.9412 | 54.9874 | 1
87.0605 | 28.0954 | 1
28.5819 | -6.3276 | 1
30.0938 | -13.8237 | 1
82.6651 | -4.3296 | 1
1.8302 | 53.3809 | 1
47.5405 | 64.2445 | 1
89.0602 | -14.5741 | 1
20.6455 | -9.8885 | 1
80.1495 | 39.7504 | 1
64.809 | -24.0469 | 1
13.9859 | 44.4967 | 1
94.4267 | 47.8227 | 1
99.4424 | 24.4412 | 1
47.0823 | 14.6128 | 1
89.4428 | 1.4753 | 1
5.6964 | 34.8204 | 1
63.7543 | -22.9049 | 1
23.8217 | 58.2467 | 1
85.0287 | 27.2624 | 1
89.3602 | 21.1306 | 1
12.7503 | 33.6825 | 1
3.0921 | 18.3742 | 1
7.0932 | 1.3708 | 1
56.4234 | 10.8194 | 1
49.739 | 30.7984 | 1
80.2342 | 59.4763 | 1
24.8469 | 49.7475 | 1
9.8639 | -18.6955 | 1
33.0436 | 49.9239 | 1
49.3517 | -10.4532 | 1
97.2091 | 27.6807 | 1
16.793 | 4.7615 | 1
78.4387 | 18.1338 | 1
67.7509 | 12.7073 | 1
64.2982 | 15.7554 | 1
8.5536 | 9.7579 | 1
5.6121 | 56.2441 | 1
96.152 | 24.8187 | 1
47.8135 | 68.4575 | 1
16.5816 | 28.2028 | 1
70.1892 | -11.0102 | 1
13.9325 | 23.4397 | 1
59.3398 | 11.4926 | 1
26.4055 | 7.2425 | 1
80.7422 | 43.9323 | 1
56.426 | -29.7662 | 1
36.0448 | 25.1334 | 1
11.3705 | 31.8981 | 1
82.4765 | -28.3153 | 1
90.3236 | -4.9881 | 1
39.8237 | 0.48367 | 1
51.5132 | 10.7969 | 1
91.4451 | 19.3698 | 1
100.8078 | 7.7934 | 1
15.9385 | 57.1753 | 1
86.9427 | -7.6091 | 1
38.8339 | -14.0133 | 1
90.7363 | 49.9105 | 1
26.7397 | -6.085 | 1
39.2348 | -9.4376 | 1
9.6971 | 28.5606 | 1
5.6324 | -14.9845 | 1
7.1907 | 35.2544 | 1
54.049 | 69.8818 | 1
1.3318 | -4.3238 | 1
71.6035 | 26.9343 | 1
89.7854 | 25.1781 | 1
84.4177 | -21.6389 | 1
2.978 | 51.1848 | 1
26.8697 | -2.351 | 1
8.9845 | 61.858 | 1
47.4974 | -12.7882 | 1
43.426 | 44.7522 | 1
36.4888 | 19.2049 | 1
85.0293 | -29.1619 | 1
77.7399 | 38.5897 | 1
79.3737 | 48.6336 | 1
88.2378 | 53.6113 | 1
54.6195 | 9.934 | 1
18.0562 | 4.6191 | 1
44.4251 | -29.2641 | 1
36.3783 | -18.7116 | 1
56.5999 | 11.8294 | 1
87.9281 | -29.0373 | 1
30.5467 | 27.2446 | 1
49.507 | 26.2441 | 1
56.5653 | 3.1844 | 1
97.6347 | -9.5691 | 1
25.7067 | 58.8844 | 1
35.3875 | -10.7446 | 1
38.3343 | 3.4646 | 1
26.0592 | 18.8845 | 1
55.7367 | 18.2413 | 1
78.2763 | 56.4573 | 1
0.8513 | -27.2736 | 1
40.5273 | -29.1766 | 1
51.7013 | 33.137 | 1
28.0907 | 18.554 | 1
76.7803 | 7.8648 | 1
2.4562 | -28.3506 | 1
97.4519 | 49.6429 | 1
3.4494 | 2.6028 | 1
79.8572 | 48.9975 | 1
63.7362 | 20.2361 | 1
39.4142 | -9.1826 | 1
55.7032 | 34.4989 | 1
69.8842 | 48.1914 | 1
81.7522 | -19.7269 | 1
27.2789 | -24.5442 | 1
65.1854 | 39.7486 | 1
68.9866 | 36.8613 | 1
44.7827 | 22.5034 | 1
74.5728 | -6.5418 | 1
81.6738 | 30.7011 | 1
66.4888 | 52.6348 | 1
30.6904 | 50.0901 | 1
92.5973 | 67.9916 | 1
29.6014 | 23.3188 | 1
56.6977 | -12.2611 | 1
47.7538 | -9.6661 | 1
33.068 | 25.3906 | 1
52.7215 | -21.8643 | 1
16.2707 | 62.1232 | 1
17.5114 | -0.27935 | 1
22.1931 | 54.7173 | 1
32.5811 | -3.7225 | 1
18.2878 | 3.7189 | 1
91.1946 | 21.2913 | 1
54.8205 | -24.8995 | 1
11.7399 | 60.9882 | 1
63.8505 | 32.9045 | 1
92.4853 | -23.3284 | 1
65.8755 | -17.9712 | 1
47.842 | -0.062524 | 1
32.6702 | 40.284 | 1
12.7275 | -12.1132 | 1
50.0587 | 34.2523 | 1
74.0709 | 35.6388 | 1
36.4249 | 8.0465 | 1
60.7656 | -15.3379 | 1
70.017 | 21.1932 | 1
20.29 | 27.571 | 1
89.717 | -22.2757 | 1
77.4003 | -12.2818 | 1
6.0307 | 17.4131 | 1
7.0905 | 2.3224 | 1
19.5775 | 56.9923 | 1
66.6741 | 57.9025 | 1
77.5301 | -7.7594 | 1
46.4138 | 37.406 | 1
89.2053 | 10.5824 | 1
28.796 | -23.3992 | 1
19.9006 | 31.6029 | 1
53.6166 | -12.0481 | 1
23.5658 | 40.5267 | 1
28.9762 | 61.6697 | 1
71.677 | 18.4483 | 1
74.682 | 1.7778 | 1
79.7983 | 32.5799 | 1
61.2296 | -16.4548 | 1
70.6687 | 67.5305 | 1
62.2167 | -5.6014 | 1
91.2517 | -19.5348 | 1
48.9517 | 0.89302 | 1
67.0049 | 32.2525 | 1
68.9662 | 61.7351 | 1
42.5681 | -24.5377 | 1
21.1835 | 2.5247 | 1
9.4285 | 55.9052 | 1
98.0121 | 3.1993 | 1
25.0616 | -0.99849 | 1
2.8545 | 34.762 | 1
42.729 | 33.3605 | 1
98.6916 | -13.0041 | 1
77.813 | 18.5127 | 1
19.1912 | -1.1581 | 1
95.0737 | 3.0212 | 1
59.3485 | 36.4998 | 1
66.4463 | 36.6366 | 1
79.5317 | 52.4211 | 1
42.8248 | 40.3523 | 1
79.3899 | -10.2022 | 1
93.3759 | 23.222 | 1
58.4403 | 36.031 | 1
99.8683 | 35.5392 | 1
31.1786 | 17.5358 | 1
87.2816 | 64.6159 | 1
12.8855 | 50.6655 | 1
46.687 | 51.7379 | 1
52.2533 | 19.3845 | 1
69.5165 | 26.1235 | 1
18.0516 | -11.1922 | 1
34.2172 | 42.7377 | 1
67.5127 | 47.2647 | 1
3.6546 | 18.6406 | 1
10.9473 | 38.3081 | 1
33.5183 | 38.2416 | 1
59.9047 | -27.1713 | 1
86.6984 | -0.64152 | 1
60.119 | -19.333 | 1
14.768 | -24.8755 | 1
74.2703 | -26.6876 | 1
83.9347 | -24.2845 | 1
9.0285 | 22.237 | 1
64.9007 | 41.6781 | 1
26.6526 | 69.4546 | 1
97.8377 | 21.781 | 1
99.2066 | 54.3612 | 1
59.9708 | 38.2726 | 1
39.1591 | 3.285 | 1
55.9521 | -24.6052 | 1
88.6871 | -7.3515 | 1
17.5163 | -5.862 | 1
72.0172 | 22.3084 | 1
67.9295 | 10.7948 | 1
82.2779 | 51.0859 | 1
92.4779 | 37.3969 | 1
78.6971 | 49.0304 | 1
47.6216 | 48.4122 | 1
11.7709 | 39.0132 | 1
14.7153 | -18.1076 | 1
71.9236 | -19.1209 | 1
10.4639 | 44.4573 | 1
55.5883 | 58.8668 | 1
62.6198 | 7.7434 | 1
68.7409 | -19.1737 | 1
22.5504 | -24.4875 | 1
98.6795 | 4.1844 | 1
12.6695 | -16.092 | 1
44.4174 | -1.6674 | 1
50.7006 | 5.1291 | 1
90.6653 | 46.3063 | 1
71.5802 | -17.8126 | 1
23.873 | 25.903 | 1
88.778 | 34.2834 | 1
45.276 | 60.9273 | 1
21.2659 | 8.0557 | 1
15.8182 | 54.2065 | 1
29.9384 | -26.0746 | 1
57.0042 | 27.1126 | 1
21.4407 | -12.4074 | 1
44.5842 | -10.5724 | 1
73.787 | 27.2433 | 1
25.1424 | 68.5381 | 1
77.437 | -11.7426 | 1
73.4866 | -0.6488 | 1
69.4508 | -22.2845 | 1
24.1819 | -11.4279 | 1
5.3075 | 7.7922 | 1
57.2517 | 8.6989 | 1
65.4757 | 37.5371 | 1
100.2962 | 69.8722 | 1
21.6014 | 38.835 | 1
83.1599 | 27.2622 | 1
97.5476 | -9.5147 | 1
74.0715 | -7.8322 | 1
46.1595 | 11.626 | 1
44.5652 | 59.2514 | 1
24.9799 | 64.1252 | 1
38.7782 | 39.6257 | 1
100.7046 | 37.373 | 1
91.3821 | 6.3219 | 1
31.253 | -2.2459 | 1
16.0752 | -13.5876 | 1
62.1408 | 38.5243 | 1
77.4081 | 4.0468 | 1
55.4216 | -3.493 | 1
36.5743 | 0.89188 | 1
30.0842 | 64.6888 | 1
21.9707 | 8.9045 | 1
87.1035 | 53.17 | 1
100.5818 | -8.1745 | 1
1.2575 | 65.4227 | 1
98.473 | 68.875 | 1
79.4091 | 50.7007 | 1
41.2032 | -20.8645 | 1
29.193 | 29.8749 | 1
29.1853 | 4.0169 | 1
30.6338 | -15.6298 | 1
59.9896 | 60.6741 | 1
65.2332 | -23.183 | 1
19.629 | 41.7172 | 1
90.6591 | 27.5226 | 1
1.628 | 33.567 | 1
20.3485 | 42.5634 | 1
42.741 | 37.3943 | 1
98.5255 | -20.7999 | 1
82.9262 | 66.7232 | 1
24.5135 | 2.7095 | 1
44.859 | 3.1249 | 1
79.5633 | 66.4344 | 1
81.1907 | 7.6555 | 1
69.6602 | 1.6368 | 1
8.3453 | 45.9153 | 1
41.1881 | 49.6803 | 1
24.6811 | -12.0953 | 1
20.6787 | -27.5676 | 1
41.7806 | 11.821 | 1
66.0203 | 59.3752 | 1
37.3047 | 59.1391 | 1
9.3366 | -9.7886 | 1
13.765 | 60.8411 | 1
12.5023 | 46.1738 | 1
89.4302 | -27.6292 | 1
20.2473 | 11.2829 | 1
26.5677 | 68.2893 | 1
93.351 | -12.6044 | 1
70.6311 | 51.6927 | 1
96.6239 | 12.3002 | 1
51.8924 | 48.9732 | 1
77.394 | 44.6667 | 1
0.60702 | 4.0231 | 1
21.855 | 14.1642 | 1
95.2982 | 61.2525 | 1
38.7313 | 49.4266 | 1
34.5738 | 47.9414 | 1
93.2424 | -19.7364 | 1
23.4797 | 20.7662 | 1
2.3638 | -22.7777 | 1
41.9603 | -20.4347 | 1
15.6944 | 23.1901 | 1
60.6958 | 8.4111 | 1
71.3711 | 25.5209 | 1
32.0707 | 20.6285 | 1
42.3296 | 62.3372 | 1
10.5705 | -25.8775 | 1
100.3052 | -20.9663 | 1
0.7337 | 22.1025 | 1
75.9047 | -17.2762 | 1
67.218 | 4.3107 | 1
28.2044 | -2.509 | 1
30.7185 | 17.9297 | 1
1.1974 | 11.4176 | 1
8.3102 | -19.8737 | 1
23.8399 | 30.554 | 1
100.0829 | 62.507 | 1
10.7427 | 31.3738 | 1
88.0925 | 17.9791 | 1
19.9404 | 9.3858 | 1
2.6115 | 32.0236 | 1
60.0466 | 32.0387 | 1
57.7227 | -7.5799 | 1
50.897 | 33.2041 | 1
40.9546 | 17.5456 | 1
46.1545 | -24.8998 | 1
22.2825 | -22.2409 | 1
19.3448 | 66.059 | 1
35.2154 | -17.2179 | 1
74.8664 | 60.8791 | 1
16.4868 | 9.5235 | 1
29.001 | 22.5369 | 1
5.7388 | 0.88027 | 1
83.9623 | -8.5628 | 1
19.9513 | -23.6545 | 1
96.1836 | -28.5362 | 1
81.7279 | 3.1032 | 1
8.9503 | 58.5759 | 1
99.6197 | 49.8363 | 1
64.8985 | 8.5914 | 1
47.2682 | 45.0863 | 1
52.9671 | -22.083 | 1
97.1196 | 10.5195 | 1
25.5077 | -14.512 | 1
35.3332 | 11.0659 | 1
67.1823 | -6.3121 | 1
82.7693 | 67.0614 | 1
33.4498 | -18.1541 | 1
29.1539 | 9.8155 | 1
36.694 | 28.4174 | 1
69.7234 | 7.4571 | 1
13.9423 | 19.5266 | 1
41.167 | 11.7832 | 1
98.2184 | 47.4468 | 1
12.4643 | 42.1712 | 1
45.8951 | 52.8526 | 1
75.5156 | -14.6176 | 1
62.1027 | -12.4893 | 1
77.7252 | -29.706 | 1
64.67 | 38.9347 | 1
32.4132 | -1.2113 | 1
34.1459 | -9.7798 | 1
17.5609 | 6.6124 | 1
27.8112 | 37.7242 | 1
68.6477 | -2.7631 | 1
42.6495 | 29.5777 | 1
40.2968 | 24.2946 | 1
39.4637 | 26.3379 | 1
83.8918 | -14.9501 | 1
27.1968 | -3.8071 | 1
74.6136 | -18.6136 | 1
12.6923 | -11.3326 | 1
4.8644 | 36.6169 | 1
80.1244 | 63.2738 | 1
33.0759 | 6.4483 | 1
39.2525 | 66.7678 | 1
25.9474 | 63.5165 | 1
94.2905 | 1.0382 | 1
33.8709 | 63.6949 | 1
54.5932 | 38.5113 | 1
68.5064 | 19.1634 | 1
55.4587 | -21.0058 | 1
41.1034 | -22.0253 | 1
59.6217 | -25.9934 | 1
25.839 | -23.7291 | 1
16.2466 | 35.8761 | 1
58.8807 | -4.5387 | 1
53.9458 | 56.1317 | 1
63.8497 | -17.0649 | 1
78.7734 | -13.7174 | 1
54.9394 | 18.1264 | 1
38.1578 | 9.1456 | 1
53.2332 | -21.5381 | 1
53.032 | -4.0803 | 1
88.0269 | -11.8381 | 1
13.9746 | 64.648 | 1
84.1162 | 40.4259 | 1
8.8871 | 69.1112 | 1
69.5957 | -4.3142 | 1
24.3667 | 16.2912 | 1
1.9272 | 59.0666 | 1
20.7444 | 47.5882 | 1
75.7743 | 40.6621 | 1
2.4743 | 42.749 | 1
17.9507 | 34.4555 | 1
91.5203 | 58.8312 | 1
98.1162 | 55.8605 | 1
34.3791 | 2.5846 | 1
45.722 | -17.2783 | 1
2.8341 | -26.1159 | 1
56.8683 | 29.6669 | 1
20.1184 | -0.21109 | 1
36.1284 | 45.0565 | 1
49.5157 | -5.4587 | 1
51.7068 | 35.5084 | 1
72.3595 | -18.9602 | 1
77.3006 | 61.3724 | 1
38.4938 | 16.4052 | 1
64.3712 | 37.963 | 1
66.5129 | 39.534 | 1
75.9741 | 12.7971 | 1
18.5807 | 57.4083 | 1
40.9384 | -6.7159 | 1
88.5985 | 68.809 | 1
18.9151 | 0.88134 | 1
83.7894 | 47.109 | 1
43.9395 | -0.90031 | 1
30.3558 | -2.6675 | 1
9.1163 | 62.3134 | 1
30.4364 | 39.4594 | 1
53.1837 | -1.0618 | 1
47.6119 | 65.3437 | 1
85.9854 | -6.3589 | 1
0.87346 | 42.2966 | 1
30.1168 | 39.8604 | 1
25.1478 | 32.0375 | 1
62.5645 | 16.3522 | 1
20.2795 | -12.4577 | 1
63.2646 | 51.4579 | 1
41.4848 | 14.3528 | 1
69.1443 | 35.0759 | 1
28.6209 | 59.8397 | 1
75.1263 | 63.3863 | 1
6.716 | 62.3084 | 1
99.7322 | -17.5268 | 1
19.0143 | 18.9385 | 1
43.8697 | 13.1633 | 1
37.0545 | 17.3698 | 1
84.3599 | 51.5813 | 1
30.8941 | 36.9548 | 1
28.3428 | -12.1305 | 1
64.4089 | 9.1269 | 1
38.1504 | 48.3775 | 1
89.0054 | -23.82 | 1
58.6024 | -17.7719 | 1
53.3929 | 8.2748 | 1
17.0107 | 38.3952 | 1
99.6232 | -3.682 | 1
70.7144 | -15.5898 | 1
34.4046 | 10.5724 | 1
81.8643 | -28.3019 | 1
25.4556 | 56.9283 | 1
94.597 | 19.079 | 1
23.0117 | 61.2176 | 1
19.1671 | 40.4661 | 1
80.2094 | -3.7682 | 1
47.7054 | 7.9865 | 1
98.3308 | -23.7104 | 1
8.5467 | -17.5094 | 1
69.3105 | -27.0755 | 1
74.2783 | 38.0007 | 1
20.3398 | -28.9964 | 1
95.3074 | 17.8033 | 1
66.0599 | -5.2905 | 1
21.9096 | -10.5437 | 1
96.4562 | 4.7071 | 1
48.0892 | 7.777 | 1
54.7693 | -17.483 | 1
20.316 | 3.8159 | 1
51.9666 | -14.351 | 1
83.7379 | 51.146 | 1
73.6637 | 42.2096 | 1
71.554 | 13.5309 | 1
37.0369 | 9.8727 | 1
23.887 | -2.5393 | 1
88.0866 | 67.4712 | 1
100.6189 | 26.7904 | 1
89.2607 | -20.9446 | 1
28.363 | -4.1407 | 1
52.3291 | 42.6015 | 1
33.308 | 32.2708 | 1
34.9062 | 49.6164 | 1
43.134 | -23.8842 | 1
88.4661 | 13.2627 | 1
55.3737 | 50.0393 | 1
89.3821 | -4.1532 | 1
63.271 | 41.1385 | 1
36.8587 | 23.3266 | 1
94.8388 | -4.5927 | 1
54.9482 | -23.198 | 1
92.8955 | 21.3002 | 1
48.1575 | -7.3066 | 1
90.5247 | 12.8906 | 1
63.3626 | 24.2238 | 1
78.3147 | 62.9812 | 1
99.541 | 69.8348 | 1
90.4385 | 49.5279 | 1
57.2134 | 15.9479 | 1
49.5189 | 61.1078 | 1
57.2381 | 20.0628 | 1
5.0117 | -11.7395 | 1
91.367 | 21.8146 | 1
64.1694 | -22.3618 | 1
19.8153 | 14.9703 | 1
24.5611 | 23.1407 | 1
86.409 | 47.6134 | 1
27.8951 | -12.544 | 1
37.9853 | 16.6266 | 1
6.5474 | 16.3472 | 1
66.7213 | 65.9919 | 1
44.3191 | 29.1407 | 1
95.4764 | 68.7688 | 1
88.13 | 4.1646 | 1
56.4822 | 65.2968 | 1
46.1661 | -10.1009 | 1
82.3088 | 59.3898 | 1
85.9539 | -1.0175 | 1
73.7652 | -9.4016 | 1
31.9384 | 15.5518 | 1
19.5411 | -10.6424 | 1
66.666 | 51.9008 | 1
6.3828 | 19.2204 | 1
83.8524 | -2.1993 | 1
17.5713 | 18.4966 | 1
2.2116 | 29.1061 | 1
83.187 | -1.2235 | 1
46.7435 | -27.8531 | 1
0.60416 | -20.3782 | 1
60.724 | 62.0482 | 1
17.2177 | 20.3805 | 1
24.6722 | 34.2513 | 1
2.353 | 1.366 | 1
75.8927 | 58.7674 | 1
8.1739 | 43.9977 | 1
49.2304 | -21.072 | 1
91.026 | 51.3065 | 1
93.6472 | -5.7685 | 1
91.2074 | -13.7812 | 1
88.8316 | 62.3435 | 1
12.3972 | 51.9544 | 1
71.058 | 13.8925 | 1
30.3579 | -18.5897 | 1
61.4503 | 25.1791 | 1
26.0788 | 66.0881 | 1
11.0023 | 17.6878 | 1
42.623 | 35.634 | 1
88.5882 | 20.6612 | 1
2.8739 | 18.5619 | 1
28.4153 | 8.9598 | 1
22.11 | 64.9732 | 1
49.2689 | -25.7373 | 1
59.4766 | 48.9499 | 1
38.3523 | -16.4226 | 1
71.3671 | -13.4718 | 1
31.7789 | 43.9496 | 1
86.1482 | 17.9341 | 1
79.4422 | 60.8194 | 1
26.5096 | 48.1284 | 1
43.1272 | 17.2686 | 1
5.8044 | 8.8351 | 1
64.0269 | 10.6639 | 1
55.0783 | 62.7673 | 1
100.7765 | -11.3466 | 1
35.1244 | 49.7293 | 1
23.6148 | -24.765 | 1
26.6159 | 0.00059552 | 1
20.2899 | -18.3263 | 1
9.5921 | 56.971 | 1
23.8849 | -13.9778 | 1
52.1993 | -9.5901 | 1
72.3774 | 5.7916 | 1
34.3019 | -23.589 | 1
42.3767 | 61.9471 | 1
40.2871 | 2.1495 | 1
40.2348 | 34.2816 | 1
15.7221 | 10.9093 | 1
18.034 | 62.4199 | 1
85.1614 | 46.4696 | 1
64.2382 | 20.9776 | 1
99.3978 | 20.073 | 1
0.85799 | 13.4713 | 1
66.2989 | 1.34 | 1
8.9292 | 66.3847 | 1
99.2757 | 11.6042 | 1
72.2385 | 36.7401 | 1
30.9793 | 28.0516 | 1
94.3605 | 61.0233 | 1
100.9241 | 0.57772 | 1
22.4634 | -22.7913 | 1
48.7361 | -18.3809 | 1
50.1487 | 13.455 | 1
82.7978 | 35.1081 | 1
21.1596 | -13.1761 | 1
75.076 | -11.2823 | 1
96.6382 | -19.3932 | 1
18.9538 | 30.8062 | 1
9.8595 | 36.4015 | 1
86.8868 | 21.176 | 1
46.4888 | -0.75379 | 1
41.7482 | -18.4586 | 1
25.3683 | -8.0806 | 1
27.0668 | 28.8916 | 1
54.3171 | 3.8266 | 1
82.284 | 18.3038 | 1
17.9329 | 39.0269 | 1
78.4292 | 69.5288 | 1
51.8948 | 15.4296 | 1
51.9307 | 26.8875 | 1
15.2929 | 50.8156 | 1
62.84 | 36.0292 | 1
14.5483 | -12.7638 | 1
58.8676 | 41.7453 | 1
17.7999 | 52.5453 | 1
81.209 | 19.579 | 1
90.0804 | 48.6789 | 1
68.7059 | 56.4397 | 1
84.7152 | 12.8918 | 1
82.3881 | -11.5915 | 1
70.6337 | 42.5714 | 1
95.2554 | 24.8632 | 1
69.5567 | -26.1154 | 1
73.4293 | -11.6149 | 1
52.3671 | -21.7999 | 1
47.1694 | -23.2589 | 1
50.8825 | -27.4319 | 1
39.1596 | -19.1041 | 1
4.0098 | -12.7541 | 1
43.5644 | -25.6816 | 1
83.8631 | 57.5598 | 1
42.6007 | 6.7858 | 1
76.2904 | 43.4621 | 1
86.5369 | 41.6012 | 1
89.1791 | 31.0306 | 1
87.223 | -19.0577 | 1
3.5896 | -19.2146 | 1
3.0812 | -1.4312 | 1
90.0777 | 26.0456 | 1
88.529 | -19.2508 | 1
31.95 | 45.2243 | 1
87.1262 | 48.6595 | 1
74.6335 | -4.4323 | 1
51.698 | 67.0922 | 1
65.099 | 48.0618 | 1
87.8405 | 33.4549 | 1
9.8707 | 39.9241 | 1
89.7373 | 45.5821 | 1
64.0228 | 58.4584 | 1
28.5683 | -29.597 | 1
14.5122 | -9.305 | 1
75.8256 | -10.1863 | 1
59.0104 | -10.904 | 1
96.8266 | 26.6537 | 1
20.3867 | 38.2379 | 1
47.2783 | 29.9633 | 1
75.698 | 14.0961 | 1
11.8685 | 56.4089 | 1
34.8196 | 21.9405 | 1
81.9822 | 48.6714 | 1
25.168 | 67.1259 | 1
11.03 | 34.6335 | 1
20.3425 | -7.6865 | 1
34.8291 | -5.9603 | 1
77.7501 | -24.6216 | 1
44.5585 | 30.7921 | 1
5.3314 | 47.3568 | 1
66.8765 | 4.4755 | 1
19.5171 | 57.5691 | 1
78.0531 | 0.96181 | 1
4.9622 | -14.486 | 1
48.7085 | 67.2085 | 1
89.3277 | 7.1017 | 1
71.8923 | 60.5201 | 1
86.1981 | -3.6129 | 1
15.2527 | 26.8165 | 1
25.8012 | 16.5703 | 1
47.636 | 57.6264 | 1
81.4328 | 51.99 | 1
4.5631 | 25.7372 | 1
5.034 | 37.6788 | 1
2.7546 | 66.0418 | 1
74.4252 | 48.7491 | 1
22.6312 | 11.6258 | 1
51.3457 | -7.8771 | 1
80.0163 | 14.4582 | 1
74.8733 | 31.2519 | 1
26.3722 | -25.3683 | 1
19.8169 | -3.5852 | 1
10.4393 | -26.2137 | 1
13.814 | 35.1697 | 1
18.3746 | -2.0186 | 1
37.2958 | 48.4679 | 1
79.8796 | -21.5643 | 1
25.3328 | 45.866 | 1
77.9672 | 22.0541 | 1
5.7245 | 3.4826 | 1
4.2393 | -7.7371 | 1
20.001 | 38.9807 | 1
94.8695 | 5.339 | 1
100.2583 | 62.7507 | 1
54.7834 | 30.0683 | 1
39.9575 | 50.6636 | 1
68.6155 | 37.8825 | 1
97.711 | 17.5295 | 1
34.3476 | 6.6157 | 1
72.7653 | 34.0065 | 1
90.0271 | 53.2647 | 1
43.5193 | 11.455 | 1
32.8615 | 1.3148 | 1
5.2635 | -8.9249 | 1
16.8852 | 28.1213 | 1
62.1977 | -7.4533 | 1
24.7906 | -27.1949 | 1
65.4035 | 24.5336 | 1
71.0765 | 33.4448 | 1
72.4296 | 49.4859 | 1
62.5593 | 25.5921 | 1
9.829 | 53.506 | 1
88.5392 | 56.2095 | 1
78.4856 | -19.2855 | 1
87.8554 | 51.9936 | 1
66.7395 | 64.8429 | 1
25.5985 | 63.11 | 1
59.4772 | 32.46 | 1
34.7722 | 56.3174 | 1
32.012 | 54.0843 | 1
83.8777 | 53.576 | 1
42.8348 | 31.1219 | 1
23.6574 | 10.8147 | 1
29.7648 | 55.9957 | 1
4.7843 | -26.0946 | 1
22.8693 | -3.7903 | 1
22.57 | 49.863 | 1
9.3953 | -14.778 | 1
65.3037 | 18.5115 | 1
21.9897 | 55.0801 | 1
42.9995 | 49.6237 | 1
76.1452 | -18.4546 | 1
7.917 | 42.3663 | 1
30.8641 | 58.0981 | 1
39.6107 | 4.1728 | 1
32.5391 | -18.3251 | 1
59.6707 | -11.037 | 1
34.7176 | -18.5469 | 1
41.2523 | 54.7606 | 1
74.4781 | -25.9742 | 1
68.758 | -29.8572 | 1
15.1611 | -12.6637 | 1
50.5177 | -9.8374 | 1
50.0215 | 19.8434 | 1
99.9963 | 53.855 | 1
20.2376 | 14.476 | 1
12.1042 | 68.001 | 1
33.1049 | -14.8723 | 1
40.3007 | 44.0703 | 1
88.6346 | -8.7991 | 1
5.4308 | -24.9216 | 1
32.7641 | 14.9337 | 1
64.1421 | -26.6232 | 1
67.6066 | 15.5347 | 1
82.2464 | 27.1002 | 1
7.869 | 63.7046 | 1
43.5435 | 0.36806 | 1
75.4474 | 64.8422 | 1
14.4047 | 19.8207 | 1
29.3223 | -1.2332 | 1
96.612 | 39.3541 | 1
0.80965 | -22.4787 | 1
66.9406 | 66.6451 | 1
59.7394 | -11.3923 | 1
86.2603 | 41.6296 | 1
69.4932 | 22.1417 | 1
74.8931 | -23.7707 | 1
67.2802 | 39.7465 | 1
93.3036 | 64.481 | 1
88.3975 | 57.7922 | 1
23.5746 | -17.5458 | 1
13.8299 | 60.712 | 1
53.0269 | 35.1708 | 1
9.6071 | 21.1784 | 1
66.6812 | -9.5007 | 1
71.7557 | 54.4473 | 1
8.0183 | 46.9304 | 1
50.5825 | 62.2626 | 1
51.0872 | 27.6921 | 1
23.2606 | 36.9848 | 1
71.5314 | 50.9469 | 1
25.8817 | 27.6011 | 1
79.08 | 56.0216 | 1
4.0919 | 67.2033 | 1
33.3072 | 61.3266 | 1
94.2288 | 33.0017 | 1
82.91 | -6.1041 | 1
14.4211 | 62.1434 | 1
39.9549 | 5.8348 | 1
67.8359 | 26.0817 | 1
91.1929 | 12.9242 | 1
9.4534 | -28.9774 | 1
8.0036 | 9.6128 | 1
85.7364 | 38.0081 | 1
55.0849 | 17.9265 | 1
29.393 | 34.5314 | 1
92.9765 | 13.4783 | 1
95.6981 | 27.1175 | 1
40.4519 | 11.5238 | 1
81.7395 | 47.1913 | 1
15.5924 | 1.6436 | 1
53.4985 | 1.1177 | 1
2.2911 | 69.27 | 1
11.7235 | 64.0363 | 1
90.9015 | -17.2805 | 1
73.5047 | 21.2216 | 1
56.6388 | 60.6027 | 1
64.445 | 66.293 | 1
100.8228 | 47.0819 | 1
71.1309 | 10.8075 | 1
59.7656 | -11.5449 | 1
1.8028 | -2.3318 | 1
1.1013 | -21.0781 | 1
80.7447 | 25.534 | 1
59.558 | 16.8404 | 1
25.0563 | 48.5253 | 1
32.2843 | 34.9771 | 1
66.1104 | -29.252 | 1
39.8582 | -24.8148 | 1
83.4126 | 23.8065 | 1
49.0621 | -8.5928 | 1
82.3277 | 16.7404 | 1
69.687 | 42.4886 | 1
67.9735 | -29.7064 | 1
25.2901 | -7.9529 | 1
19.2691 | -15.1314 | 1
39.275 | 45.938 | 1
72.0898 | -26.1999 | 1
27.6077 | 45.1697 | 1
78.7545 | 45.2528 | 1
47.7489 | 47.2306 | 1
11.7886 | -12.9143 | 1
9.0405 | 27.6175 | 1
32.1293 | -24.338 | 1
89.2663 | 11.057 | 1
96.9955 | 67.0355 | 1
66.4091 | 15.7647 | 1
56.863 | 45.9468 | 1
92.8596 | 3.5031 | 1
50.3813 | 60.4762 | 1
8.9372 | 34.6828 | 1
69.3147 | -10.2147 | 1
90.7966 | 17.3509 | 1
52.5396 | 20.561 | 1
31.5704 | 48.82 | 1
84.7709 | 55.2799 | 1
45.9134 | 23.2887 | 1
83.3537 | 5.8701 | 1
68.2655 | 59.4535 | 1
34.0414 | -1.5064 | 1
65.724 | -21.1153 | 1
5.8199 | -4.46 | 1
75.7254 | 44.2168 | 1
70.298 | 62.1177 | 1
77.8594 | 46.2035 | 1
26.4849 | 46.4592 | 1
65.8038 | 8.8679 | 1
29.9849 | -23.0035 | 1
54.5757 | 23.5166 | 1
8.6615 | 20.5372 | 1
31.857 | 66.7566 | 1
10.1754 | -29.5202 | 1
51.5405 | -5.315 | 1
61.0922 | -28.1625 | 1
7.9682 | -8.5703 | 1
12.5001 | -5.8547 | 1
72.4515 | 3.415 | 1
63.1543 | 12.8232 | 1
15.8209 | -21.0272 | 1
18.0025 | 55.3476 | 1
31.3046 | 55.4993 | 1
2.4607 | -20.4488 | 1
99.5916 | 50.5769 | 1
5.2804 | 51.7879 | 1
63.2159 | -1.6357 | 1
48.5395 | -16.5179 | 1
42.7025 | 6.6076 | 1
22.4499 | 28.3181 | 1
29.5352 | 36.925 | 1
65.2723 | 43.9042 | 1
97.9237 | 47.3191 | 1
71.9353 | 55.6703 | 1
15.9499 | 18.351 | 1
57.3241 | 29.1576 | 1
71.4399 | 6.7488 | 1
31.1954 | -14.4274 | 1
80.8651 | 1.5749 | 1
57.1692 | 45.4467 | 1
67.8532 | 62.5612 | 1
7.8203 | -5.5917 | 1
10.2506 | 51.935 | 1
95.6052 | 43.0049 | 1
31.6696 | 24.5608 | 1
97.0306 | 13.6214 | 1
37.9954 | 65.4161 | 1
28.7379 | 65.9286 | 1
22.3652 | 4.4586 | 1
8.931 | 17.0113 | 1
34.1235 | 58.0966 | 1
95.3128 | -18.46 | 1
12.4081 | 66.3826 | 1
20.2319 | 9.5864 | 1
10.6301 | 21.6473 | 1
59.549 | 63.9659 | 1
59.0317 | 1.7862 | 1
99.8982 | 40.9458 | 1
82.216 | 15.4187 | 1
25.3866 | 68.3032 | 1
26.4565 | 18.4398 | 1
59.3223 | -9.6813 | 1
22.3526 | 44.5395 | 1
75.7103 | 18.1508 | 1
69.8689 | 11.9749 | 1
95.9539 | -14.7433 | 1
44.8636 | 47.4594 | 1
8.0029 | -11.8799 | 1
70.517 | 34.4528 | 1
45.9697 | 13.9316 | 1
59.217 | 35.0989 | 1
2.5626 | -0.031609 | 1
57.1594 | -17.6663 | 1
81.8959 | 22.7279 | 1
45.1999 | 59.83 | 1
47.7033 | 57.5311 | 1
9.1069 | -0.12077 | 1
5.7324 | 37.268 | 1
28.4402 | 6.4767 | 1
43.839 | -9.3424 | 1
55.7166 | 48.2092 | 1
80.9885 | 15.2039 | 1
100.4119 | 13.1591 | 1
3.1481 | 57.5232 | 1
35.8887 | 0.35537 | 1
71.2637 | 46.878 | 1
32.3797 | 34.2349 | 1
54.3016 | 13.38 | 1
46.1623 | 57.9786 | 1
32.8286 | 62.4321 | 1
13.4091 | 7.2822 | 1
75.2887 | -6.68 | 1
47.7136 | 62.575 | 1
35.8334 | -11.8301 | 1
34.3262 | -17.0757 | 1
71.207 | 6.7564 | 1
20.3279 | 34.5223 | 1
77.6871 | -2.7096 | 1
51.8032 | 35.2064 | 1
98.0751 | 38.926 | 1
58.6732 | -17.8508 | 1
18.2518 | 11.0525 | 1
88.4636 | -11.3624 | 1
10.8516 | -7.8835 | 1
80.7988 | 8.6522 | 1
81.9985 | -22.2799 | 1
43.3116 | 8.2087 | 1
85.715 | -29.5165 | 1
4.0858 | -21.2925 | 1
88.163 | 56.1372 | 1
47.6627 | 60.8227 | 1
88.0842 | 30.5314 | 1
38.6748 | 38.1891 | 1
20.5727 | 67.1989 | 1
3.7725 | 62.2908 | 1
6.2019 | 23.0912 | 1
10.0461 | 45.0242 | 1
12.986 | -16.1723 | 1
76.9784 | 20.4956 | 1
70.6618 | 57.127 | 1
98.1426 | -4.6777 | 1
71.6927 | -19.7122 | 1
85.0226 | 45.5833 | 1
50.1919 | 68.5818 | 1
41.3545 | 26.6934 | 1
63.3658 | 6.8849 | 1
0.21256 | -25.4214 | 1
95.4505 | -12.8235 | 1
56.6694 | 55.2822 | 1
35.0551 | 62.6614 | 1
26.7782 | 11.5608 | 1
77.0488 | -11.8636 | 1
45.3998 | 3.4726 | 1
58.4809 | -0.98402 | 1
49.5057 | 63.4536 | 1
64.2801 | 31.0394 | 1
9.3944 | 36.5786 | 1
60.526 | 8.6506 | 1
60.6334 | 33.9168 | 1
47.3955 | -13.0356 | 1
90.2396 | -15.8591 | 1
24.5914 | 13.6987 | 1
27.1902 | 61.1063 | 1
6.4068 | 56.9098 | 1
91.6537 | -12.6113 | 1
27.7497 | -5.6858 | 1
48.8307 | 8.0015 | 1
47.9884 | 30.8358 | 1
99.1981 | 56.3998 | 1
46.1623 | 30.2684 | 1
33.2597 | 51.4945 | 1
48.2181 | 53.1216 | 1
48.9727 | 10.5897 | 1
46.2721 | 38.0531 | 1
81.2309 | 50.3654 | 1
95.4979 | 67.3885 | 1
87.4778 | -15.9076 | 1
100.7 | -7.914 | 1
13.7276 | 26.1848 | 1
71.3439 | 60.8931 | 1
5.7645 | 40.4762 | 1
93.1329 | 55.3125 | 1
48.2214 | 26.5561 | 1
72.2843 | -7.502 | 1
50.3187 | 16.6768 | 1
64.918 | -14.1324 | 1
56.3031 | 64.3395 | 1
32.6576 | 31.3027 | 1
97.2035 | 60.2849 | 1
58.4345 | 28.6346 | 1
10.7094 | -14.9543 | 1
96.9105 | 21.1915 | 1
56.0277 | -16.0265 | 1
83.4189 | 65.9908 | 1
15.1499 | 62.8903 | 1
47.4266 | -14.3981 | 1
15.3415 | 40.7266 | 1
62.5339 | -24.7554 | 1
58.7372 | 62.2425 | 1
24.8224 | -9.5113 | 1
86.9392 | 0.49076 | 1
45.9313 | 53.5268 | 1
9.5079 | -4.6801 | 1
92.5793 | 18.4613 | 1
53.6955 | -24.3987 | 1
92.3101 | 43.1486 | 1
74.2306 | -10.6981 | 1
39.2223 | -19.5898 | 1
29.5624 | 50.4181 | 1
21.7399 | -29.5543 | 1
37.674 | -16.8144 | 1
83.6535 | 33.9088 | 1
11.3197 | 53.9664 | 1
58.3816 | 25.2862 | 1
12.7098 | 24.8266 | 1
92.6685 | -18.94 | 1
68.2296 | 46.9365 | 1
72.2237 | -28.3392 | 1
86.8971 | 36.5308 | 1
49.9967 | 43.2324 | 1
11.1107 | 12.3318 | 1
99.985 | 68.4352 | 1
57.7397 | 51.3241 | 1
94.7264 | 27.4341 | 1
40.3564 | -4.5779 | 1
11.9494 | 14.6141 | 1
17.1711 | -14.8759 | 1
77.7496 | 54.5161 | 1
40.9066 | 43.0337 | 1
41.0503 | 63.8119 | 1
92.0513 | 29.8929 | 1
0.3165 | 39.2732 | 1
71.8295 | -16.6963 | 1
10.3996 | 62.8683 | 1
61.6044 | 49.5728 | 1
11.1827 | -13.2964 | 1
15.539 | 0.050785 | 1
78.9548 | 45.4801 | 1
21.9831 | 21.8425 | 1
65.7357 | 59.0651 | 1
8.7077 | -29.9406 | 1
35.0239 | 57.6438 | 1
9.9206 | 4.1492 | 1
28.1669 | 59.068 | 1
79.784 | 25.7651 | 1
43.2396 | 19.5329 | 1
7.8285 | -1.3981 | 1
57.1976 | 29.1447 | 1
60.1584 | 60.8721 | 1
43.1804 | 42.7262 | 1
2.3274 | 24.8499 | 1
11.8853 | -22.1597 | 1
94.5248 | 50.7658 | 1
38.0228 | 69.3321 | 1
85.7156 | 43.4785 | 1
21.4943 | 61.8617 | 1
52.3745 | 31.156 | 1
90.3926 | -23.5583 | 1
2.3825 | 0.72449 | 1
77.9149 | -20.8339 | 1
45.0964 | 37.159 | 1
23.6101 | -4.1867 | 1
86.8337 | 69.4342 | 1
59.5705 | 43.1605 | 1
26.2299 | 42.1061 | 1
4.1958 | 7.718 | 1
76.7281 | 58.8789 | 1
47.9359 | 69.523 | 1
59.3699 | -11.8476 | 1
23.8281 | 42.2407 | 1
72.5234 | -14.7411 | 1
38.387 | -16.6173 | 1
47.831 | 59.9 | 1
54.5556 | -26.6874 | 1
29.1653 | 30.3457 | 1
40.7828 | 9.5823 | 1
40.6876 | -5.3843 | 1
9.4019 | 29.1684 | 1
61.6321 | 50.0483 | 1
38.9885 | 11.3843 | 1
95.8302 | 64.7792 | 1
9.237 | 0.29425 | 1
70.1896 | 5.8801 | 1
22.1757 | 33.3611 | 1
2.0244 | 37.8913 | 1
42.6102 | 31.9863 | 1
54.4157 | -10.839 | 1
70.0387 | 10.4965 | 1
41.4792 | -27.2685 | 1
13.1781 | 27.2009 | 1
52.3188 | 56.0493 | 1
38.8 | 53.3836 | 1
18.8492 | 20.9581 | 1
30.0132 | 34.7059 | 1
75.3496 | 56.2306 | 1
3.966 | -16.5081 | 1
30.2956 | 27.2185 | 1
55.1853 | 35.0758 | 1
38.6688 | 55.8649 | 1
95.4119 | -8.408 | 1
71.5278 | 4.2364 | 1
69.8557 | 63.9563 | 1
60.0964 | -15.2588 | 1
78.7532 | 59.4762 | 1
92.1629 | 60.3382 | 1
56.0383 | 10.4844 | 1
74.118 | 66.1525 | 1
81.0642 | 1.1817 | 1
29.2069 | 9.9875 | 1
6.1762 | 10.0687 | 1
99.9979 | -19.1201 | 1
75.0795 | 20.3544 | 1
25.6778 | 37.5804 | 1
87.9163 | 14.4032 | 1
85.5105 | 18.1385 | 1
33.1018 | 15.9021 | 1
48.0294 | -20.1308 | 1
98.5726 | 31.6219 | 1
75.7889 | 7.8021 | 1
6.659 | -11.5082 | 1
88.322 | 54.7488 | 1
19.4943 | 41.3055 | 1
20.0217 | 54.7453 | 1
22.1093 | -21.1681 | 1
43.9339 | 57.3457 | 1
51.8661 | 19.5661 | 1
71.523 | -22.4706 | 1
94.6057 | 30.7526 | 1
69.546 | 2.0559 | 1
42.196 | 0.91442 | 1
18.2718 | 0.94442 | 1
97.6465 | -22.0614 | 1
41.2927 | 69.1597 | 1
47.5426 | 27.2136 | 1
57.1399 | -10.1235 | 1
2.4733 | -23.33 | 1
93.1054 | 19.3774 | 1
1.211 | 8.992 | 1
5.8663 | 19.0001 | 1
62.0536 | 55.3739 | 1
81.8173 | -0.61514 | 1
60.344 | 57.6748 | 1
24.1034 | 35.3045 | 1
95.9697 | -3.8985 | 1
89.5862 | 6.9854 | 1
37.7396 | 60.7554 | 1
95.0596 | -27.1515 | 1
47.1854 | 22.0811 | 1
28.5636 | 69.5911 | 1
62.2672 | -11.5011 | 1
30.813 | 28.2131 | 1
61.1973 | -29.9456 | 1
77.1646 | -13.6036 | 1
48.4507 | 6.0972 | 1
15.8223 | -11.6107 | 1
94.0737 | -7.3146 | 1
29.1719 | -10.6684 | 1
30.7997 | 48.7504 | 1
15.674 | 26.9352 | 1
14.9494 | 4.4442 | 1
84.6595 | 32.9999 | 1
89.5442 | 52.7965 | 1
95.7649 | 40.0638 | 1
8.8258 | -3.4359 | 1
57.4221 | -3.0207 | 1
98.9298 | 66.4018 | 1
100.0869 | 30.7396 | 1
14.0743 | 54.5091 | 1
3.1314 | 62.1355 | 1
89.6306 | 32.368 | 1
53.0393 | 48.4068 | 1
7.859 | 56.0588 | 1
35.3344 | -15.8641 | 1
0.29986 | 63.1703 | 1
41.6657 | 61.4553 | 1
56.414 | 59.3079 | 1
67.0089 | 32.8557 | 1
18.7344 | 42.6954 | 1
82.432 | 30.7806 | 1
14.0901 | 0.65316 | 1
56.7782 | -5.8422 | 1
36.547 | -24.561 | 1
15.1011 | 32.8531 | 1
0.33258 | 36.5947 | 1
60.2002 | 25.3402 | 1
78.1068 | -16.1894 | 1
91.8075 | -7.8705 | 1
11.2553 | 27.8491 | 1
1.05 | 7.2691 | 1
87.3416 | 34.8794 | 1
76.6965 | 40.2061 | 1
82.0565 | 41.1671 | 1
86.5917 | -20.2293 | 1
4.8732 | 3.1249 | 1
87.446 | 65.534 | 1
97.4583 | 4.7102 | 1
51.3774 | 6.2906 | 1
32.7326 | 37.4085 | 1
6.7062 | -28.9502 | 1
48.2641 | 23.6027 | 1
72.7571 | 25.2076 | 1
67.4113 | -29.3112 | 1
73.22 | 15.0123 | 1
88.6309 | -25.7905 | 1
26.2855 | 43.141 | 1
45.9168 | 61.5207 | 1
24.1895 | 16.7414 | 1
30.3711 | -29.0555 | 1
34.7261 | 3.3761 | 1
23.5531 | 56.1647 | 1
27.1803 | 1.4957 | 1
3.67 | 58.6189 | 1
19.0321 | 52.5441 | 1
79.6697 | 16.1573 | 1
93.6563 | -24.4956 | 1
15.7192 | -1.7934 | 1
12.8126 | 33.3617 | 1
90.0173 | -18.8745 | 1
20.2832 | -27.2694 | 1
99.9637 | 39.3365 | 1
1.6671 | -2.73 | 1
79.4842 | 11.593 | 1
81.1358 | 52.8956 | 1
9.5556 | -18.5536 | 1
96.1773 | 62.0366 | 1
97.7547 | 30.5219 | 1
91.9444 | 68.696 | 1
93.8452 | 3.5815 | 1
14.6993 | 35.5825 | 1
7.1956 | 38.1221 | 1
42.3496 | 31.8292 | 1
96.5592 | 38.3227 | 1
23.9135 | -24.7786 | 1
4.0162 | 32.5086 | 1
83.2512 | 45.5056 | 1
13.1755 | 18.8179 | 1
3.7717 | 21.2146 | 1
29.7839 | -20.5333 | 1
80.5109 | 55.6592 | 1
35.5329 | 20.3762 | 1
30.5203 | 52.4648 | 1
1.06 | -18.6443 | 1
2.9051 | 55.7182 | 1
44.7191 | 52.2938 | 1
72.4974 | 13.858 | 1
31.4796 | -20.374 | 1
83.7809 | 62.3435 | 1
84.898 | -21.5481 | 1
84.5629 | 30.9655 | 1
11.6025 | 68.8197 | 1
34.2928 | -26.7634 | 1
55.6842 | 6.9868 | 1
17.6521 | -28.5985 | 1
52.2011 | -9.7427 | 1
17.6417 | -1.2857 | 1
3.9093 | 31.2367 | 1
14.1158 | 66.8581 | 1
80.3353 | 21.2381 | 1
95.3352 | 60.1849 | 1
65.6024 | 0.92728 | 1
88.6495 | 49.4427 | 1
9.5352 | 58.2578 | 1
98.6443 | -0.11954 | 1
70.7093 | 0.94037 | 1
46.6463 | 12.8373 | 1
97.875 | 47.635 | 1
66.6234 | 11.7637 | 1
65.034 | 31.4256 | 1
54.9935 | 66.7245 | 1
13.2661 | 3.845 | 1
94.8786 | 62.725 | 1
52.6446 | 31.0833 | 1
94.4628 | -10.6014 | 1
49.0861 | 39.3666 | 1
44.7295 | 11.706 | 1
49.2877 | 31.2803 | 1
24.4251 | 51.8743 | 1
16.3714 | 21.3413 | 1
46.9949 | 33.5563 | 1
95.6459 | -0.073507 | 1
49.0248 | -8.6029 | 1
75.2935 | -21.2383 | 1
32.4612 | 33.9727 | 1
68.7374 | 2.8152 | 1
58.6791 | 47.3254 | 1
13.0369 | 25.4623 | 1
95.8833 | 18.8902 | 1
10.8981 | 38.666 | 1
23.146 | 12.8767 | 1
73.8576 | 50.1909 | 1
48.3038 | 35.6102 | 1
24.0838 | 53.523 | 1
5.2461 | 43.1186 | 1
61.2942 | 67.4712 | 1
72.0479 | 59.7874 | 1
45.1448 | -24.8191 | 1
87.0993 | 12.1061 | 1
99.0732 | 65.9404 | 1
15.6443 | 50.5029 | 1
57.6333 | 10.4487 | 1
55.5569 | 53.0949 | 1
10.9564 | 29.6444 | 1
95.58 | -28.5303 | 1
34.9695 | 13.1659 | 1
96.1244 | 3.8852 | 1
73.1678 | -1.9802 | 1
40.797 | -19.7574 | 1
66.546 | 45.0167 | 1
97.2382 | -13.7298 | 1
84.7724 | -23.334 | 1
51.0752 | 36.4493 | 1
50.5268 | 8.3395 | 1
46.5701 | 24.7488 | 1
46.4247 | 44.0996 | 1
45.4076 | -5.8515 | 1
91.4451 | 25.6184 | 1
17.5129 | 52.0862 | 1
80.8314 | -0.90365 | 1
9.9281 | 13.3007 | 1
77.0046 | 32.8425 | 1
1.6592 | 50.7432 | 1
9.0714 | 11.1688 | 1
97.6816 | 31.2664 | 1
39.5043 | -12.6305 | 1
97.1513 | 2.8467 | 1
14.4093 | 43.2303 | 1
97.3627 | -0.1508 | 1
84.9294 | -10.0895 | 1
62.9025 | -14.887 | 1
5.8365 | 67.5781 | 1
31.2852 | -22.6707 | 1
48.5887 | -23.9851 | 1
5.5303 | 10.7097 | 1
68.8526 | 0.26046 | 1
23.4748 | -8.5685 | 1
11.9972 | 6.9465 | 1
55.1468 | 45.1165 | 1
55.9051 | 26.6097 | 1
49.555 | -13.0465 | 1
87.6002 | 47.2338 | 1
24.8374 | 59.7515 | 1
49.4873 | 17.6544 | 1
70.6027 | -6.3023 | 1
68.0441 | 24.7014 | 1
14.4704 | 13.1904 | 1
55.5474 | 2.3551 | 1
83.229 | 42.8564 | 1
72.5043 | -13.1744 | 1
97.9007 | 11.3762 | 1
4.012 | 27.1497 | 1
23.5171 | 44.0858 | 1
8.0798 | -14.7621 | 1
52.1696 | 42.9445 | 1
100.6767 | 65.1109 | 1
2.1773 | 6.2463 | 1
22.6153 | 12.6615 | 1
83.4 | -15.1586 | 1
61.1381 | -17.2549 | 1
78.6685 | 0.4023 | 1
20.438 | 6.7221 | 1
87.2525 | -11.8617 | 1
42.8163 | 57.5631 | 1
11.0003 | 57.91 | 1
80.2116 | 55.4782 | 1
82.5923 | -3.1595 | 1
15.8869 | 55.1263 | 1
71.3366 | -29.2725 | 1
44.5002 | -22.4825 | 1
79.4031 | -1.5496 | 1
66.0685 | 6.8897 | 1
83.2406 | 18.4197 | 1
71.2114 | 3.1171 | 1
16.6865 | 45.874 | 1
4.7266 | 57.0366 | 1
99.4769 | 10.3146 | 1
67.2992 | 32.4418 | 1
56.0088 | -21.9751 | 1
72.2916 | 56.3863 | 1
71.8158 | -12.1142 | 1
25.5846 | 17.9946 | 1
38.8312 | -15.109 | 1
89.934 | 16.2228 | 1
47.3648 | 24.9601 | 1
26.846 | 12.6309 | 1
57.7896 | 63.7455 | 1
73.7215 | 35.6461 | 1
60.3723 | -1.5001 | 1
52.9825 | -2.9865 | 1
45.4354 | 65.6272 | 1
13.1379 | 22.7433 | 1
62.588 | 14.9128 | 1
96.5265 | 60.612 | 1
52.4311 | -21.3486 | 1
72.1633 | -8.4008 | 1
34.6119 | 50.3615 | 1
51.7861 | 47.7153 | 1
36.2916 | 56.5882 | 1
57.9787 | 67.2168 | 1
87.2307 | 69.7983 | 1
12.5389 | 62.5434 | 1
100.8675 | 67.9309 | 1
94.6032 | 32.7288 | 1
96.9207 | 50.5862 | 1
9.8628 | 32.8131 | 1
1.2809 | 16.0154 | 1
49.0577 | 10.2162 | 1
88.0756 | 32.0427 | 1
77.077 | 29.0015 | 1
86.7888 | -22.8077 | 1
63.8168 | 21.6393 | 1
81.8572 | 47.2418 | 1
77.6388 | 57.0042 | 1
5.3761 | 28.3786 | 1
42.7265 | 49.5886 | 1
90.3659 | -26.3792 | 1
49.7056 | 20.6914 | 1
66.6617 | -7.1995 | 1
70.7693 | 61.6075 | 1
38.2474 | 68.1474 | 1
88.8839 | 36.7918 | 1
71.0995 | 0.75663 | 1
56.1433 | 53.3653 | 1
43.3278 | 67.1772 | 1
71.4888 | -8.589 | 1
75.564 | -28.0688 | 1
42.0805 | 25.177 | 1
56.1195 | 34.6976 | 1
19.5133 | 21.5209 | 1
13.841 | -0.98653 | 1
33.0775 | 67.5024 | 1
51.0995 | 28.4031 | 1
60.5217 | -16.3446 | 1
70.1328 | 14.8562 | 1
16.1545 | -9.9666 | 1
17.1094 | -28.7919 | 1
47.3734 | 6.7607 | 1
37.6279 | 35.2136 | 1
50.6528 | -9.4191 | 1
36.0756 | 55.0678 | 1
49.2093 | -18.477 | 1
45.3205 | 14.5617 | 1
100.1988 | 2.8698 | 1
73.6411 | 38.7851 | 1
92.7843 | 56.0013 | 1
46.061 | 56.2833 | 1
35.8671 | -11.6169 | 1
26.4334 | 52.9563 | 1
25.6992 | 69.5625 | 1
59.9371 | 38.7447 | 1
88.2252 | 32.3586 | 1
57.3163 | 50.5832 | 1
100.8189 | 48.9422 | 1
69.2564 | 14.0107 | 1
49.844 | 23.7845 | 1
42.81 | 39.9249 | 1
47.4599 | -4.6999 | 1
16.6084 | 1.8908 | 1
0.71207 | 54.1692 | 1
72.6173 | -15.2046 | 1
12.4704 | 33.8683 | 1
80.8436 | 45.5249 | 1
52.3052 | 20.2451 | 1
4.6042 | 0.4013 | 1
86.4084 | 9.7371 | 1
94.4496 | -10.3255 | 1
67.0931 | -6.9967 | 1
34.7351 | 48.5003 | 1
48.3246 | 57.5003 | 1
73.3077 | -18.8985 | 1
19.1555 | -12.2192 | 1
98.7258 | 5.2591 | 1
5.4773 | 18.9466 | 1
73.7959 | 51.9712 | 1
72.8397 | 47.7229 | 1
96.6756 | 7.9012 | 1
39.7073 | 14.6234 | 1
23.7881 | -20.8313 | 1
22.7483 | 25.2005 | 1
27.8725 | 34.9443 | 1
75.0504 | -7.526 | 1
27.1809 | 65.5469 | 1
35.6587 | -0.81025 | 1
7.5984 | 62.4589 | 1
80.112 | 67.4107 | 1
27.2396 | -7.2414 | 1
93.7542 | 7.2287 | 1
6.6322 | 45.5554 | 1
36.5601 | 48.2609 | 1
77.7 | -22.044 | 1
76.6832 | -12.8549 | 1
27.8783 | 0.92968 | 1
0.62905 | 46.2299 | 1
45.7539 | -21.2631 | 1
6.6613 | 44.4574 | 1
55.3918 | 18.047 | 1
98.1019 | -28.8395 | 1
96.343 | 48.9612 | 1
40.6165 | -12.6108 | 1
7.4907 | 65.7489 | 1
84.3613 | 24.8403 | 1
76.2192 | 0.54891 | 1
98.85 | 37.3935 | 1
52.6863 | -27.826 | 1
81.7075 | 11.4943 | 1
100.9767 | 12.6663 | 1
71.9283 | 3.8312 | 1
18.7768 | 61.3459 | 1
42.1953 | 23.4646 | 1
13.9716 | 4.3768 | 1
47.1281 | 35.4672 | 1
9.4963 | 27.7347 | 1
13.9841 | 11.6646 | 1
44.6491 | 4.8589 | 1
68.7096 | 45.268 | 1
12.5028 | 8.0698 | 1
36.4337 | 44.0162 | 1
13.3573 | 0.040856 | 1
19.0341 | -20.0516 | 1
55.0184 | -12.2165 | 1
96.8387 | 54.7127 | 1
69.3303 | 47.6778 | 1
65.2572 | -0.91066 | 1
1.4267 | 57.4329 | 1
47.0961 | 60.3687 | 1
52.5834 | -1.3507 | 1
89.5855 | -22.355 | 1
98.4737 | 59.0476 | 1
69.1481 | 46.0059 | 1
32.0838 | 34.9874 | 1
18.4754 | 26.0973 | 1
100.6669 | 0.37661 | 1
19.7736 | 2.0959 | 1
7.7471 | 29.4267 | 1
98.2875 | 41.0829 | 1
82.4127 | 45.0764 | 1
44.4414 | 31.3682 | 1
21.2157 | -25.396 | 1
74.0474 | 41.6623 | 1
9.7952 | 26.3692 | 1
18.5835 | 45.969 | 1
13.7839 | 57.5114 | 1
96.5333 | 1.2689 | 1
95.9576 | -2.3206 | 1
37.6886 | 32.8192 | 1
69.5446 | 30.2684 | 1
34.876 | 43.7979 | 1
66.0798 | 34.5527 | 1
90.4626 | 10.0031 | 1
11.8103 | -25.8861 | 1
32.7904 | -4.7652 | 1
99.9614 | 28.443 | 1
12.036 | 44.1454 | 1
68.1787 | 25.0283 | 1
46.796 | 24.4246 | 1
39.9942 | -19.6908 | 1
4.3411 | 63.6554 | 1
5.717 | -27.5598 | 1
92.7072 | -16.363 | 1
85.1319 | 12.0323 | 1
30.7621 | -1.1 | 1
58.1432 | 47.7719 | 1
36.3026 | -14.3286 | 1
48.6423 | -29.6596 | 1
3.8256 | 25.4338 | 1
73.3341 | 42.2355 | 1
65.5322 | -8.3836 | 1
36.2797 | 56.1818 | 1
89.6048 | 19.2864 | 1
14.0309 | 12.8596 | 1
14.9179 | 66.4008 | 1
77.1332 | 21.2424 | 1
3.276 | 37.0561 | 1
13.3114 | 61.471 | 1
78.0746 | -2.1888 | 1
54.8285 | 12.6519 | 1
49.6518 | 26.7889 | 1
35.0609 | 18.5234 | 1
79.0807 | -20.3121 | 1
35.6961 | 55.2652 | 1
43.6827 | -7.7547 | 1
74.7913 | 69.9549 | 1
3.7734 | -17.9185 | 1
18.7961 | 10.1639 | 1
18.4369 | 13.4795 | 1
47.8278 | 29.2703 | 1
60.1943 | 9.2764 | 1
33.879 | 39.9226 | 1
79.7407 | 32.7378 | 1
14.4256 | 24.61 | 1
90.4328 | -7.3948 | 1
70.0574 | 45.5147 | 1
40.8138 | -19.7945 | 1
42.5475 | 33.9606 | 1
74.1215 | 54.0191 | 1
9.0681 | 66.6698 | 1
89.6308 | -11.3339 | 1
36.0039 | 17.5998 | 1
94.3159 | -3.6689 | 1
17.7044 | 31.0721 | 1
61.4419 | 59.8166 | 1
87.5904 | -19.0984 | 1
84.9334 | -26.4825 | 1
41.0712 | -11.4544 | 1
95.0112 | 67.4009 | 1
95.492 | 14.8 | 1
54.2954 | 44.8772 | 1
58.7549 | 60.5319 | 1
37.6369 | 20.7401 | 1
40.9038 | 64.2213 | 1
70.9468 | 64.4928 | 1
38.954 | -26.4859 | 1
14.1633 | 4.0461 | 1
95.7987 | 32.2636 | 1
34.4557 | -15.9099 | 1
48.9133 | 28.5837 | 1
98.1195 | 66.9035 | 1
82.2211 | -16.0373 | 1
37.7335 | 1.4554 | 1
40.304 | 1.2553 | 1
71.5017 | 0.63653 | 1
83.9673 | 64.9685 | 1
21.137 | 36.3747 | 1
18.6074 | -17.9055 | 1
49.3772 | 46.4862 | 1
95.0818 | 52.9897 | 1
9.6703 | -22.092 | 1
88.5651 | 61.1676 | 1
92.2168 | 0.059768 | 1
84.5634 | -1.1834 | 1
72.9924 | 26.0318 | 1
85.4612 | -24.4186 | 1
88.2759 | 44.8513 | 1
58.886 | -26.4155 | 1
16.0699 | 47.4347 | 1
56.7126 | -14.6794 | 1
82.8837 | -18.6002 | 1
35.0508 | 15.1613 | 1
6.3847 | 27.671 | 1
86.2514 | -10.7289 | 1
61.4013 | 38.9515 | 1
81.9361 | 45.0515 | 1
22.8387 | -1.1797 | 1
53.4061 | 27.2591 | 1
5.5855 | 1.3632 | 1
55.6513 | -11.3122 | 1
88.344 | -6.627 | 1
44.1177 | 43.7965 | 1
68.5651 | 13.2211 | 1
47.9969 | -23.0778 | 1
72.2156 | -25.8766 | 1
93.0444 | 8.5532 | 1
65.2476 | 0.19857 | 1
87.9811 | -9.2891 | 1
21.5313 | 51.4901 | 1
30.18 | -21.7062 | 1
9.9412 | 51.9827 | 1
23.3616 | 49.8417 | 1
22.083 | 16.0734 | 1
38.7482 | -14.8707 | 1
79.4168 | -19.8807 | 1
33.4783 | -4.7651 | 1
19.6599 | -29.7107 | 1
27.1974 | 33.9057 | 1
99.978 | -3.5766 | 1
95.3351 | 56.3249 | 1
67.7673 | -10.1802 | 1
87.5621 | 1.1407 | 1
59.3615 | 22.7549 | 1
69.8612 | 25.3342 | 1
13.0607 | 1.2635 | 1
63.3093 | 9.0729 | 1
57.4416 | -19.7582 | 1
84.7737 | -28.0726 | 1
40.4294 | -6.9144 | 1
94.9241 | 56.4081 | 1
13.927 | 44.0761 | 1
82.2534 | 3.2049 | 1
68.6345 | 21.8963 | 1
96.7248 | 6.1505 | 1
59.5548 | 30.2107 | 1
82.9221 | -6.4873 | 1
65.0001 | 12.4378 | 1
71.5471 | -28.1579 | 1
16.1978 | 4.2375 | 1
65.0645 | 1.044 | 1
56.3709 | 19.8625 | 1
65.4275 | -21.1184 | 1
71.5014 | 29.1398 | 1
3.0183 | -20.8621 | 1
3.5018 | 0.65931 | 1
61.2693 | 20.2601 | 1
92.3722 | 36.5815 | 1
24.2755 | 45.5891 | 1
48.582 | -27.1547 | 1
84.1575 | 16.9685 | 1
20.1736 | -14.8181 | 1
3.7999 | 41.7889 | 1
75.3466 | 54.5889 | 1
66.3626 | 47.6611 | 1
46.3214 | 31.4689 | 1
24.0662 | 28.8055 | 1
73.8023 | 8.3948 | 1
17.4698 | -24.7056 | 1
32.7176 | -13.763 | 1
88.6661 | -17.5836 | 1
15.7296 | 38.1977 | 1
21.5274 | -10.7789 | 1
52.0263 | -29.6352 | 1
78.3135 | 51.106 | 1
77.4789 | 50.9976 | 1
20.8027 | -2.2217 | 1
46.704 | 16.2246 | 1
11.5881 | 51.1038 | 1
16.4565 | 36.6657 | 1
95.6527 | -5.5523 | 1
83.6371 | -11.8584 | 1
6.2683 | -29.1854 | 1
81.234 | 2.0229 | 1
1.6893 | 37.5892 | 1
70.116 | 35.6875 | 1
87.2552 | 50.91 | 1
78.9979 | -9.6011 | 1
98.0502 | 40.5434 | 1
53.5289 | -27.2288 | 1
22.6072 | 1.6239 | 1
81.7419 | 16.1039 | 1
65.534 | 62.1711 | 1
7.8105 | 33.0378 | 1
36.7958 | -6.1822 | 1
30.4249 | 3.5419 | 1
98.9963 | -2.6451 | 1
38.8846 | 14.2625 | 1
82.5065 | -23.8291 | 1
31.0852 | 8.0803 | 1
75.9402 | 34.9969 | 1
43.7946 | -1.9951 | 1
23.3409 | 4.4883 | 1
3.1893 | 12.1125 | 1
80.0437 | 18.565 | 1
87.8258 | 3.1303 | 1
21.6176 | 23.1835 | 1
70.8803 | 21.447 | 1
13.3394 | -18.791 | 1
15.8952 | -9.9 | 1
58.83 | 40.0275 | 1
4.8664 | 67.4848 | 1
93.1624 | 33.6849 | 1
9.645 | 20.549 | 1
80.3085 | 23.5331 | 1
30.3883 | 53.8029 | 1
17.3817 | 62.18 | 1
84.8717 | -2.656 | 1
58.3067 | 57.9544 | 1
92.3754 | 54.2339 | 1
37.3668 | 61.7126 | 1
86.8839 | 3.1976 | 1
66.5424 | 26.8338 | 1
75.944 | 3.6962 | 1
70.1183 | 39.0457 | 1
61.3874 | 68.8282 | 1
62.4284 | 63.4238 | 1
45.6695 | -13.1187 | 1
92.351 | 37.0715 | 1
34.2087 | 18.7631 | 1
40.2627 | 4.2569 | 1
15.1066 | 14.2913 | 1
45.9383 | -6.8879 | 1
8.032 | -9.1077 | 1
44.9968 | -21.7725 | 1
78.7363 | -13.3678 | 1
58.0092 | 52.8155 | 1
55.0662 | -0.42875 | 1
45.9188 | 67.3925 | 1
63.3144 | 64.7619 | 1
87.6096 | 60.8937 | 1
53.5751 | 17.7216 | 1
42.2094 | 27.4512 | 1
83.0422 | 17.0969 | 1
45.0929 | 13.5009 | 1
30.4613 | 17.1875 | 1
32.4767 | 64.6266 | 1
30.3022 | -1.9461 | 1
72.4104 | 0.97078 | 1
57.3901 | -17.2533 | 1
65.4122 | 39.2378 | 1
91.805 | 51.6473 | 1
97.4722 | 57.9451 | 1
59.7673 | 68.1876 | 1
37.3412 | -27.9835 | 1
85.138 | 33.9826 | 1
54.989 | 2.5154 | 1
50.8838 | 58.3271 | 1
15.2111 | -11.7277 | 1
73.7721 | 18.2418 | 1
16.3343 | 69.1847 | 1
56.005 | 52.0506 | 1
88.7406 | 2.6421 | 1
29.2549 | 32.7395 | 1
63.4589 | 66.9946 | 1
30.7332 | -4.05 | 1
70.0685 | -23.5107 | 1
23.2865 | 50.4564 | 1
98.0694 | 58.3371 | 1
63.5015 | -24.4128 | 1
27.4272 | 58.2077 | 1
70.1967 | 10.0917 | 1
18.825 | 52.2429 | 1
49.065 | -27.0565 | 1
72.3666 | 42.9275 | 1
25.9228 | 51.7277 | 1
25.6255 | 57.8364 | 1
59.0368 | 2.2968 | 1
52.2457 | -3.7092 | 1
60.9959 | 24.9497 | 1
87.15 | -25.2581 | 1
71.1607 | 20.4932 | 1
67.4574 | 32.2171 | 1
7.6292 | 2.3875 | 1
37.0332 | -26.3413 | 1
30.052 | -12.7678 | 1
41.7092 | 50.0422 | 1
29.4473 | 61.6925 | 1
33.7515 | 25.8082 | 1
64.7852 | -13.4908 | 1
51.5354 | 56.0457 | 1
91.866 | 3.0603 | 1
51.3707 | 15.677 | 1
8.4117 | -9.3832 | 1
61.6357 | -14.697 | 1
38.5189 | 18.5514 | 1
23.7681 | 56.3512 | 1
15.3606 | 11.3045 | 1
25.8885 | -19.7755 | 1
28.0047 | 21.7358 | 1
59.3006 | 53.0812 | 1
17.6112 | -13.7385 | 1
89.4674 | 3.9024 | 1
51.341 | -16.4925 | 1
87.4287 | 34.7266 | 1
47.0776 | -2.1274 | 1
81.7333 | 39.6419 | 1
63.4631 | 43.81 | 1
14.2594 | -18.3956 | 1
63.3533 | -23.7635 | 1
0.96323 | 21.3232 | 1
98.9381 | 2.7195 | 1
85.3902 | 45.8624 | 1
58.7223 | 64.2146 | 1
14.2841 | 17.3799 | 1
79.079 | -14.8241 | 1
85.6501 | -11.0262 | 1
18.6128 | 9.3137 | 1
83.1172 | 19.3896 | 1
82.1229 | 62.1275 | 1
67.9479 | 65.0502 | 1
63.8662 | 50.3535 | 1
68.3335 | 59.949 | 1
82.7279 | -9.1496 | 1
95.1188 | 62.1854 | 1
90.3109 | 40.1915 | 1
35.8586 | -4.6559 | 1
29.0304 | 64.6502 | 1
47.7549 | 47.8092 | 1
29.8458 | -28.0668 | 1
93.6919 | 16.4815 | 1
83.2828 | 7.3984 | 1
66.4544 | 26.9107 | 1
95.5145 | -8.432 | 1
32.2102 | -5.6018 | 1
80.9421 | 64.2495 | 1
36.931 | 43.9491 | 1
66.9878 | 24.1568 | 1
92.9405 | 45.9211 | 1
76.0548 | 38.038 | 1
54.2976 | -18.1982 | 1
98.629 | 49.0987 | 1
31.5901 | -23.0213 | 1
89.4895 | 23.5842 | 1
66.1838 | 42.636 | 1
5.8102 | 1.5155 | 1
4.6841 | 1.6412 | 1
77.5587 | -9.3615 | 1
85.927 | 24.2889 | 1
22.436 | 57.0695 | 1
53.5232 | -13.9311 | 1
85.2798 | 66.2183 | 1
67.9089 | 46.7753 | 1
76.0199 | -28.5034 | 1
97.0152 | -14.8325 | 1
84.2591 | -14.3351 | 1
73.2845 | 13.7036 | 1
35.5899 | 43.4161 | 1
38.4721 | 9.5718 | 1
80.6136 | 45.6791 | 1
95.2569 | 9.8824 | 1
31.5819 | -16.7472 | 1
26.68 | 42.9402 | 1
30.1515 | 12.0334 | 1
50.6408 | 18.0041 | 1
96.2074 | -18.0122 | 1
82.7901 | -4.5652 | 1
10.6073 | -20.518 | 1
24.2195 | -8.0332 | 1
20.7556 | -29.7558 | 1
23.1375 | -19.0943 | 1
46.2216 | 46.6813 | 1
69.1616 | 29.2487 | 1
67.6478 | 50.379 | 1
70.5406 | 9.5466 | 1
75.6896 | -26.2748 | 1
34.1114 | 48.1078 | 1
49.1566 | 33.9278 | 1
18.3247 | -13.5546 | 1
67.5496 | 2.8725 | 1
70.08 | 33.8568 | 1
33.1228 | 54.079 | 1
6.0342 | -1.3372 | 1
46.9696 | -18.66 | 1
15.8541 | 59.7753 | 1
100.4283 | 53.2743 | 1
90.2551 | 34.6059 | 1
62.7893 | 46.7393 | 1
50.6057 | -18.8405 | 1
80.7513 | 53.3828 | 1
22.8703 | 26.9785 | 1
15.5808 | 7.1894 | 1
77.2106 | -7.9842 | 1
34.6902 | 24.4633 | 1
99.6307 | 17.8563 | 1
23.3879 | 50.0926 | 1
22.9012 | 3.9496 | 1
30.8312 | -0.76621 | 1
15.7618 | 59.8676 | 1
76.8198 | 63.1747 | 1
92.4628 | -11.7709 | 1
39.7293 | 59.2311 | 1
93.0458 | 25.1481 | 1
43.4184 | -24.9441 | 1
83.2341 | 22.8702 | 1
64.4724 | 39.5738 | 1
11.3232 | 23.2125 | 1
44.1251 | 46.5394 | 1
30.9605 | 22.555 | 1
99.5051 | 48.7405 | 1
45.48 | 1.5 | 1
41.7621 | 47.0023 | 1
8.9734 | 51.0604 | 1
68.7315 | 25.8699 | 1
26.1906 | -6.6707 | 1
44.0334 | -25.9811 | 1
92.4185 | 56.0742 | 1
21.062 | 1.218 | 1
49.0748 | 65.7542 | 1
11.3151 | 25.6037 | 1
85.2632 | -28.2667 | 1
90.9336 | 20.7928 | 1
99.916 | 40.1892 | 1
78.1331 | 39.065 | 1
74.2467 | -18.9747 | 1
32.6798 | -12.2965 | 1
11.6172 | 0.33487 | 1
63.4497 | 21.3946 | 1
21.633 | 30.546 | 1
91.7611 | 39.4257 | 1
90.2243 | 40.1799 | 1
72.4424 | 69.1784 | 1
80.6177 | 9.9967 | 1
100.3984 | 10.5828 | 1
34.904 | 22.6519 | 1
10.7887 | -26.3528 | 1
3.2695 | -17.039 | 1
4.4351 | 1.8087 | 1
12.5825 | -9.0333 | 1
68.5338 | -6.9294 | 1
33.7571 | 55.1689 | 1
14.9579 | -23.0139 | 1
88.8122 | 43.02 | 1
73.0715 | 42.3858 | 1
29.9117 | 35.3801 | 1
93.3965 | 22.4845 | 1
20.9224 | -19.5045 | 1
82.0666 | 16.9557 | 1
74.1586 | 27.2114 | 1
54.8991 | -15.5277 | 1
2.8852 | 9.2892 | 1
43.2336 | -22.2828 | 1
62.8001 | -17.5821 | 1
83.0609 | 36.2333 | 1
76.0565 | 19.1096 | 1
77.7898 | -22.9657 | 1
8.847 | 12.4256 | 1
67.5768 | 41.2825 | 1
50.9527 | 40.6693 | 1
75.5874 | 10.5924 | 1
96.8738 | 50.4101 | 1
29.8982 | 19.1873 | 1
1.9081 | -15.0064 | 1
95.4539 | 31.6559 | 1
84.0167 | 39.996 | 1
60.9243 | -16.4272 | 1
34.1588 | 4.8505 | 1
52.5706 | -25.6721 | 1
36.7829 | 49.9496 | 1
93.553 | -17.585 | 1
2.0333 | 59.109 | 1
48.6248 | -6.0088 | 1
29.3497 | -9.9205 | 1
45.3678 | 15.8999 | 1
42.7612 | 40.9329 | 1
62.7514 | 9.0756 | 1
32.9248 | -19.6773 | 1
13.0321 | -16.4533 | 1
99.589 | 68.8306 | 1
27.9353 | 21.6966 | 1
70.529 | 39.6475 | 1
58.8703 | -26.717 | 1
28.312 | -15.046 | 1
46.1628 | -5.7273 | 1
14.9839 | 42.6608 | 1
93.5984 | 45.7816 | 1
50.5651 | -22.0856 | 1
2.2545 | 25.0888 | 1
16.3112 | 45.5094 | 1
63.9516 | 48.2792 | 1
91.2607 | 59.2108 | 1
79.2085 | 15.2928 | 1
1.6999 | 57.3528 | 1
39.2104 | 34.9261 | 1
65.348 | 50.8839 | 1
92.3037 | -12.5666 | 1
63.1044 | -23.309 | 1
90.2215 | 10.9391 | 1
78.6906 | 46.852 | 1
62.5854 | 25.6379 | 1
2.4914 | -9.4412 | 1
81.9873 | 10.188 | 1
95.6392 | 14.7 | 1
64.2325 | 21.689 | 1
29.0198 | 14.5779 | 1
79.1574 | 19.8404 | 1
63.1715 | 2.8194 | 1
18.6343 | 6.5172 | 1
80.2912 | 10.6449 | 1
95.3704 | 45.7873 | 1
93.8661 | 7.8726 | 1
41.1414 | 0.43643 | 1
82.0134 | 47.9971 | 1
80.9185 | 61.3173 | 1
99.3723 | 14.6652 | 1
3.4754 | -5.9735 | 1
97.9003 | 50.1208 | 1
11.267 | -6.1263 | 1
56.1842 | 2.8133 | 1
46.1141 | 62.1521 | 1
15.9492 | 24.887 | 1
42.8378 | 22.3589 | 1
82.6914 | 51.0283 | 1
32.3071 | -20.0315 | 1
43.9613 | 18.115 | 1
70.0211 | 44.523 | 1
36.4787 | 34.0099 | 1
92.7017 | 45.8472 | 1
54.2833 | -0.56933 | 1
4.9849 | 25.2969 | 1
93.4969 | -8.2658 | 1
9.1595 | 67.2692 | 1
56.0548 | 2.3526 | 1
41.5841 | 55.9663 | 1
96.3648 | 14.6338 | 1
61.9425 | 18.0792 | 1
80.8197 | -18.2658 | 1
13.6781 | -27.3598 | 1
56.3097 | -15.9069 | 1
85.3276 | 35.3604 | 1
72.0261 | -20.9672 | 1
4.002 | -12.699 | 1
95.6192 | -7.6148 | 1
28.0832 | 53.5568 | 1
92.1389 | -22.4389 | 1
66.5595 | 40.2347 | 1
25.5961 | -24.4712 | 1
7.4891 | 68.4203 | 1
66.7014 | 41.1932 | 1
75.9213 | 61.1564 | 1
35.8429 | 34.5904 | 1
16.27 | -20.759 | 1
93.7641 | 25.459 | 1
13.7504 | 11.6435 | 1
68.1858 | 16.8136 | 1
63.0162 | 48.3062 | 1
13.5992 | 35.4773 | 1
53.4493 | 63.0779 | 1
51.4592 | -16.4729 | 1
80.0105 | 40.9582 | 1
93.6561 | 36.159 | 1
48.6299 | 14.7058 | 1
19.0985 | 67.5268 | 1
12.5803 | 2.8192 | 1
72.2372 | 6.4486 | 1
1.1406 | 39.1755 | 1
9.1441 | 36.6839 | 1
0.79229 | 1.352 | 1
94.8233 | -11.7707 | 1
95.1756 | 46.274 | 1
66.7619 | 24.6161 | 1
12.9104 | 8.4496 | 1
41.4823 | 1.1403 | 1
56.3456 | 40.9258 | 1
77.9811 | 5.4546 | 1
9.988 | -7.5731 | 1
67.5714 | 26.6448 | 1
4.9989 | 49.3132 | 1
11.3028 | 40.5588 | 1
39.0685 | -8.2725 | 1
69.8863 | 10.5126 | 1
58.3267 | 20.2265 | 1
84.9607 | 56.4312 | 1
81.8646 | 56.8965 | 1
82.6334 | 26.0976 | 1
50.0367 | 38.3933 | 1
60.463 | -25.3565 | 1
74.1328 | 53.7485 | 1
4.0078 | 62.0604 | 1
27.7595 | 30.0181 | 1
17.6657 | -16.233 | 1
3.6137 | 41.7889 | 1
81.8053 | 42.6129 | 1
11.2329 | 54.6804 | 1
43.2679 | -22.1243 | 1
70.0269 | 40.1571 | 1
51.3978 | 56.7085 | 1
78.6173 | 49.4825 | 1
60.286 | 39.21 | 1
69.7706 | 20.8454 | 1
84.3833 | 9.5999 | 1
81.1376 | 27.504 | 1
71.3415 | -12.9553 | 1
33.082 | -16.8102 | 1
27.4803 | 26.9455 | 1
13.9459 | 15.2694 | 1
33.8683 | 25.7607 | 1
71.6132 | -16.9552 | 1
43.9759 | 35.0963 | 1
0.56697 | 61.4679 | 1
32.2135 | -13.9517 | 1
59.4668 | 48.8604 | 1
68.7422 | 10.2562 | 1
4.1627 | 38.3159 | 1
73.328 | 38.2172 | 1
66.5536 | 56.7227 | 1
71.0223 | 36.4359 | 1
13.6122 | -8.7464 | 1
58.1758 | 22.6121 | 1
29.0036 | 40.3327 | 1
6.2838 | 16.8532 | 1
70.0404 | 38.1062 | 1
62.4097 | 6.806 | 1
48.1413 | -10.2301 | 1
39.8942 | 43.759 | 1
55.9159 | 69.254 | 1
69.5893 | -25.1264 | 1
45.609 | 1.6212 | 1
38.3783 | 20.1848 | 1
22.3741 | 3.7194 | 1
1.1745 | -16.0665 | 1
30.4172 | -13.9012 | 1
1.6156 | -20.7326 | 1
15.6802 | 29.1889 | 1
80.5667 | 48.9203 | 1
38.4837 | 33.1181 | 1
62.9151 | 37.4071 | 1
95.73 | -6.1564 | 1
78.0179 | -8.0721 | 1
4.0354 | 43.5133 | 1
46.1481 | -29.9142 | 1
38.4981 | -23.3288 | 1
81.0833 | 24.0635 | 1
78.8723 | 50.7956 | 1
30.7041 | -3.632 | 1
5.5512 | 64.3017 | 1
81.663 | 23.6938 | 1
42.9037 | -20.7481 | 1
53.7008 | -8.294 | 1
82.7965 | -4.4446 | 1
43.5846 | 0.94027 | 1
74.7198 | -21.5682 | 1
49.2619 | 16.3426 | 1
36.7026 | 67.3739 | 1
100.6647 | -1.2378 | 1
51.595 | -13.4283 | 1
15.1815 | -13.4006 | 1
60.6921 | 41.1552 | 1
89.695 | 53.7017 | 1
27.6777 | 35.383 | 1
43.7448 | 30.1623 | 1
18.4118 | 54.2547 | 1
26.4154 | 39.6715 | 1
15.0969 | -26.6011 | 1
5.0396 | -13.9842 | 1
18.15 | 19.5068 | 1
41.7289 | -21.5214 | 1
50.0669 | 67.6252 | 1
83.8053 | -22.9339 | 1
45.0193 | 29.0424 | 1
1.9265 | 46.8959 | 1
26.5899 | 7.1734 | 1
72.0821 | 45.7547 | 1
38.7942 | 56.9637 | 1
24.6809 | 2.734 | 1
97.6302 | -21.4568 | 1
14.1779 | 53.2385 | 1
60.9665 | -19.2702 | 1
78.3158 | 26.3595 | 1
73.8335 | 56.1037 | 1
46.6278 | 51.3872 | 1
7.9736 | -23.3684 | 1
45.4663 | 28.7867 | 1
92.8941 | 62.6243 | 1
15.8397 | -2.8296 | 1
55.4949 | 3.6424 | 1
57.2335 | 22.3093 | 1
42.1745 | 7.4541 | 1
7.1092 | -7.7534 | 1
29.5605 | -18.658 | 1
28.866 | 30.1352 | 1
23.6278 | 4.9186 | 1
28.7676 | 6.9791 | 1
42.0109 | -8.3673 | 1
72.9392 | -24.0182 | 1
43.5821 | -24.4959 | 1
54.856 | 0.70527 | 1
2.7443 | 2.433 | 1
73.8527 | 35.8461 | 1
77.7106 | 22.6039 | 1
42.6691 | 1.0728 | 1
61.3577 | -21.05 | 1
68.0921 | 3.8698 | 1
44.2317 | -15.5378 | 1
15.0253 | 55.3529 | 1
15.3436 | 63.936 | 1
18.5215 | 11.5495 | 1
50.567 | 41.0282 | 1
100.4251 | 49.7447 | 1
76.5912 | -26.967 | 1
80.2161 | 3.5071 | 1
16.544 | 7.0286 | 1
32.6672 | 36.0737 | 1
13.3143 | -1.5896 | 1
84.6894 | 34.9453 | 1
58.007 | -0.46265 | 1
44.2175 | -11.9245 | 1
80.1549 | 51.3413 | 1
28.1758 | -18.7759 | 1
44.4224 | 69.5005 | 1
47.8447 | -19.5901 | 1
59.5285 | 11.6157 | 1
73.6657 | -10.6521 | 1
30.2354 | 12.8296 | 1
10.4387 | 2.0681 | 1
67.7787 | 65.4633 | 1
78.8182 | 54.987 | 1
65.5549 | -23.9631 | 1
5.5546 | -2.0615 | 1
37.8404 | -28.3597 | 1
34.5956 | 48.1387 | 1
95.2058 | 45.1074 | 1
38.5794 | -9.8005 | 1
98.5274 | 6.6495 | 1
22.4441 | 55.3897 | 1
7.7533 | 38.5944 | 1
38.8311 | 69.4156 | 1
85.6686 | 22.2817 | 1
9.0462 | 48.801 | 1
30.2953 | -24.8044 | 1
33.6721 | -26.2378 | 1
23.6737 | 39.507 | 1
45.837 | 14.3818 | 1
53.3839 | -17.4591 | 1
2.9649 | 60.852 | 1
65.1518 | -6.0083 | 1
38.0478 | 46.3936 | 1
96.7399 | -3.1494 | 1
0.34578 | 38.9747 | 1
11.5911 | -2.9205 | 1
18.998 | 37.0049 | 1
2.01 | 29.5251 | 1
14.5446 | 28.5834 | 1
55.2572 | 45.9038 | 1
0.71294 | 22.5924 | 1
45.1205 | 67.9654 | 1
42.1067 | 23.5963 | 1
44.8396 | 60.4773 | 1
11.6573 | 33.5252 | 1
100.2804 | 19.4169 | 1
72.2544 | 53.3505 | 1
27.1189 | 9.145 | 1
94.32 | 27.5131 | 1
93.9691 | 47.0897 | 1
65.7869 | 15.6727 | 1
28.3474 | 64.0467 | 1
79.964 | -3.2086 | 1
98.6945 | 25.342 | 1
9.7951 | 26.0206 | 1
18.6633 | 27.4492 | 1
22.0351 | -26.5581 | 1
63.7116 | 3.759 | 1
92.5816 | 27.8253 | 1
33.2523 | -19.6193 | 1
4.1543 | 66.0893 | 1
91.4332 | -3.2134 | 1
78.5234 | 15.3649 | 1
95.2221 | -28.8869 | 1
33.7731 | 47.4441 | 1
27.3768 | 5.8552 | 1
43.5948 | 59.0988 | 1
51.675 | -7.0814 | 1
73.2557 | -24.8618 | 1
26.6931 | 65.0888 | 1
12.752 | 20.6939 | 1
65.6754 | -21.7219 | 1
23.0352 | 33.6775 | 1
53.7452 | 66.3009 | 1
27.1794 | 47.442 | 1
65.346 | 6.6765 | 1
34.9072 | 30.4459 | 1
18.5172 | -5.3949 | 1
75.3725 | -3.2273 | 1
76.8995 | 16.181 | 1
11.5034 | 2.467 | 1
69.1777 | 6.1845 | 1
91.8359 | 40.8241 | 1
71.1265 | 14.4631 | 1
10.5577 | 56.5405 | 1
18.8142 | 64.87 | 1
64.0873 | 67.0038 | 1
72.3891 | 34.4354 | 1
62.5793 | 40.784 | 1
9.1566 | -15.7405 | 1
25.6798 | 20.0991 | 1
67.334 | 59.1381 | 1
55.988 | -5.5533 | 1
39.6761 | 27.885 | 1
88.6434 | 24.3668 | 1
72.7587 | 54.2335 | 1
37.0167 | -3.3052 | 1
80.5008 | 9.6691 | 1
88.2989 | -16.7161 | 1
95.5704 | 11.0144 | 1
86.6919 | 64.4548 | 1
27.7395 | 7.0584 | 1
43.8252 | 58.1845 | 1
18.6716 | 25.9453 | 1
97.0203 | 23.5205 | 1
1.1747 | 53.3991 | 1
37.312 | -8.3519 | 1
36.2769 | 9.3381 | 1
39.9082 | 14.1902 | 1
7.6572 | -14.5683 | 1
42.4203 | -21.8158 | 1
23.5432 | -21.9046 | 1
69.0682 | 27.5878 | 1
95.3484 | 57.6027 | 1
33.9968 | 2.9319 | 1
98.0114 | -4.2804 | 1
44.2341 | 20.7204 | 1
34.247 | -2.3893 | 1
38.4115 | 9.3916 | 1
43.4724 | 27.3941 | 1
12.8507 | 9.0489 | 1
20.3359 | 9.2484 | 1
50.7122 | -29.5659 | 1
11.9044 | 15.4543 | 1
15.6916 | 13.6036 | 1
1.1381 | 59.5145 | 1
21.9459 | 46.9005 | 1
66.6193 | 65.7537 | 1
38.7486 | 55.457 | 1
20.0923 | -1.2089 | 1
26.7101 | 20.4842 | 1
19.3677 | 21.1417 | 1
25.2171 | 21.5432 | 1
39.9102 | 43.8378 | 1
45.6612 | 56.5586 | 1
80.8531 | 17.8002 | 1
5.814 | 44.8179 | 1
42.5128 | -1.4223 | 1
14.0697 | -22.0329 | 1
32.9118 | 50.0614 | 1
4.0495 | 48.152 | 1
94.8583 | 62.5627 | 1
36.9181 | 37.5345 | 1
29.3908 | 61.7364 | 1
41.3963 | 10.418 | 1
53.0973 | 20.9061 | 1
2.8373 | -12.6039 | 1
11.5726 | 17.1618 | 1
53.4141 | 14.8132 | 1
22.9161 | 51.5861 | 1
14.2658 | 21.6953 | 1
94.5778 | 24.9883 | 1
40.7384 | 7.6918 | 1
48.9206 | -4.5261 | 1
79.3988 | 34.9299 | 1
34.1464 | 0.086847 | 1
89.9053 | -26.4489 | 1
81.7833 | 46.7367 | 1
46.5841 | -21.773 | 1
69.5245 | -4.6442 | 1
97.8745 | 64.2137 | 1
69.5154 | 3.6861 | 1
35.7168 | -12.8346 | 1
7.6684 | 40.9762 | 1
26.721 | 13.0628 | 1
18.1061 | -14.4583 | 1
82.5347 | -2.4874 | 1
47.3682 | -26.6774 | 1
77.5815 | -10.1636 | 1
74.4384 | 13.2087 | 1
64.3605 | 28.907 | 1
89.3184 | 55.77 | 1
91.5258 | 22.3324 | 1
2.512 | 35.0034 | 1
2.5575 | 26.1144 | 1
66.1602 | 4.1565 | 1
70.0491 | 66.609 | 1
85.9763 | 47.3035 | 1
65.7786 | 61.4062 | 1
73.8817 | 60.4408 | 1
28.9017 | 1.9416 | 1
48.9119 | -15.7844 | 1
78.6128 | 50.2695 | 1
57.2638 | 8.7628 | 1
8.3215 | 63.1421 | 1
98.9164 | 47.0563 | 1
42.4385 | -5.1825 | 1
12.8164 | 35.9927 | 1
92.4676 | 69.1636 | 1
12.5774 | 50.6086 | 1
51.6489 | 16.6993 | 1
13.0928 | 7.1157 | 1
72.2979 | 5.6958 | 1
81.8611 | 36.2399 | 1
45.6348 | 57.261 | 1
83.5294 | 67.7285 | 1
65.5985 | 21.3433 | 1
35.2386 | 25.4732 | 1
44.9034 | 25.5929 | 1
47.1737 | 54.9833 | 1
41.9624 | 17.0574 | 1
78.2228 | -17.7797 | 1
61.5048 | 9.9496 | 1
15.4083 | 40.89 | 1
89.4282 | 27.0156 | 1
43.3806 | 52.3408 | 1
97.0934 | -7.5948 | 1
43.085 | 64.0069 | 1
27.2139 | 67.9044 | 1
43.7358 | 63.1753 | 1
29.0027 | 8.3149 | 1
32.1264 | -21.7472 | 1
24.7639 | -19.2842 | 1
28.2836 | 7.7824 | 1
63.2471 | -5.5075 | 1
69.5637 | 58.411 | 1
42.5908 | -22.524 | 1
39.4412 | 65.7763 | 1
51.6213 | 49.6256 | 1
97.5662 | 64.5931 | 1
22.1897 | -8.5825 | 1
80.6031 | -11.5294 | 1
39.7446 | 50.8183 | 1
37.2059 | 31.7302 | 1
42.8572 | 65.7371 | 1
73.3433 | 13.2128 | 1
64.5867 | 18.8562 | 1
46.9324 | 41.5253 | 1
74.5507 | -4.3676 | 1
93.2902 | 15.9579 | 1
54.2798 | 0.76159 | 1
58.8371 | 58.2423 | 1
50.1636 | -29.0084 | 1
99.2678 | 54.1185 | 1
62.3251 | 67.2718 | 1
41.6216 | 57.592 | 1
81.0174 | 66.2543 | 1
13.858 | 19.6168 | 1
49.664 | 63.2967 | 1
50.6987 | -12.3109 | 1
40.6744 | -28.6345 | 1
58.1821 | -26.9028 | 1
98.4656 | 4.6994 | 1
22.0524 | -9.7489 | 1
41.9928 | 3.5545 | 1
92.6073 | 57.6878 | 1
48.1765 | 61.233 | 1
15.6678 | 30.4892 | 1
31.998 | 55.3711 | 1
40.8222 | 55.9538 | 1
8.9101 | 69.6475 | 1
83.7597 | 66.9736 | 1
58.5148 | 61.476 | 1
63.6359 | 6.9078 | 1
24.7742 | -21.4986 | 1
82.3389 | 18.7566 | 1
80.4866 | 39.961 | 1
87.0124 | -3.9578 | 1
62.1734 | -23.6647 | 1
65.5273 | 7.13 | 1
44.1713 | 17.418 | 1
82.4253 | 45.4132 | 1
96.8189 | -9.6589 | 1
11.2757 | 59.2367 | 1
25.0126 | 64.5679 | 1
97.1101 | 12.0263 | 1
60.2003 | 52.0918 | 1
13.4267 | -3.5927 | 1
35.2324 | 61.9276 | 1
12.5949 | 14.7133 | 1
20.4481 | 68.834 | 1
26.6136 | 55.0451 | 1
64.6093 | 33.7726 | 1
47.3705 | -2.1131 | 1
90.4852 | -12.6359 | 1
47.3778 | 12.4024 | 1
97.7042 | 22.5327 | 1
36.9575 | 19.7221 | 1
11.4496 | 43.8456 | 1
63.3169 | 28.7124 | 1
53.0098 | -25.4777 | 1
54.462 | 0.67144 | 1
26.4634 | -4.8439 | 1
38.6471 | -21.3942 | 1
37.4034 | 48.302 | 1
2.9425 | 3.2591 | 1
70.7884 | -26.5554 | 1
61.3544 | -12.904 | 1
44.0546 | 49.91 | 1
100.6071 | 36.255 | 1
91.0651 | -19.523 | 1
73.8659 | 19.5284 | 1
73.8721 | 30.8291 | 1
56.3995 | 35.1075 | 1
35.9945 | 58.8942 | 1
5.7135 | -22.7855 | 1
37.8697 | 13.5492 | 1
5.213 | 3.7329 | 1
48.347 | 2.3838 | 1
2.0523 | 8.0582 | 1
82.6987 | 21.4807 | 1
70.6098 | -20.0442 | 1
6.4388 | 67.5325 | 1
68.6336 | 30.6654 | 1
49.6166 | 15.3876 | 1
33.521 | -6.1062 | 1
73.5549 | -10.4007 | 1
0.64067 | 4.4482 | 1
85.6257 | 17.9909 | 1
90.9176 | -17.8235 | 1
2.2465 | 2.7464 | 1
16.2411 | 26.7844 | 1
28.4625 | 2.9179 | 1
67.1119 | 67.0271 | 1
22.3395 | -24.3763 | 1
68.0841 | -17.0504 | 1
92.7141 | 2.5991 | 1
42.697 | -16.7562 | 1
59.2683 | -0.08502 | 1
24.8752 | -6.6466 | 1
57.1683 | -20.6298 | 1
44.1478 | -2.9196 | 1
4.3568 | 10.5113 | 1
28.2803 | 28.8394 | 1
68.5267 | 25.8167 | 1
83.3943 | -4.0906 | 1
79.9759 | -9.6081 | 1
47.8014 | 62.8814 | 1
49.0045 | 50.3129 | 1
65.7743 | 55.1594 | 1
84.1172 | -26.1824 | 1
56.3169 | 63.4426 | 1
33.2969 | 33.7714 | 1
31.2611 | -0.81195 | 1
88.7154 | 65.112 | 1
71.7864 | -24.2874 | 1
99.1675 | 29.2438 | 1
94.2446 | 12.027 | 1
22.4079 | 44.9364 | 1
66.522 | 42.7118 | 1
47.3334 | 20.9245 | 1
18.8002 | 58.9726 | 1
50.4432 | -2.6523 | 1
31.9076 | 3.8338 | 1
75.5579 | 58.1064 | 1
20.3312 | 48.816 | 1
90.7296 | 8.502 | 1
21.8348 | 52.6741 | 1
20.3088 | 25.4988 | 1
70.5683 | 31.4841 | 1
10.9611 | -3.2456 | 1
3.1185 | -19.1879 | 1
53.9071 | 34.0439 | 1
57.5894 | 50.4034 | 1
60.786 | 69.677 | 1
41.4802 | 25.6604 | 1
40.5352 | -9.3027 | 1
12.5614 | 53.1215 | 1
100.4189 | 10.1961 | 1
45.8846 | 36.7642 | 1
19.2037 | 13.0742 | 1
70.3266 | 6.0223 | 1
82.4776 | -18.722 | 1
40.0119 | -25.5387 | 1
62.6993 | 54.8261 | 1
58.0965 | 3.3204 | 1
10.4762 | 38.6372 | 1
92.0361 | 37.2057 | 1
3.1186 | 57.3981 | 1
49.0502 | 34.3714 | 1
32.1648 | -12.1198 | 1
55.5386 | 67.8766 | 1
35.68 | 13.9764 | 1
23.8861 | 50.0064 | 1
44.8864 | 27.6061 | 1
87.8334 | 4.6033 | 1
96.2874 | 36.2183 | 1
19.4175 | 16.3377 | 1
29.0477 | 67.6366 | 1
69.8609 | 53.8621 | 1
10.2142 | 11.0552 | 1
23.8372 | 44.3992 | 1
56.0086 | 48.9245 | 1
13.4822 | 31.4633 | 1
89.9136 | 36.8832 | 1
42.8329 | 45.5121 | 1
97.2562 | -26.5246 | 1
31.255 | -7.3176 | 1
46.2642 | 23.786 | 1
68.9307 | -24.2514 | 1
8.6284 | -19.4008 | 1
25.207 | 52.7095 | 1
0.95165 | 5.1474 | 1
25.3055 | 35.3789 | 1
91.2444 | 39.4387 | 1
41.5215 | 6.9406 | 1
49.839 | 34.1495 | 1
75.6683 | 10.1488 | 1
72.0861 | -17.1935 | 1
73.1417 | -23.8867 | 1
69.3092 | -29.7496 | 1
21.9056 | 52.531 | 1
21.4113 | -16.5817 | 1
93.4092 | 5.7145 | 1
36.3091 | 40.5532 | 1
80.1019 | -4.5702 | 1
40.0458 | -28.4546 | 1
42.9535 | 60.7526 | 1
18.4928 | 59.057 | 1
96.4386 | -6.1742 | 1
93.3387 | 9.3577 | 1
82.3575 | -25.7441 | 1
44.7969 | 1.8494 | 1
82.4252 | -3.7662 | 1
57.1955 | 16.8074 | 1
1.9908 | 66.9404 | 1
38.3227 | 57.9752 | 1
18.3121 | 20.3619 | 1
54.7762 | 50.8659 | 1
16.9642 | -7.1648 | 1
44.8586 | 36.7289 | 1
71.2116 | -0.41191 | 1
14.7808 | 52.1657 | 1
35.2866 | 24.637 | 1
22.3993 | 21.1454 | 1
45.3266 | -11.8976 | 1
77.2826 | -12.853 | 1
64.1318 | 10.8875 | 1
4.9938 | -4.2755 | 1
64.7749 | -17.0589 | 1
66.7737 | 7.4251 | 1
47.9572 | 12.7556 | 1
43.0659 | 28.4551 | 1
78.0008 | -20.6134 | 1
31.2919 | 21.3449 | 1
22.7791 | 7.6217 | 1
34.8416 | 26.3311 | 1
1.7305 | 36.5609 | 1
66.8848 | -13.9889 | 1
6.609 | 25.2966 | 1
51.7593 | 24.6155 | 1
39.402 | -1.7244 | 1
60.1608 | 4.0905 | 1
42.9065 | -5.5925 | 1
35.5241 | 52.6083 | 1
34.9607 | 40.9955 | 1
61.6596 | 48.4858 | 1
24.9806 | 26.7121 | 1
82.936 | 45.2063 | 1
74.9527 | 39.3297 | 1
24.1063 | -22.506 | 1
6.3037 | -7.217 | 1
49.9711 | 16.5564 | 1
30.3196 | 33.99 | 1
11.4746 | 45.7254 | 1
37.582 | 17.5618 | 1
38.699 | 56.8143 | 1
97.6696 | -2.1219 | 1
54.3962 | 65.227 | 1
16.9543 | -21.2329 | 1
43.3185 | -7.6843 | 1
0.8244 | 67.6912 | 1
32.7252 | 31.5313 | 1
52.7641 | 35.8337 | 1
87.7597 | -7.6525 | 1
93.0933 | 32.5239 | 1
21.5283 | 63.6302 | 1
72.6038 | 13.811 | 1
91.6066 | 62.7678 | 1
40.8577 | 21.1465 | 1
86.323 | 34.7468 | 1
78.4032 | 47.2168 | 1
62.1118 | 14.6305 | 1
22.3042 | -10.1887 | 1
83.8745 | 36.2182 | 1
50.7521 | 24.7403 | 1
2.4462 | 0.90846 | 1
97.776 | 58.0199 | 1
80.3879 | 27.9061 | 1
98.5358 | 48.9039 | 1
63.6308 | 11.4998 | 1
77.1255 | 36.1922 | 1
52.1718 | -22.9734 | 1
1.1605 | 29.0279 | 1
3.7986 | -13.1966 | 1
79.638 | 34.0892 | 1
26.4242 | 69.268 | 1
70.5371 | 55.4592 | 1
85.0904 | 21.758 | 1
19.7893 | 56.8208 | 1
0.76216 | 18.2249 | 1
2.8923 | -10.9211 | 1
51.4326 | 8.2304 | 1
4.1727 | 15.2686 | 1
97.7394 | -23.5139 | 1
87.8312 | -27.0995 | 1
52.1254 | -2.2 | 1
27.8889 | 39.1349 | 1
34.9047 | 30.3751 | 1
24.46 | 53.4769 | 1
32.3071 | 22.8808 | 1
55.0666 | 4.1076 | 1
53.2741 | 56.9846 | 1
73.6039 | -13.4218 | 1
54.235 | 56.7898 | 1
51.2129 | -20.9033 | 1
65.2386 | 25.9657 | 1
61.7165 | -18.0203 | 1
14.4377 | 19.4299 | 1
79.9058 | 7.7047 | 1
46.1833 | 64.3233 | 1
63.171 | 24.7881 | 1
59.0686 | -12.2267 | 1
50.5815 | 42.5972 | 1
25.5789 | 51.4429 | 1
28.3104 | 42.9121 | 1
29.0364 | 20.9101 | 1
88.3979 | 53.9099 | 1
85.5888 | -24.8276 | 1
59.0759 | -10.6978 | 1
14.0033 | -22.7695 | 1
50.8834 | -19.6912 | 1
2.0697 | -23.2952 | 1
25.4013 | 33.5335 | 1
56.4816 | 22.8462 | 1
45.7779 | 66.7724 | 1
92.4709 | 0.45011 | 1
94.5317 | -16.9138 | 1
8.667 | 45.7067 | 1
76.7951 | 19.092 | 1
60.8854 | 38.9619 | 1
41.4515 | -23.0638 | 1
9.6154 | 4.3538 | 1
48.8722 | -6.4408 | 1
53.9464 | 0.95687 | 1
55.112 | 64.8243 | 1
19.6935 | 10.562 | 1
72.0334 | 30.5727 | 1
80.3432 | 39.4215 | 1
49.6839 | 51.5259 | 1
35.9775 | -27.9381 | 1
90.308 | 28.3602 | 1
52.0131 | 66.6126 | 1
3.752 | 22.3536 | 1
92.6397 | -25.2536 | 1
62.2822 | -0.25331 | 1
67.3001 | 13.4008 | 1
100.8319 | 5.2281 | 1
94.2321 | 57.9768 | 1
69.2951 | -18.1119 | 1
68.724 | 1.8067 | 1
72.2777 | 37.5471 | 1
17.0765 | -18.2198 | 1
33.5411 | 26.8666 | 1
78.5 | 23.725 | 1
37.709 | 9.3414 | 1
10.9295 | 62.8261 | 1
15.736 | 12.5558 | 1
53.2085 | -24.0533 | 1
86.9255 | 32.3505 | 1
65.1803 | 33.4477 | 1
69.4557 | 50.6934 | 1
53.4988 | 34.1719 | 1
27.2219 | 5.9781 | 1
93.3297 | 46.6324 | 1
94.6379 | 46.4522 | 1
49.1704 | 18.267 | 1
87.4877 | 54.0715 | 1
43.4255 | -3.8177 | 1
82.2677 | 57.3482 | 1
61.5634 | 45.6066 | 1
19.4771 | 9.0253 | 1
50.0289 | 30.8343 | 1
56.4376 | -13.1271 | 1
9.7337 | 34.345 | 1
38.2687 | 34.3339 | 1
95.8443 | 55.934 | 1
45.1395 | 32.9798 | 1
32.299 | -4.3594 | 1
43.9682 | 60.3547 | 1
39.82 | 13.6612 | 1
4.9999 | 48.574 | 1
71.3697 | 38.3916 | 1
61.6023 | -7.766 | 1
92.256 | 52.9519 | 1
78.5234 | -1.7349 | 1
86.4116 | 48.0435 | 1
57.2472 | -6.4783 | 1
57.1375 | 64.3309 | 1
70.9261 | 48.5258 | 1
60.5105 | 64.8539 | 1
35.2751 | -26.2816 | 1
87.8655 | 66.8802 | 1
94.0134 | 46.4601 | 1
10.8998 | 50.9899 | 1
54.7599 | 46.1137 | 1
59.8383 | 39.2034 | 1
28.0162 | -2.3313 | 1
76.3903 | 20.8591 | 1
54.3059 | 5.9617 | 1
34.6664 | -11.6193 | 1
47.7964 | -23.4008 | 1
99.8834 | 6.6426 | 1
66.0858 | -0.10988 | 1
22.9394 | -9.1417 | 1
62.9844 | 28.156 | 1
94.6019 | 24.7054 | 1
98.5741 | -19.1602 | 1
80.0036 | 42.2062 | 1
6.5857 | 57.4546 | 1
6.3408 | -3.7102 | 1
25.2967 | 8.4253 | 1
24.8771 | -20.8668 | 1
80.4313 | -1.5994 | 1
37.3649 | -2.1496 | 1
45.0979 | 50.8986 | 1
16.5758 | -8.4861 | 1
57.0084 | 16.3378 | 1
68.7536 | 57.829 | 1
19.3497 | -2.6984 | 1
84.9462 | -29.2255 | 1
63.6758 | 62.2628 | 1
17.6698 | 12.5916 | 1
76.7296 | -12.2792 | 1
90.604 | 46.8255 | 1
32.3021 | 19.0598 | 1
35.8793 | 21.473 | 1
10.7308 | 0.49293 | 1
3.8669 | -11.8282 | 1
57.9394 | 50.8911 | 1
71.5611 | -22.3884 | 1
53.4485 | 28.2908 | 1
93.2205 | 30.8509 | 1
82.7676 | 29.6057 | 1
72.8613 | 14.3422 | 1
31.8163 | 45.6271 | 1
72.0983 | 47.7283 | 1
12.111 | 7.0705 | 1
43.186 | 21.9471 | 1
45.6602 | 26.0837 | 1
95.0139 | 29.5753 | 1
88.5101 | 57.7212 | 1
10.2765 | -29.4736 | 1
59.6156 | 67.0585 | 1
91.3735 | 39.7833 | 1
6.0995 | 54.958 | 1
45.549 | -22.65 | 1
16.8756 | -15.7658 | 1
74.4645 | 63.2387 | 1
31.5726 | -24.8036 | 1
81.883 | 6.0574 | 1
66.1659 | 47.4656 | 1
22.0685 | 9.2795 | 1
60.8698 | -25.2911 | 1
29.7836 | 15.8311 | 1
43.3278 | -15.9599 | 1
26.3806 | 10.6512 | 1
20.0841 | 5.3435 | 1
100.9965 | 53.1112 | 1
27.2805 | -17.1565 | 1
67.4083 | 49.4479 | 1
59.7549 | 27.0938 | 1
86.9083 | 51.7761 | 1
31.4832 | 6.4869 | 1
12.8582 | 64.0257 | 1
0.43583 | -12.0227 | 1
28.6781 | 2.6061 | 1
16.306 | 53.7875 | 1
98.8218 | 37.9378 | 1
40.5264 | 19.7787 | 1
43.7299 | 49.2004 | 1
79.7624 | -3.9773 | 1
66.0683 | 68.3633 | 1
85.3052 | 46.8476 | 1
99.1728 | -29.5718 | 1
24.8933 | -13.6331 | 1
8.584 | 7.0708 | 1
93.1621 | -21.4718 | 1
23.3854 | 18.7024 | 1
20.8927 | 22.8865 | 1
78.6468 | 52.3042 | 1
40.4625 | -12.6524 | 1
12.8629 | 60.3379 | 1
12.0421 | 22.148 | 1
48.6268 | 42.0174 | 1
40.737 | 21.2165 | 1
88.4223 | 56.2956 | 1
23.1192 | 27.1955 | 1
7.1989 | 28.342 | 1
64.588 | 57.3732 | 1
63.7204 | 64.8086 | 1
39.1901 | 13.7253 | 1
93.9729 | 17.6385 | 1
11.1282 | -9.2865 | 1
43.9161 | 6.5321 | 1
3.3424 | 55.4602 | 1
63.3462 | -18.989 | 1
46.8241 | 66.9158 | 1
76.0996 | 1.4597 | 1
81.6316 | 58.3541 | 1
62.3054 | 62.9096 | 1
99.2476 | -17.5608 | 1
33.9134 | 24.6053 | 1
82.1678 | 40.9601 | 1
45.2508 | -1.6606 | 1
1.6683 | 20.5491 | 1
76.1435 | -29.5392 | 1
30.8026 | 4.2102 | 1
48.3689 | 48.3637 | 1
100.8127 | -7.1853 | 1
45.3377 | 47.2523 | 1
97.3332 | 57.3525 | 1
56.7205 | -18.2271 | 1
52.9672 | 69.1236 | 1
59.1078 | 57.1539 | 1
38.8813 | 8.0746 | 1
86.2745 | 68.8948 | 1
69.7896 | -11.2552 | 1
69.9069 | 52.1783 | 1
60.8755 | 52.9726 | 1
87.4023 | 8.6663 | 1
7.0604 | -15.7997 | 1
28.3977 | 26.553 | 1
82.5506 | 53.6463 | 1
87.3796 | 2.0165 | 1
5.1119 | 20.7155 | 1
2.1412 | 23.7913 | 1
37.2296 | -24.429 | 1
59.7548 | -22.0739 | 1
62.0145 | 65.4701 | 1
68.4555 | -1.5604 | 1
70.1504 | 33.5638 | 1
5.4912 | 2.272 | 1
85.2639 | -1.6728 | 1
97.5517 | -26.4416 | 1
4.0514 | -13.9028 | 1
33.8952 | 1.4005 | 1
88.8909 | 14.2299 | 1
9.2919 | 37.3514 | 1
59.4479 | 16.4404 | 1
61.0197 | 41.9005 | 1
34.2105 | 56.0179 | 1
42.5614 | -6.8667 | 1
89.8202 | -15.4745 | 1
92.7669 | 54.3515 | 1
81.5702 | -28.4412 | 1
18.5294 | 63.0105 | 1
13.6673 | 48.3521 | 1
98.5474 | -11.7458 | 1
71.466 | 69.8179 | 1
58.1035 | 41.5091 | 1
8.0642 | 27.4313 | 1
47.026 | 48.4044 | 1
22.9022 | -14.1801 | 1
60.1746 | 2.5107 | 1
12.3436 | -25.414 | 1
31.3887 | 0.051728 | 1
30.8148 | 35.7863 | 1
9.3505 | 36.5111 | 1
87.8035 | 52.3234 | 1
35.2992 | 57.1961 | 1
54.4832 | 20.0835 | 1
54.5864 | 24.097 | 1
8.0943 | -11.0837 | 1
52.7897 | -0.73599 | 1
0.78671 | 49.5735 | 1
5.8945 | -24.1303 | 1
52.0505 | -12.8325 | 1
6.6945 | -3.5108 | 1
26.0422 | 42.9778 | 1
43.0654 | -6.3878 | 1
85.1121 | -27.3279 | 1
49.3566 | 68.2968 | 1
16.4532 | 19.3139 | 1
34.4433 | -27.127 | 1
75.0076 | 15.9714 | 1
33.9458 | -7.104 | 1
89.3762 | -21.5318 | 1
45.4399 | -26.6624 | 1
69.6344 | 31.6955 | 1
5.4316 | 39.7524 | 1
15.9436 | -7.9047 | 1
45.4156 | 68.6852 | 1
2.9886 | 12.3126 | 1
2.0058 | 65.8074 | 1
78.9117 | -8.7951 | 1
18.2184 | -11.5198 | 1
13.8717 | 53.2912 | 1
61.1967 | 22.2299 | 1
38.3617 | -14.273 | 1
27.0484 | 34.6129 | 1
92.1433 | 69.5472 | 1
38.1776 | -6.9971 | 1
54.44 | 61.6741 | 1
88.0594 | 18.5265 | 1
89.5915 | -26.3693 | 1
88.0988 | -29.7789 | 1
93.3001 | -12.5218 | 1
25.3131 | -24.9969 | 1
34.4687 | -0.05989 | 1
48.0921 | 68.2725 | 1
14.7666 | -7.8339 | 1
83.6778 | 18.887 | 1
81.4203 | 16.2361 | 1
2.6151 | 39.8097 | 1
85.5868 | 67.0175 | 1
99.0407 | 41.6572 | 1
12.4086 | 37.2177 | 1
49.907 | 2.8509 | 1
71.3183 | 45.5676 | 1
48.067 | 12.5243 | 1
11.5635 | 13.6838 | 1
79.2009 | 0.96349 | 1
7.2177 | -7.721 | 1
99.1745 | -9.5257 | 1
13.567 | -17.4941 | 1
83.2247 | 32.7373 | 1
19.5488 | 62.0321 | 1
91.0781 | 35.7404 | 1
62.5078 | 15.8502 | 1
68.8263 | 29.9275 | 1
33.3034 | -22.1074 | 1
12.1697 | 50.9369 | 1
82.753 | 64.6106 | 1
96.5701 | -26.1185 | 1
27.3015 | -5.6923 | 1
14.4596 | 9.8868 | 1
70.4868 | -26.6633 | 1
27.8928 | 30.5805 | 1
66.7144 | -13.817 | 1
4.1601 | 29.101 | 1
93.549 | -8.8966 | 1
69.4109 | 54.8304 | 1
90.8605 | 39.4347 | 1
36.2052 | 68.9806 | 1
15.8122 | -27.733 | 1
12.4949 | -7.5913 | 1
26.942 | 6.4594 | 1
72.4961 | 20.7967 | 1
100.6999 | 21.8325 | 1
4.6422 | 40.4068 | 1
16.6362 | 58.7252 | 1
84.3556 | -9.0013 | 1
79.013 | 44.5416 | 1
37.648 | -23.3767 | 1
55.7241 | 4.8815 | 1
0.95753 | -7.247 | 1
63.6228 | 20.4857 | 1
2.78 | -10.7329 | 1
37.3747 | -22.731 | 1
38.9344 | 67.6608 | 1
87.0483 | 58.5862 | 1
1.3866 | -19.0756 | 1
17.0194 | -3.5288 | 1
39.1077 | -15.0139 | 1
22.5752 | 17.5436 | 1
53.843 | -25.8162 | 1
67.2558 | 44.9021 | 1
41.7186 | 54.1959 | 1
68.0203 | 58.3237 | 1
97.1471 | 31.709 | 1
48.0466 | 4.4986 | 1
90.5424 | 38.5799 | 1
25.4588 | 61.3303 | 1
29.5033 | 46.9484 | 1
19.8459 | 38.6976 | 1
49.6879 | 65.2117 | 1
9.6005 | 60.4498 | 1
12.5981 | 17.6402 | 1
43.4582 | 8.9906 | 1
72.6019 | -16.2953 | 1
71.2571 | -8.3765 | 1
78.7119 | -7.7413 | 1
44.5785 | 62.717 | 1
42.4079 | 35.9425 | 1
7.4734 | 16.1386 | 1
66.636 | -9.3342 | 1
78.3746 | -13.7141 | 1
12.6396 | 69.1137 | 1
20.4076 | -10.361 | 1
45.2357 | 57.4402 | 1
14.5514 | -14.8743 | 1
6.428 | -9.2443 | 1
42.4744 | 13.6719 | 1
9.6453 | 43.5767 | 1
41.0755 | -5.5047 | 1
77.7563 | -20.1943 | 1
49.483 | 29.9964 | 1
93.762 | 63.0209 | 1
82.2853 | 4.5881 | 1
60.9727 | 19.9394 | 1
14.9192 | 16.465 | 1
82.5699 | 4.0545 | 1
39.4779 | -5.2761 | 1
69.4848 | 68.2334 | 1
66.0006 | -5.3898 | 1
26.926 | 43.9186 | 1
49.7246 | 52.7024 | 1
92.0814 | -6.9403 | 1
16.2448 | -6.9034 | 1
51.973 | -13.7816 | 1
82.923 | 60.0694 | 1
10.6385 | -23.7174 | 1
85.8551 | 52.0424 | 1
60.1997 | -16.8274 | 1
50.5793 | 64.829 | 1
93.8823 | -8.3332 | 1
92.8734 | 49.2709 | 1
23.5111 | -22.8244 | 1
18.2081 | 10.2572 | 1
73.991 | 50.5537 | 1
66.8598 | -26.2458 | 1
41.7745 | 2.1726 | 1
32.4952 | 0.38709 | 1
71.2938 | 60.9197 | 1
78.3979 | 7.1481 | 1
39.2801 | -29.1535 | 1
42.1585 | 21.9845 | 1
6.4299 | 64.0759 | 1
43.8884 | 50.2896 | 1
53.3759 | 22.9298 | 1
52.2422 | 38.4775 | 1
67.3823 | 21.3663 | 1
92.1815 | -18.8848 | 1
12.4278 | 28.0117 | 1
66.6479 | 43.9207 | 1
60.4972 | 59.5827 | 1
72.2469 | -22.3976 | 1
64.9959 | 5.9999 | 1
28.7467 | -18.868 | 1
62.4038 | -18.1108 | 1
55.4901 | -24.6316 | 1
72.0855 | 0.1076 | 1
65.8941 | 10.2413 | 1
16.9482 | -27.6526 | 1
74.5788 | 33.6098 | 1
45.0757 | 14.9545 | 1
17.7479 | -18.8323 | 1
100.6922 | 12.6671 | 1
63.4448 | 38.701 | 1
95.0167 | -9.233 | 1
85.8963 | -24.7493 | 1
86.0369 | 30.2849 | 1
81.8599 | -17.5004 | 1
93.4645 | 43.1104 | 1
67.229 | 59.293 | 1
31.314 | 19.3601 | 1
93.5952 | 17.61 | 1
73.8915 | 2.186 | 1
18.1693 | 16.7657 | 1
6.5771 | -5.5694 | 1
45.4299 | 53.3968 | 1
19.8989 | 36.2508 | 1
43.172 | 13.8948 | 1
16.605 | 44.4279 | 1
14.096 | -6.7877 | 1
68.0719 | 3.7386 | 1
20.5494 | 21.2791 | 1
33.2822 | 60.9728 | 1
48.3517 | 37.7896 | 1
100.4293 | 23.8609 | 1
72.3215 | 16.8721 | 1
59.9868 | 8.7338 | 1
10.4718 | 53.2553 | 1
40.66 | 15.6976 | 1
19.6492 | 56.0445 | 1
31.8688 | -15.2972 | 1
98.8043 | 57.3732 | 1
0.29453 | 20.9661 | 1
88.3312 | 13.0849 | 1
60.4014 | 59.9743 | 1
95.1432 | 35.2922 | 1
46.4439 | -9.5657 | 1
5.3154 | 26.9765 | 1
10.2618 | 2.5939 | 1
49.1896 | 69.9658 | 1
22.3381 | -15.4602 | 1
78.9648 | 47.9081 | 1
53.4309 | 11.625 | 1
75.3011 | -20.4261 | 1
88.8794 | 62.5836 | 1
39.9491 | 38.6252 | 1
4.778 | -14.0255 | 1
55.3915 | 52.6025 | 1
38.9649 | 26.8153 | 1
79.6543 | -24.4822 | 1
52.2957 | 41.5975 | 1
36.2185 | 64.8019 | 1
42.2516 | 35.64 | 1
89.7682 | -26.2998 | 1
20.4597 | 54.1646 | 1
10.0069 | -1.6347 | 1
54.7505 | -2.4486 | 1
24.7503 | 45.2421 | 1
94.2261 | 60 | 1
36.7215 | -13.4893 | 1
9.5524 | 67.2409 | 1
5.4137 | 32.4796 | 1
74.5907 | 27.6225 | 1
72.2616 | 56.2559 | 1
81.1402 | 69.018 | 1
40.603 | 33.7264 | 1
79.5077 | 11.0092 | 1
78.97 | 59.8897 | 1
85.7636 | 69.3655 | 1
43.5928 | 55.4427 | 1
35.6752 | 30.4972 | 1
95.2996 | 12.131 | 1
49.5144 | -3.8445 | 1
32.6108 | 64.357 | 1
30.6734 | 35.202 | 1
41.7199 | 11.1657 | 1
16.2461 | 7.088 | 1
5.5665 | -20.4539 | 1
13.4355 | -6.7559 | 1
39.6042 | 32.5328 | 1
61.9338 | -3.5195 | 1
77.4775 | 26.7431 | 1
75.5338 | 3.116 | 1
63.6146 | 48.6545 | 1
4.8316 | -2.5867 | 1
51.6898 | 26.4027 | 1
69.683 | 6.4912 | 1
43.4312 | -7.4738 | 1
21.0634 | -19.5353 | 1
4.8275 | 48.769 | 1
92.316 | 49.6461 | 1
77.719 | 32.9355 | 1
49.0207 | -10.2063 | 1
97.6162 | 24.0053 | 1
32.1447 | -6.9236 | 1
11.8889 | -25.9049 | 1
73.6813 | -7.9671 | 1
7.683 | 26.5681 | 1
38.6512 | 55.344 | 1
25.0247 | -23.8906 | 1
40.4229 | -19.1593 | 1
96.9816 | 41.0066 | 1
18.5221 | -23.3733 | 1
28.4904 | 38.9891 | 1
26.2376 | 8.353 | 1
13.4628 | -11.5896 | 1
46.2868 | 48.2743 | 1
6.6422 | -4.718 | 1
100.0221 | 38.2302 | 1
76.4845 | 22.4994 | 1
40.3256 | 9.5468 | 1
59.5514 | 5.1366 | 1
26.3016 | -4.1563 | 1
75.9613 | 58.6445 | 1
16.5316 | 60.665 | 1
35.2993 | 29.5873 | 1
33.0964 | 2.7184 | 1
72.5376 | 4.4878 | 1
78.7195 | 45.1606 | 1
29.3894 | -9.3745 | 1
24.5582 | 47.1285 | 1
40.5454 | 47.0917 | 1
82.2834 | 7.9336 | 1
47.5193 | 7.7844 | 1
61.5132 | -4.7133 | 1
52.4282 | 26.2052 | 1
78.7562 | 20.9533 | 1
10.732 | 19.6483 | 1
39.2458 | -3.862 | 1
66.7688 | 24.6824 | 1
3.3492 | 4.0906 | 1
29.5941 | 61.9931 | 1
5.621 | 36.1199 | 1
10.9834 | 34.5116 | 1
86.4124 | 27.052 | 1
43.9907 | 55.1406 | 1
72.8544 | 27.1903 | 1
45.0108 | 35.5287 | 1
42.1025 | 36.4788 | 1
81.6566 | 68.2077 | 1
96.8295 | 52.4007 | 1
46.0274 | 5.2552 | 1
46.9889 | 19.0484 | 1
76.4055 | 62.4117 | 1
32.8657 | 26.3465 | 1
0.77585 | -27.8792 | 1
20.5093 | 16.9714 | 1
24.1894 | 24.9309 | 1
62.6016 | 44.8329 | 1
94.8213 | 69.2328 | 1
61.3877 | 67.0378 | 1
15.1173 | 57.9769 | 1
84.3497 | 53.4647 | 1
83.955 | -10.7747 | 1
45.4917 | -10.2189 | 1
82.8779 | -5.852 | 1
70.1986 | -9.8931 | 1
46.7684 | 59.8642 | 1
82.7781 | -18.0226 | 1
78.0175 | 66.9347 | 1
97.692 | 30.273 | 1
36.2603 | 66.2551 | 1
91.4407 | -20.6194 | 1
82.5336 | 22.7239 | 1
0.14251 | 35.0156 | 1
90.5145 | 9.0067 | 1
94.6643 | -20.3813 | 1
31.7716 | 8.3765 | 1
52.631 | -6.4356 | 1
32.3476 | 29.279 | 1
29.1605 | -11.5522 | 1
6.2572 | 1.1053 | 1
94.1223 | 53.2019 | 1
8.8448 | 7.1693 | 1
13.1883 | 23.7214 | 1
98.5465 | 53.523 | 1
43.9833 | 66.7304 | 1
21.0032 | 40.5673 | 1
92.4825 | -6.0758 | 1
37.2101 | 64.9903 | 1
8.1163 | -18.1345 | 1
79.0813 | -7.611 | 1
29.6563 | 29.4167 | 1
85.9775 | 62.089 | 1
89.3156 | 0.36151 | 1
19.0317 | -16.9776 | 1
7.4563 | 28.8535 | 1
87.8638 | 52.2129 | 1
68.5438 | 44.9803 | 1
56.8184 | 30.3039 | 1
74.3075 | 16.3081 | 1
58.038 | 32.8434 | 1
63.8021 | -4.231 | 1
11.0682 | 50.2382 | 1
65.7001 | 5.9805 | 1
17.3827 | -11.5294 | 1
17.6123 | 5.3649 | 1
50.6203 | 12.1003 | 1
26.9877 | 20.7741 | 1
60.6322 | 57.4162 | 1
97.7905 | -12.6767 | 1
47.4924 | 53.1019 | 1
1.5329 | 5.3098 | 1
24.5617 | 10.4431 | 1
63.6768 | 51.3743 | 1
4.1756 | 61.8118 | 1
60.6643 | -0.97528 | 1
11.9424 | -12.6906 | 1
41.2269 | 57.6167 | 1
59.8297 | 66.3275 | 1
44.7612 | 52.3051 | 1
85.6569 | 6.6261 | 1
50.9843 | -24.0703 | 1
24.1346 | 32.8825 | 1
29.394 | 60.6703 | 1
59.1764 | -21.2334 | 1
30.2699 | -27.3393 | 1
54.4794 | 45.457 | 1
58.127 | 3.7903 | 1
69.3148 | -17.7403 | 1
38.0143 | 50.8502 | 1
4.9101 | -27.9393 | 1
47.4805 | 58.4494 | 1
19.92 | 59.862 | 1
3.4123 | 23.4402 | 1
24.6262 | 25.6929 | 1
9.1938 | 33.8813 | 1
59.2709 | 61.5233 | 1
62.2351 | 35.6067 | 1
64.7682 | -11.4155 | 1
28.9674 | -15.2152 | 1
100.3488 | 43.9886 | 1
58.1148 | -1.1907 | 1
53.2364 | -17.9574 | 1
88.9921 | -7.0152 | 1
59.2742 | -4.7 | 1
53.9909 | 12.394 | 1
66.7997 | 59.2717 | 1
57.236 | -9.3364 | 1
8.0908 | 64.4716 | 1
72.8319 | 51.4439 | 1
42.6238 | -7.6895 | 1
87.4837 | 45.9741 | 1
59.8007 | -18.3307 | 1
94.3723 | -28.405 | 1
90.3576 | -17.7654 | 1
35.6841 | -13.2934 | 1
87.4412 | -13.4041 | 1
99.7762 | 12.4057 | 1
25.6388 | -7.386 | 1
88.308 | 67.6911 | 1
45.7032 | 58.9699 | 1
84.0527 | 7.7675 | 1
16.8433 | 54.1628 | 1
81.3519 | 4.4105 | 1
14.6062 | -0.81908 | 1
20.4154 | 48.2979 | 1
11.0865 | 1.1953 | 1
76.2651 | -27.4763 | 1
75.0847 | 43.8044 | 1
46.6714 | -11.6268 | 1
74.5783 | -26.8826 | 1
19.8308 | -28.5423 | 1
22.2365 | -5.5916 | 1
64.35 | 69.6053 | 1
54.7431 | -26.0445 | 1
62.1312 | 9.6725 | 1
8.3915 | -19.5655 | 1
65.37 | 61.4581 | 1
46.4505 | -23.864 | 1
78.3965 | -14.891 | 1
30.3793 | 16.4358 | 1
100.1466 | -17.0712 | 1
60.5934 | 2.9162 | 1
72.9107 | 46.7426 | 1
1.2609 | 15.7601 | 1
71.3602 | 63.648 | 1
77.4744 | 22.394 | 1
89.6007 | 9.7453 | 1
6.4286 | 38.3892 | 1
2.1089 | -12.4688 | 1
26.8858 | -8.7249 | 1
65.8358 | 44.8789 | 1
50.7919 | -27.4683 | 1
52.0098 | 24.1731 | 1
45.1397 | 47.7592 | 1
41.3297 | 36.3225 | 1
80.4641 | 48.8873 | 1
46.8355 | 50.3863 | 1
15.1854 | -18.6912 | 1
28.54 | 48.1122 | 1
37.5625 | 49.4973 | 1
22.9297 | 68.7553 | 1
30.0089 | 54.5336 | 1
59.9039 | 10.012 | 1
96.9973 | -28.2981 | 1
70.4957 | -10.1651 | 1
5.4857 | -25.425 | 1
4.0275 | 28.4386 | 1
99.0469 | 3.3081 | 1
78.365 | 4.422 | 1
28.9054 | -12.2976 | 1
91.1897 | 51.7909 | 1
51.2233 | -14.0548 | 1
68.3199 | 8.1646 | 1
6.4038 | 69.5672 | 1
81.954 | 53.8669 | 1
14.6528 | -17.9456 | 1
86.4414 | 45.1806 | 1
40.5368 | -18.3807 | 1
6.7807 | -25.2448 | 1
21.2993 | 17.0864 | 1
60.4113 | 56.8305 | 1
58.1986 | 56.1315 | 1
52.8886 | 34.7078 | 1
24.6643 | -25.5523 | 1
36.8623 | 59.7192 | 1
19.1615 | -13.1084 | 1
88.9581 | 8.4099 | 1
52.4139 | 67.7346 | 1
64.3769 | 62.0296 | 1
95.7154 | 27.3486 | 1
5.491 | 47.8392 | 1
7.0753 | 35.5091 | 1
19.7292 | 62.6832 | 1
67.7677 | -25.5091 | 1
62.4583 | -10.0996 | 1
13.6633 | 28.3353 | 1
27.0932 | 25.9268 | 1
90.6638 | -23.9148 | 1
75.8389 | 28.6188 | 1
73.6857 | 25.6433 | 1
48.1521 | -8.499 | 1
57.0573 | -12.5098 | 1
49.8925 | 39.5506 | 1
19.1336 | 63.275 | 1
31.6067 | -7.6152 | 1
52.4794 | -3.8094 | 1
96.7784 | -5.0502 | 1
89.3047 | 45.5957 | 1
87.0373 | 32.6403 | 1
95.3709 | 56.0965 | 1
11.9993 | 7.0648 | 1
54.835 | -27.6638 | 1
99.1776 | 14.8573 | 1
3.2691 | 9.7055 | 1
5.6197 | 46.602 | 1
72.0399 | 68.7957 | 1
97.1668 | 48.8077 | 1
79.6782 | -5.7161 | 1
57.7188 | 36.9877 | 1
61.1089 | -27.7507 | 1
53.3728 | 19.4622 | 1
7.53 | 1.335 | 1
75.2256 | 68.8122 | 1
58.0367 | 62.0393 | 1
90.8774 | 11.8237 | 1
83.1403 | -24.2174 | 1
60.6916 | 43.8449 | 1
60.695 | 55.7825 | 1
18.0745 | 34.71 | 1
46.8659 | -9.5617 | 1
89.385 | 32.9483 | 1
61.2189 | -28.6403 | 1
10.674 | 21.3253 | 1
87.0344 | 27.8798 | 1
83.6091 | 34.5578 | 1
88.7218 | 20.695 | 1
20.5443 | 13.6803 | 1
10.6844 | -0.66235 | 1
27.0726 | 49.04 | 1
0.38991 | 54.035 | 1
40.283 | 45.2187 | 1
48.4496 | 52.5316 | 1
16.3736 | -0.76211 | 1
89.0476 | 28.4927 | 1
68.1939 | 19.1582 | 1
94.8004 | 24.3679 | 1
54.1375 | -4.3949 | 1
75.4093 | 50.0758 | 1
87.9072 | 32.015 | 1
19.1408 | 43.4003 | 1
50.4322 | 12.4309 | 1
41.7661 | -9.1937 | 1
35.485 | 39.2096 | 1
39.457 | 4.1511 | 1
85.4553 | -1.6917 | 1
8.2408 | 59.8326 | 1
42.0513 | -24.4448 | 1
72.9464 | 39.1807 | 1
38.0665 | -28.4758 | 1
93.8593 | 56.1859 | 1
40.9448 | 40.73 | 1
1.6996 | -24.5927 | 1
39.6076 | -16.8627 | 1
15.4165 | 61.3065 | 1
56.2041 | 0.10089 | 1
35.5117 | 40.347 | 1
51.6321 | -20.3014 | 1
15.0581 | -14.6251 | 1
90.2206 | 19.7533 | 1
56.6682 | -0.13472 | 1
16.9287 | -19.1335 | 1
95.2991 | 41.0199 | 1
83.1822 | -6.5017 | 1
64.3404 | 28.0913 | 1
53.3398 | -15.5083 | 1
100.5342 | 23.2576 | 1
37.5083 | 62.5705 | 1
74.951 | -1.7078 | 1
9.0622 | 54.2674 | 1
88.1303 | 6.9715 | 1
81.6185 | 8.7713 | 1
84.6081 | 0.65211 | 1
2.334 | 57.4767 | 1
0.85246 | 42.1652 | 1
97.7808 | -4.535 | 1
25.2252 | 5.0356 | 1
69.1993 | 54.6876 | 1
90.4785 | -9.1375 | 1
38.7924 | -24.9498 | 1
11.9795 | 56.1392 | 1
21.0762 | 14.5542 | 1
42.3601 | 49.2553 | 1
88.5235 | -17.8536 | 1
28.1896 | 1.1014 | 1
25.7067 | -2.349 | 1
76.8135 | 21.5881 | 1
34.1362 | 58.4394 | 1
29.3051 | 38.3423 | 1
67.4012 | 38.2058 | 1
51.681 | 63.6789 | 1
6.513 | 61.0676 | 1
30.8088 | 38.5552 | 1
91.3118 | -18.6092 | 1
91.3267 | 18.6801 | 1
16.8578 | -26.4975 | 1
75.5011 | 50.8774 | 1
66.8095 | 15.5784 | 1
67.6321 | 31.2277 | 1
82.4121 | -19.4123 | 1
98.6953 | -10.5749 | 1
35.6267 | 29.9278 | 1
74.8867 | 38.232 | 1
23.0959 | 21.8915 | 1
18.4173 | 54.6047 | 1
11.4504 | -20.4931 | 1
7.8175 | -17.6217 | 1
80.6513 | 5.3091 | 1
13.8794 | 64.4399 | 1
12.6961 | 29.1002 | 1
8.4955 | 3.6191 | 1
63.8565 | -25.6895 | 1
70.259 | 0.60248 | 1
62.6549 | 14.2268 | 1
55.398 | 68.9775 | 1
57.6672 | 17.4861 | 1
92.8925 | 47.7711 | 1
53.7226 | -1.4925 | 1
69.6416 | 55.4519 | 1
72.7998 | 35.4374 | 1
1.9599 | -18.605 | 1
77.1285 | 12.5801 | 1
77.7338 | -26.1575 | 1
73.1153 | 13.3362 | 1
91.6776 | 41.2551 | 1
51.7793 | 8.3196 | 1
24.8145 | 13.562 | 1
58.3405 | 49.2947 | 1
81.8335 | 64.8119 | 1
73.762 | 61.7548 | 1
100.6933 | -10.7395 | 1
53.9147 | 19.2445 | 1
93.4617 | 50.7277 | 1
69.6657 | 9.38 | 1
68.0162 | 66.2987 | 1
94.3955 | 56.1464 | 1
67.9316 | 11.9573 | 1
69.8666 | 12.934 | 1
47.5629 | 3.9523 | 1
63.8555 | 35.4635 | 1
83.9577 | 28.5332 | 1
14.5324 | -2.3344 | 1
83.2629 | -18.8341 | 1
38.923 | -28.1148 | 1
26.5142 | -23.8943 | 1
72.4541 | 14.4994 | 1
84.7051 | 3.0133 | 1
33.5673 | -6.4777 | 1
42.8272 | 69.066 | 1
69.3461 | -2.4888 | 1
36.9776 | 16.3277 | 1
66.4157 | 36.1559 | 1
41.6812 | 66.0351 | 1
20.9197 | 50.4726 | 1
4.7817 | 41.2935 | 1
37.6491 | 40.0215 | 1
97.8676 | 29.4529 | 1
47.6871 | 22.6965 | 1
44.972 | 42.4243 | 1
27.4964 | 40.2937 | 1
45.2904 | 57.5916 | 1
97.4865 | -6.9248 | 1
25.1987 | 62.055 | 1
99.4131 | -11.4788 | 1
12.752 | 44.7507 | 1
70.8885 | -21.2345 | 1
84.3391 | 53.5111 | 1
12.3036 | 7.7048 | 1
34.2473 | -25.1582 | 1
1.8624 | -20.2109 | 1
95.5498 | -19.573 | 1
34.3671 | -28.5864 | 1
35.8114 | 17.1394 | 1
44.4933 | -3.6867 | 1
11.7079 | 12.2365 | 1
97.9606 | 28.3444 | 1
16.5648 | -24.8653 | 1
37.4208 | 14.5803 | 1
45.8475 | 2.2885 | 1
41.4011 | -19.5357 | 1
77.8515 | 21.3698 | 1
7.545 | 46.106 | 1
81.9157 | -28.6708 | 1
80.4302 | 61.753 | 1
29.07 | 21.6054 | 1
21.249 | 61.9876 | 1
17.0697 | -11.0701 | 1
90.0006 | 19.2971 | 1
82.8776 | -1.7576 | 1
93.0853 | 53.4078 | 1
79.4691 | 62.6105 | 1
20.4318 | -12.4969 | 1
22.8331 | 42.1912 | 1
71.9105 | 15.7221 | 1
58.1958 | -9.1093 | 1
76.3495 | 62.4263 | 1
49.2129 | -6.142 | 1
9.3522 | 25.7521 | 1
61.545 | -19.6848 | 1
55.6843 | 50.6608 | 1
29.9463 | 13.6007 | 1
12.1346 | -26.3123 | 1
78.3394 | 64.8269 | 1
18.4187 | -20.4013 | 1
0.63101 | 67.5573 | 1
95.0386 | 28.6781 | 1
47.4664 | 53.7088 | 1
64.4942 | 34.9997 | 1
57.8068 | 4.8959 | 1
36.7719 | 19.7782 | 1
31.524 | 7.4774 | 1
57.5476 | 38.6843 | 1
13.7651 | -10.7376 | 1
28.191 | -27.2918 | 1
84.7811 | 50.8893 | 1
89.0352 | 39.3773 | 1
31.3503 | 50.7385 | 1
69.9701 | 49.5742 | 1
31.7482 | 59.347 | 1
23.4922 | 43.9948 | 1
15.1251 | 42.9562 | 1
8.7381 | 12.6461 | 1
2.2874 | 19.5848 | 1
80.8341 | 67.8079 | 1
1.7824 | 46.7328 | 1
49.2837 | -3.4291 | 1
80.9286 | -1.7358 | 1
56.5711 | -16.3555 | 1
28.2456 | -27.149 | 1
70.1074 | 28.0846 | 1
77.5793 | 39.6659 | 1
45.9214 | -6.4284 | 1
97.2006 | -6.9905 | 1
23.2954 | 20.6357 | 1
92.2673 | 8.1786 | 1
35.9287 | 29.1829 | 1
62.3151 | 5.2101 | 1
79.8993 | -29.356 | 1
51.7926 | 34.5116 | 1
74.9732 | -0.94269 | 1
35.4729 | 40.8998 | 1
8.3082 | 58.5671 | 1
77.5057 | 2.7504 | 1
40.7419 | -20.7158 | 1
69.2532 | -16.6731 | 1
28.3878 | 24.7313 | 1
67.6099 | 59.2865 | 1
86.6634 | 9.4957 | 1
7.7502 | 43.8339 | 1
20.2746 | 11.4611 | 1
81.2826 | -5.1734 | 1
21.509 | -9.0669 | 1
99.8186 | 56.0132 | 1
83.8642 | 52.2143 | 1
34.6215 | 16.9669 | 1
46.8941 | 59.3053 | 1
55.6778 | 38.3949 | 1
65.8312 | -25.3658 | 1
22.6712 | 36.7712 | 1
4.5001 | 45.9172 | 1
79.7406 | 25.1697 | 1
67.2864 | 25.9772 | 1
24.6229 | 34.1765 | 1
31.5229 | -5.4105 | 1
68.9469 | 68.4536 | 1
49.0123 | 37.8059 | 1
8.2059 | 41.4492 | 1
56.6084 | 59.0188 | 1
98.0998 | 29.5893 | 1
78.0928 | 25.0731 | 1
8.5974 | 27.1672 | 1
36.6336 | 9.3229 | 1
34.3723 | -24.4588 | 1
55.3542 | 46.3352 | 1
34.3994 | -14.1532 | 1
43.5135 | -19.8517 | 1
99.9516 | 15.3006 | 1
29.567 | -14.7429 | 1
91.3439 | 61.5508 | 1
66.2571 | 21.0996 | 1
30.0758 | -21.0524 | 1
5.8112 | 63.2036 | 1
99.3055 | -0.38803 | 1
24.7724 | 53.7672 | 1
80.0211 | -13.4072 | 1
54.717 | 0.32501 | 1
76.8074 | 39.2645 | 1
46.6449 | -24.5614 | 1
48.2725 | -12.8567 | 1
39.8546 | 12.667 | 1
83.6708 | 29.603 | 1
23.7844 | -6.3972 | 1
66.8055 | -20.2686 | 1
77.6574 | 33.8699 | 1
21.8546 | 14.6256 | 1
62.3947 | 54.3217 | 1
53.0543 | 3.2071 | 1
45.213 | 68.1531 | 1
58.1483 | 61.7402 | 1
22.507 | 15.4577 | 1
4.738 | 29.1788 | 1
99.1026 | -0.68311 | 1
95.4292 | -24.4584 | 1
12.3199 | -6.8566 | 1
99.4058 | -17.9163 | 1
92.099 | 14.5204 | 1
25.3332 | -22.1904 | 1
42.4138 | -21.1289 | 1
27.5384 | 65.6334 | 1
6.8423 | -20.3525 | 1
27.0446 | 13.8516 | 1
64.4094 | 37.2132 | 1
67.9336 | -29.4612 | 1
43.3258 | 49.4505 | 1
83.5879 | -19.6327 | 1
48.2828 | 54.14 | 1
63.9296 | 8.191 | 1
41.0263 | -16.3005 | 1
7.3641 | 28.2064 | 1
59.2077 | 24.9646 | 1
9.7415 | -27.8004 | 1
73.4991 | -24.1138 | 1
28.5737 | 26.402 | 1
13.3391 | -12.6024 | 1
77.1899 | -9.9506 | 1
3.0648 | 64.7467 | 1
84.5505 | -0.1853 | 1
56.3995 | 37.6305 | 1
13.1951 | -5.3448 | 1
36.2449 | 17.0388 | 1
30.0271 | -8.5466 | 1
36.2511 | 63.0719 | 1
33.3077 | 45.7281 | 1
32.6799 | 36.0678 | 1
74.2728 | 20.374 | 1
75.3088 | 47.1396 | 1
55.0079 | 58.7432 | 1
72.3263 | -20.8939 | 1
70.7527 | -23.0969 | 1
62.6136 | 4.7579 | 1
3.529 | 64.4739 | 1
64.5744 | -26.6953 | 1
51.7665 | 67.909 | 1
1.6609 | 57.2659 | 1
14.587 | 12.1437 | 1
88.9085 | 37.1361 | 1
86.5953 | 37.7422 | 1
21.7146 | 18.3519 | 1
54.8966 | 66.1258 | 1
46.5285 | -9.5829 | 1
12.3681 | -5.3599 | 1
8.2292 | 19.8425 | 1
100.1027 | 14.2059 | 1
44.515 | -15.7356 | 1
50.1928 | 67.8963 | 1
43.8093 | 68.0445 | 1
94.8425 | 36.9961 | 1
66.3906 | 4.3508 | 1
69.8565 | 36.5103 | 1
78.4542 | -22.515 | 1
18.1868 | 6.0986 | 1
25.5946 | -22.7581 | 1
44.8589 | 56.6587 | 1
43.0309 | -27.6132 | 1
63.499 | -25.942 | 1
61.4235 | -20.3102 | 1
58.4626 | -9.732 | 1
99.0002 | -10.0631 | 1
64.4775 | -24.4561 | 1
34.8546 | 27.9317 | 1
20.4366 | 5.6658 | 1
70.3992 | 5.5399 | 1
3.0707 | 44.6649 | 1
78.8653 | -7.9071 | 1
28.9661 | 60.2244 | 1
8.3082 | -3.8536 | 1
90.4676 | -28.8903 | 1
75.1227 | 8.2232 | 1
37.0951 | 11.1935 | 1
3.4614 | -15.5932 | 1
82.983 | 10.9532 | 1
18.5494 | 41.9301 | 1
41.4002 | 14.6937 | 1
69.7798 | -0.84219 | 1
25.6808 | 47.6516 | 1
91.7843 | 50.5784 | 1
93.4929 | 63.8518 | 1
41.8199 | -0.26979 | 1
63.058 | 33.8461 | 1
35.034 | -12.2275 | 1
46.4622 | 43.5678 | 1
55.5173 | 21.6478 | 1
100.0447 | -17.4771 | 1
49.1017 | -23.8131 | 1
22.9719 | 63.7527 | 1
73.8504 | -22.9074 | 1
57.5063 | 25.232 | 1
74.1102 | 9.0931 | 1
41.4219 | 41.4885 | 1
37.7744 | 8.6248 | 1
74.6423 | 40.4969 | 1
75.4475 | 67.2835 | 1
45.2963 | 69.4818 | 1
16.0933 | 17.3994 | 1
46.0927 | -23.023 | 1
88.4548 | -9.1189 | 1
35.0035 | 28.0767 | 1
95.9492 | -26.6032 | 1
8.5113 | -27.3346 | 1
4.4358 | -26.2563 | 1
29.7902 | 17.6551 | 1
92.9411 | -24.9897 | 1
81.2225 | 6.4471 | 1
28.3168 | 3.7381 | 1
57.5374 | 55.5347 | 1
22.5274 | 37.9762 | 1
50.3445 | 53.5935 | 1
66.7174 | 28.9041 | 1
46.755 | 24.7572 | 1
18.204 | -28.5707 | 1
97.3703 | 25.3577 | 1
48.6331 | -29.0038 | 1
41.9538 | -20.0229 | 1
56.735 | 31.3251 | 1
20.7146 | -27.248 | 1
84.1688 | 10.0899 | 1
18.6465 | 21.2832 | 1
65.0949 | 11.5097 | 1
32.3853 | 33.5036 | 1
20.4365 | 5.1037 | 1
75.7592 | 30.3371 | 1
9.0602 | 32.6191 | 1
56.1529 | 35.3742 | 1
72.5766 | 5.74 | 1
36.2356 | 23.838 | 1
88.7509 | -16.2981 | 1
3.4948 | 54.8399 | 1
57.7043 | 42.3776 | 1
37.5322 | 22.7715 | 1
67.2807 | 44.9152 | 1
85.885 | 28.0998 | 1
35.1964 | 59.3016 | 1
63.9265 | 35.3151 | 1
60.6076 | 65.6119 | 1
57.8319 | 53.2582 | 1
43.3245 | -10.8145 | 1
46.3723 | -5.4949 | 1
12.385 | 64.3399 | 1
70.4774 | 24.9786 | 1
99.1889 | 36.104 | 1
27.5892 | -25.3631 | 1
81.4545 | -3.2768 | 1
52.2595 | 18.8722 | 1
84.6203 | 24.2319 | 1
84.6153 | 64.5477 | 1
33.9005 | 22.5884 | 1
83.6859 | -2.2791 | 1
37.1199 | 27.9695 | 1
12.0649 | 22.0724 | 1
12.9619 | 25.6023 | 1
20.269 | -16.449 | 1
61.9366 | -23.2975 | 1
89.9402 | -29.3914 | 1
64.2392 | -14.6279 | 1
37.2825 | -11.825 | 1
11.4346 | 40.0302 | 1
86.803 | 25.3245 | 1
28.0458 | 27.2555 | 1
59.6373 | -0.11554 | 1
1.5632 | 50.3697 | 1
84.7173 | 36.785 | 1
77.0389 | 27.8084 | 1
79.081 | 44.293 | 1
20.8734 | 28.1283 | 1
23.6982 | 63.0314 | 1
20.6581 | 6.263 | 1
0.28389 | 25.0286 | 1
7.0957 | 58.9163 | 1
94.9604 | 2.395 | 1
75.6958 | -19.8421 | 1
12.1635 | 30.8779 | 1
25.4538 | 11.5168 | 1
85.9672 | 62.4575 | 1
57.775 | 25.3015 | 1
18.1931 | -13.6958 | 1
94.9728 | 38.1042 | 1
46.0245 | -9.6043 | 1
86.374 | 58.669 | 1
32.6839 | 44.1437 | 1
80.4229 | 8.1422 | 1
80.5227 | 9.7778 | 1
25.9651 | 7.0252 | 1
4.6211 | 65.6137 | 1
100.6513 | -23.0827 | 1
31.751 | 1.1405 | 1
93.2489 | 59.8317 | 1
38.8116 | 49.4987 | 1
79.0329 | 29.6703 | 1
81.7158 | -11.3756 | 1
47.2399 | 51.2534 | 1
98.5578 | 29.9754 | 1
3.1513 | 29.2818 | 1
34.5283 | 68.1241 | 1
54.7204 | 36.422 | 1
37.2822 | 17.6944 | 1
10.34 | 5.8982 | 1
28.2846 | 14.9731 | 1
98.1558 | 16.469 | 1
37.3302 | -8.9614 | 1
57.6164 | -17.359 | 1
88.5444 | 8.5662 | 1
93.3889 | 32.4128 | 1
69.5386 | -6.0578 | 1
5.8187 | 20.0242 | 1
96.9624 | 35.6394 | 1
25.4321 | 1.4057 | 1
45.0982 | 22.1037 | 1
49.7878 | 64.6849 | 1
100.0195 | -6.9029 | 1
30.3181 | -20.9051 | 1
72.8164 | 45.5077 | 1
74.3796 | 34.7191 | 1
86.8902 | -18.1292 | 1
45.9453 | 47.9782 | 1
64.1819 | 21.0927 | 1
0.8733 | -27.5439 | 1
81.7523 | -11.1968 | 1
50.9706 | 50.5011 | 1
6.1372 | -14.5395 | 1
98.3082 | 63.9615 | 1
80.6342 | -5.0731 | 1
55.443 | -11.5223 | 1
50.5732 | 36.6736 | 1
68.0067 | 16.2213 | 1
59.745 | 40.051 | 1
11.3816 | 54.7143 | 1
89.5256 | 38.1086 | 1
10.4793 | -29.9741 | 1
18.2822 | 61.2028 | 1
88.1503 | -17.9768 | 1
87.7564 | 36.7157 | 1
34.944 | 15.0654 | 1
47.8037 | 38.7402 | 1
0.62315 | 26.4174 | 1
21.6599 | 6.909 | 1
91.293 | 17.1764 | 1
65.2738 | 38.2945 | 1
56.0845 | 55.5239 | 1
23.2552 | 42.1884 | 1
68.2654 | 1.4177 | 1
93.9268 | 41.8217 | 1
78.1919 | 52.0787 | 1
35.0023 | 23.3868 | 1
46.1269 | 57.2945 | 1
61.8937 | 6.9076 | 1
12.2996 | -29.354 | 1
74.394 | 42.7869 | 1
2.6469 | -23.3006 | 1
5.2484 | 57.122 | 1
54.075 | -4.612 | 1
89.814 | -2.8732 | 1
18.7519 | 68.9768 | 1
89.6449 | 25.8363 | 1
20.5465 | 7.1354 | 1
16.908 | -19.9677 | 1
80.8749 | -7.8107 | 1
96.4175 | 47.3352 | 1
53.1225 | 51.9718 | 1
92.0548 | -22.842 | 1
73.2922 | 62.7922 | 1
73.8921 | 46.7157 | 1
78.1224 | 32.7332 | 1
7.5395 | 17.186 | 1
40.999 | 66.2162 | 1
51.1348 | 68.6935 | 1
80.097 | 0.71897 | 1
93.2948 | -8.1359 | 1
99.2749 | 19.7338 | 1
58.439 | -26.2265 | 1
16.1665 | -2.0386 | 1
52.1639 | 15.9955 | 1
48.9794 | -4.3993 | 1
12.1442 | -10.4562 | 1
77.3283 | -27.0405 | 1
29.8031 | -15.6783 | 1
48.1374 | 19.7778 | 1
51.8429 | 47.1783 | 1
36.5786 | 31.1829 | 1
3.6788 | 22.7976 | 1
20.5277 | -21.2589 | 1
43.1685 | 57.9297 | 1
68.079 | -22.4344 | 1
30.0949 | -15.0388 | 1
66.1073 | -25.5945 | 1
15.0006 | 49.881 | 1
73.683 | 62.3413 | 1
58.8779 | 11.8607 | 1
52.3882 | -4.6022 | 1
89.7622 | -28.2515 | 1
17.3828 | 37.3554 | 1
62.1306 | -27.9456 | 1
78.2992 | 17.4186 | 1
94.238 | 66.389 | 1
92.0647 | 57.8295 | 1
53.8215 | 13.2151 | 1
42.1801 | -28.4503 | 1
45.5502 | 68.8397 | 1
33.7658 | -25.7325 | 1
4.6128 | 22.1521 | 1
100.4136 | 64.0284 | 1
81.9741 | 49.7814 | 1
17.1495 | 54.8241 | 1
33.1013 | 68.05 | 1
54.8731 | 60.4403 | 1
14.9779 | -7.357 | 1
47.602 | -15.3944 | 1
38.5182 | 49.462 | 1
59.7384 | -20.5929 | 1
14.9189 | 24.0119 | 1
29.6238 | 10.2404 | 1
98.4916 | 39.3998 | 1
70.6578 | 37.5433 | 1
60.0124 | 33.3899 | 1
2.2134 | 26.7899 | 1
76.5138 | 25.6385 | 1
76.5817 | 56.5176 | 1
42.4402 | 58.0462 | 1
92.4937 | 57.5856 | 1
67.1282 | 28.3344 | 1
91.2061 | 46.1368 | 1
56.7148 | 55.3523 | 1
71.6163 | -6.7538 | 1
70.3378 | 62.0351 | 1
20.1231 | 43.1454 | 1
75.1201 | -7.3099 | 1
94.5811 | 38.7741 | 1
11.2307 | 5.5429 | 1
55.5581 | 49.7559 | 1
64.4607 | 62.2007 | 1
13.0257 | 9.6129 | 1
63.3957 | 33.5836 | 1
29.0312 | 53.338 | 1
48.2767 | -19.7303 | 1
52.4331 | 26.2676 | 1
25.8253 | 68.4397 | 1
58.6482 | 56.6786 | 1
51.6969 | -5.8798 | 1
21.2541 | 39.2327 | 1
71.6179 | 32.9952 | 1
19.0344 | 29.0089 | 1
100.3857 | 47.4599 | 1
2.3265 | -13.7044 | 1
26.7339 | 23.9163 | 1
85.3384 | 36.0291 | 1
57.0759 | 44.5315 | 1
6.3822 | 11.5334 | 1
27.643 | 33.0597 | 1
98.8849 | 34.0187 | 1
80.9813 | 48.9333 | 1
71.471 | 23.0596 | 1
77.4802 | 67.6712 | 1
65.2851 | -20.1317 | 1
42.2795 | -16.8312 | 1
89.8051 | 2.3253 | 1
20.3741 | -27.1001 | 1
57.5239 | 63.0349 | 1
32.0572 | -21.5601 | 1
60.0857 | 65.3435 | 1
1.2123 | 17.9277 | 1
10.2527 | 45.2935 | 1
24.3657 | 63.7765 | 1
3.8828 | 58.7475 | 1
30.1607 | 20.7668 | 1
36.6944 | 57.1018 | 1
18.3096 | 34.1013 | 1
90.1724 | -6.1863 | 1
1.5772 | 14.0442 | 1
13.029 | 23.7257 | 1
62.8905 | 43.1478 | 1
17.118 | 48.5251 | 1
33.6887 | 16.5252 | 1
32.6866 | 54.9519 | 1
40.5861 | -16.8284 | 1
67.6127 | -17.5541 | 1
75.3527 | -14.6163 | 1
9.9109 | -6.1492 | 1
75.2506 | 7.9209 | 1
24.8654 | 15.1335 | 1
6.0067 | -24.2898 | 1
44.1053 | 28.114 | 1
22.0854 | 24.4471 | 1
92.242 | -21.4565 | 1
15.4103 | -29.8301 | 1
82.2725 | -11.3471 | 1
60.4525 | 53.3027 | 1
23.3306 | 25.1971 | 1
74.7293 | 23.6905 | 1
88.8647 | -27.1477 | 1
65.4276 | 26.9594 | 1
96.4253 | 14.9255 | 1
87.1668 | 16.9461 | 1
0.70654 | -6.712 | 1
0.094332 | -3.0211 | 1
65.8326 | 9.5681 | 1
93.1376 | 28.0978 | 1
23.0426 | 46.5177 | 1
48.1068 | 22.9437 | 1
37.9983 | -6.8564 | 1
32.5881 | 29.4945 | 1
5.5326 | 32.173 | 1
23.0273 | 54.2374 | 1
64.6765 | 45.0436 | 1
16.2295 | 43.0039 | 1
98.8267 | 68.2624 | 1
4.3289 | -16.7101 | 1
21.0234 | 26.9081 | 1
89.5111 | 58.9846 | 1
100.4234 | -27.7175 | 1
17.946 | 16.3382 | 1
22.2586 | 35.9857 | 1
1.451 | 37.6329 | 1
30.5418 | -4.2796 | 1
24.4204 | -4.697 | 1
51.7528 | -24.3793 | 1
81.174 | 34.9753 | 1
90.4208 | 9.8898 | 1
91.8371 | 58.5774 | 1
41.1226 | -21.6105 | 1
99.7296 | 36.9784 | 1
97.8012 | 51.6068 | 1
53.6193 | 44.5942 | 1
11.2118 | 30.4099 | 1
34.7742 | 3.6371 | 1
83.941 | 33.9154 | 1
50.759 | 30.9217 | 1
80.1166 | 20.8271 | 1
24.6847 | 32.4528 | 1
16.0138 | 7.6435 | 1
64.7008 | 34.8428 | 1
42.1266 | 65.0447 | 1
51.6162 | -5.7822 | 1
6.9309 | 52.3355 | 1
60.1175 | 68.6803 | 1
97.8661 | 5.7504 | 1
7.7866 | 0.38023 | 1
20.5012 | 52.2472 | 1
52.3763 | 49.924 | 1
17.6447 | 3.4304 | 1
35.763 | 55.5991 | 1
64.7573 | -14.6642 | 1
100.1514 | 3.9159 | 1
47.6924 | 48.2914 | 1
0.38698 | 50.4368 | 1
81.0209 | 55.306 | 1
12.9664 | 6.6266 | 1
88.9396 | -27.221 | 1
35.4226 | 37.6406 | 1
25.1182 | -11.4732 | 1
36.2922 | 58.3372 | 1
77.5565 | 25.5565 | 1
95.4882 | 48.2398 | 1
17.441 | 10.0953 | 1
91.1967 | 23.1872 | 1
41.0942 | 53.4469 | 1
5.7465 | -0.2775 | 1
100.7083 | 27.289 | 1
73.9376 | 14.4275 | 1
50.2718 | -22.8654 | 1
82.1225 | -19.3242 | 1
71.4065 | 3.8229 | 1
90.865 | -28.5919 | 1
57.0926 | 0.21149 | 1
25.5836 | 63.394 | 1
3.6533 | 45.4716 | 1
98.6042 | 21.1678 | 1
53.7485 | 44.7086 | 1
21.0023 | 24.8259 | 1
39.9691 | -17.4072 | 1
63.8589 | 64.7821 | 1
82.9797 | -6.8373 | 1
88.926 | -26.2346 | 1
26.6426 | 9.3956 | 1
75.8105 | -2.3795 | 1
56.5419 | 18.6072 | 1
97.5087 | -24.7647 | 1
70.0783 | 57.5587 | 1
42.5442 | 35.1822 | 1
49.7231 | 45.773 | 1
21.3891 | 37.5434 | 1
78.2332 | -15.4468 | 1
41.0189 | 56.1048 | 1
56.9595 | 37.1401 | 1
86.2387 | 1.0646 | 1
32.7112 | -25.0545 | 1
86.7178 | -7.6446 | 1
24.3325 | 31.9343 | 1
26.7672 | -4.9517 | 1
74.1544 | 57.7762 | 1
77.8695 | 9.2198 | 1
52.6243 | 49.4497 | 1
56.2134 | 46.7226 | 1
28.5141 | -20.7558 | 1
33.5921 | 56.8594 | 1
35.3488 | 32.5386 | 1
49.1446 | 64.2866 | 1
28.7976 | 31.1921 | 1
54.3352 | -25.7482 | 1
95.5652 | 1.7114 | 1
59.0079 | -21.2539 | 1
15.0364 | -18.0609 | 1
50.8754 | 3.7304 | 1
100.8848 | 42.9731 | 1
12.9547 | 54.3042 | 1
61.6881 | -20.0384 | 1
93.2912 | 58.3224 | 1
99.712 | 19.1009 | 1
3.0626 | 44.99 | 1
87.9918 | 17.1252 | 1
48.9468 | 57.3555 | 1
66.3675 | 36.3691 | 1
39.8918 | -10.2012 | 1
53.4808 | -18.7232 | 1
66.2582 | 8.3766 | 1
25.3548 | 44.1493 | 1
34.8062 | -16.9816 | 1
60.1537 | -3.642 | 1
15.291 | 35.1255 | 1
99.1275 | -0.49162 | 1
1.0304 | 33.1885 | 1
9.4199 | 4.2506 | 1
85.3703 | 29.501 | 1
89.323 | -8.4654 | 1
13.4879 | 31.0817 | 1
25.957 | -2.494 | 1
4.36 | -9.7664 | 1
65.444 | 68.5575 | 1
24.9547 | 8.3443 | 1
84.3736 | -24.5346 | 1
12.3839 | 5.1462 | 1
67.483 | 49.6586 | 1
1.6144 | 43.1337 | 1
41.0231 | 26.3549 | 1
63.7718 | 33.9091 | 1
2.6547 | -13.98 | 1
92.2862 | 49.1503 | 1
45.8149 | 44.6091 | 1
2.165 | -12.5532 | 1
85.349 | 56.8964 | 1
0.67987 | -28.7892 | 1
37.5693 | 40.9814 | 1
50.0168 | 57.116 | 1
100.7675 | 59.1477 | 1
58.3514 | 9.0102 | 1
10.6269 | 22.4273 | 1
36.0734 | 60.088 | 1
92.7204 | 21.4336 | 1
3.7343 | -15.6994 | 1
78.5083 | -15.5119 | 1
76.8173 | 21.4166 | 1
30.9776 | 25.6863 | 1
99.9874 | -14.6284 | 1
73.5207 | -26.8871 | 1
19.3831 | -12.3011 | 1
99.6534 | 24.1588 | 1
90.7584 | -25.8195 | 1
61.5685 | 10.5797 | 1
75.0405 | -1.709 | 1
79.0438 | 47.3314 | 1
21.2506 | -4.3918 | 1
55.326 | 28.4029 | 1
22.3372 | -5.901 | 1
73.0856 | 28.9174 | 1
86.44 | 27.3426 | 1
3.3365 | 52.3584 | 1
94.1305 | -22.525 | 1
50.4722 | 49.203 | 1
38.1437 | 10.4819 | 1
66.3211 | 20.823 | 1
68.4966 | 50.8807 | 1
58.3811 | 17.1768 | 1
2.4966 | 52.2331 | 1
77.5863 | 22.0105 | 1
94.0421 | 55.1305 | 1
11.6398 | 51.6081 | 1
66.481 | -2.9238 | 1
95.9498 | 9.5337 | 1
13.8068 | 28.3389 | 1
16.5887 | 34.1981 | 1
12.3517 | 12.2456 | 1
74.7634 | 27.2327 | 1
15.177 | -10.6856 | 1
48.4581 | -4.6362 | 1
37.8668 | 37.5939 | 1
25.396 | -23.9366 | 1
6.4197 | 16.3216 | 1
46.5713 | -16.962 | 1
94.204 | 12.9813 | 1
14.2089 | 10.7661 | 1
60.2801 | 36.0897 | 1
82.1248 | 50.9127 | 1
34.1482 | 49.1084 | 1
48.5348 | 64.202 | 1
67.2221 | 24.4827 | 1
84.4769 | 10.8333 | 1
39.7755 | -29.0828 | 1
48.2884 | 35.7847 | 1
43.9664 | 27.6435 | 1
15.3129 | 41.4602 | 1
13.1509 | 17.6209 | 1
2.5534 | 5.0523 | 1
12.5581 | -23.0498 | 1
86.2592 | 7.8512 | 1
52.344 | 1.729 | 1
8.7783 | 5.8933 | 1
95.3586 | 19.7481 | 1
49.6883 | 67.5906 | 1
25.3316 | -9.003 | 1
55.3122 | -7.0196 | 1
63.6206 | -17.5631 | 1
1.3794 | -2.1568 | 1
89.1937 | 29.5944 | 1
19.6562 | 50.1751 | 1
62.1789 | 65.7596 | 1
2.2844 | -23.1596 | 1
10.3535 | 14.342 | 1
96.3306 | 66.6406 | 1
56.6499 | 43.8544 | 1
72.2759 | 1.9102 | 1
48.798 | 23.6146 | 1
86.0069 | 56.0032 | 1
16.3161 | -0.30579 | 1
26.2188 | 39.7999 | 1
89.9337 | 64.9543 | 1
32.0484 | -29.7641 | 1
29.898 | 6.3475 | 1
81.5039 | 31.1158 | 1
55.02 | -17.8458 | 1
10.9217 | -19.0682 | 1
28.6769 | 63.0763 | 1
46.518 | -1.474 | 1
29.9104 | 64.8508 | 1
94.7768 | 5.1787 | 1
3.5314 | 53.6588 | 1
64.4707 | 63.3736 | 1
87.7307 | 10.1836 | 1
77.1734 | 56.5787 | 1
4.1354 | 63.7753 | 1
50.2553 | -27.2294 | 1
59.323 | 51.5528 | 1
40.8162 | 4.7064 | 1
4.8571 | 41.8655 | 1
42.2493 | 28.866 | 1
31.362 | 22.6256 | 1
98.1617 | 16.1941 | 1
56.6004 | 59.3081 | 1
54.4892 | 52.3582 | 1
58.1802 | 44.4208 | 1
84.0826 | -29.4992 | 1
68.9642 | -13.3902 | 1
66.0463 | 33.3107 | 1
59.4573 | 56.7004 | 1
56.8814 | -29.1016 | 1
98.4089 | 43.2484 | 1
90.1891 | 48.8191 | 1
93.7071 | 12.3489 | 1
47.9509 | 56.4167 | 1
66.9055 | -11.4153 | 1
69.8803 | -17.3589 | 1
93.8241 | 33.1329 | 1
50.8833 | 44.3785 | 1
10.5941 | -9.3275 | 1
37.4391 | -20.575 | 1
34.0622 | 22.7054 | 1
98.7844 | -25.8442 | 1
2.3786 | 46.6205 | 1
18.75 | -1.789 | 1
48.5714 | 44.5322 | 1
38.5638 | -13.5991 | 1
41.7323 | 8.5374 | 1
80.3473 | 25.6244 | 1
37.4312 | -2.3357 | 1
28.292 | 1.3743 | 1
71.3705 | -12.4577 | 1
44.6874 | -22.7647 | 1
51.6692 | 23.5282 | 1
54.9293 | 4.685 | 1
67.6177 | -14.7834 | 1
13.1669 | 42.8925 | 1
21.8041 | 25.3291 | 1
22.171 | 53.9947 | 1
43.9125 | 61.2069 | 1
52.099 | -0.9597 | 1
26.4745 | -25.4982 | 1
20.2254 | 48.3507 | 1
29.6778 | 39.8719 | 1
53.7438 | 17.9616 | 1
90.9631 | 27.4639 | 1
85.7652 | 64.8868 | 1
56.5587 | 45.6253 | 1
62.34 | 5.9731 | 1
0.93912 | 43.0077 | 1
65.4732 | 20.7771 | 1
89.9212 | 45.9796 | 1
49.7569 | 17.9712 | 1
33.5455 | 13.4293 | 1
31.8873 | -22.4914 | 1
70.1753 | -7.3359 | 1
86.5564 | 53.4996 | 1
22.6895 | 56.2452 | 1
100.945 | -3.481 | 1
85.3 | 60.9942 | 1
83.5614 | 39.465 | 1
45.0779 | 36.5345 | 1
92.7665 | 39.5066 | 1
52.3074 | 3.2379 | 1
28.2034 | 25.0693 | 1
8.762 | -14.1848 | 1
93.9328 | -5.0533 | 1
12.4355 | -22.5604 | 1
58.5278 | 18.08 | 1
71.1154 | 7.9214 | 1
79.5186 | 38.158 | 1
91.4221 | -1.7011 | 1
64.3933 | -13.6968 | 1
31.4175 | 32.6821 | 1
93.1761 | -28.6488 | 1
0.12461 | 55.4837 | 1
67.4189 | -17.7294 | 1
11.6507 | 37.9731 | 1
64.1049 | 27.0439 | 1
30.8538 | 6.4725 | 1
81.0541 | 13.4385 | 1
49.5508 | -15.0375 | 1
73.7542 | 63.6692 | 1
54.5901 | 37.5381 | 1
15.9403 | 16.0617 | 1
14.5838 | -11.6785 | 1
14.232 | 26.6893 | 1
81.4809 | -1.551 | 1
88.6529 | 18.8364 | 1
41.1688 | 65.3642 | 1
93.0702 | 62.4633 | 1
77.5046 | 15.8983 | 1
8.654 | 65.9184 | 1
98.6385 | 36.6576 | 1
90.3719 | 19.3703 | 1
19.4563 | 24.133 | 1
25.7158 | 0.183 | 1
76.4334 | -6.8154 | 1
58.6974 | 31.2153 | 1
27.9072 | 60.7302 | 1
62.2427 | 66.6028 | 1
25.9485 | 16.751 | 1
41.0924 | 67.8173 | 1
17.6817 | 30.9439 | 1
76.7648 | 25.0271 | 1
46.877 | 7.619 | 1
13.3425 | 54.8198 | 1
90.3892 | 48.0388 | 1
98.1747 | 28.596 | 1
23.5448 | 9.0075 | 1
64.2569 | -11.6291 | 1
26.3982 | 35.4543 | 1
51.5615 | -4.8442 | 1
96.2422 | 9.6056 | 1
92.0962 | 12.2468 | 1
0.78115 | 67.5617 | 1
77.771 | -13.7756 | 1
44.6362 | 34.0633 | 1
96.5067 | 11.799 | 1
59.6951 | 61.9489 | 1
37.6535 | 5.4562 | 1
0.24068 | 13.46 | 1
88.9733 | 31.743 | 1
30.408 | 14.9978 | 1
34.2016 | 61.4978 | 1
78.9621 | 29.4456 | 1
47.3134 | 1.0968 | 1
40.3659 | -1.1992 | 1
93.5139 | 20.7246 | 1
68.4597 | -13.2452 | 1
32.8249 | -6.1083 | 1
27.6104 | 21.9425 | 1
11.5877 | 11.4928 | 1
88.7181 | 60.4926 | 1
3.7677 | 4.7238 | 1
46.1166 | -21.8084 | 1
92.3086 | 19.8603 | 1
11.3395 | 62.738 | 1
45.2518 | 43.4196 | 1
66.2694 | -24.2428 | 1
46.036 | -24.5814 | 1
69.23 | 7.8278 | 1
91.9838 | -1.178 | 1
57.5858 | 46.2138 | 1
53.7382 | 56.275 | 1
82.9507 | -15.5853 | 1
29.7104 | 40.4985 | 1
25.5119 | 68.1897 | 1
17.4363 | 0.99018 | 1
82.0432 | 15.9694 | 1
80.2262 | 12.0863 | 1
75.1132 | -22.5131 | 1
11.0423 | 10.1196 | 1
79.5865 | 42.0715 | 1
77.6751 | 32.0844 | 1
31.7733 | -28.7761 | 1
45.482 | 65.7462 | 1
74.0064 | 6.603 | 1
36.0561 | 1.9553 | 1
61.052 | -21.0264 | 1
79.1081 | 12.2281 | 1
59.2128 | 66.0827 | 1
0.69918 | -22.7845 | 1
47.8409 | 7.1599 | 1
72.4118 | -28.6823 | 1
74.9215 | 66.6551 | 1
3.9145 | 41.6758 | 1
12.4373 | 48.6443 | 1
28.6221 | -1.0749 | 1
86.7951 | -19.6467 | 1
9.7057 | 30.3348 | 1
7.4807 | 20.2381 | 1
46.2096 | -17.1078 | 1
39.215 | -19.7532 | 1
49.7119 | 45.3501 | 1
63.3763 | -2.3171 | 1
84.3761 | 32.8534 | 1
81.2973 | -18.2064 | 1
94.81 | 65.5628 | 1
72.1029 | 25.8484 | 1
27.4802 | 60.2406 | 1
3.7235 | 20.7672 | 1
76.4107 | -2.2698 | 1
62.9823 | 7.6645 | 1
69.9591 | 55.0356 | 1
81.8306 | 58.8134 | 1
92.0976 | 2.2331 | 1
50.3507 | 11.0622 | 1
37.8519 | -4.3367 | 1
96.9716 | 48.9768 | 1
83.202 | 40.9483 | 1
5.8751 | 9.7116 | 1
99.5462 | 39.3801 | 1
90.8125 | 41.1904 | 1
71.8099 | -29.6143 | 1
48.0056 | 51.5605 | 1
65.5731 | 35.4442 | 1
36.9666 | 20.7644 | 1
10.5869 | -9.7382 | 1
68.3547 | 29.447 | 1
3.565 | 4.9887 | 1
39.9133 | 32.4962 | 1
65.975 | 15.4219 | 1
6.6426 | -13.9017 | 1
22.3858 | 20.9263 | 1
28.1252 | 24.9931 | 1
58.2366 | -24.6294 | 1
21.4381 | 5.6328 | 1
7.6298 | -14.6274 | 1
18.9697 | -29.3871 | 1
67.9385 | -27.8946 | 1
32.2698 | 31.7007 | 1
7.1539 | 49.9639 | 1
71.6778 | 34.0784 | 1
57.2673 | 2.8701 | 1
2.0902 | 11.8944 | 1
29.6156 | 66.1972 | 1
98.0379 | -18.0914 | 1
96.2857 | 15.4396 | 1
0.79613 | -27.8709 | 1
59.3736 | 17.7739 | 1
32.008 | 43.6581 | 1
19.8746 | 16.7806 | 1
21.0224 | -27.5744 | 1
9.3795 | -5.3806 | 1
76.8329 | 11.5896 | 1
31.8919 | -4.0373 | 1
60.0617 | 63.9454 | 1
78.2317 | 54.131 | 1
56.2064 | -21.4005 | 1
98.5508 | 62.2613 | 1
82.9779 | 39.8839 | 1
35.1339 | 62.6335 | 1
55.3706 | 66.7691 | 1
90.9945 | -11.5355 | 1
16.4689 | 34.8345 | 1
33.8815 | 50.74 | 1
85.1372 | 41.1722 | 1
28.6341 | 5.4993 | 1
0.0095963 | 1.485 | 1
68.6178 | 55.0727 | 1
39.1221 | 17.5248 | 1
99.6874 | 23.2144 | 1
87.5335 | 30.7773 | 1
83.871 | 68.166 | 1
55.6422 | 21.324 | 1
6.2867 | -7.2834 | 1
97.0978 | 40.7904 | 1
42.2597 | 57.5154 | 1
62.1454 | -29.158 | 1
100.0904 | 31.3607 | 1
70.6329 | -29.674 | 1
11.2604 | 47.7928 | 1
62.2909 | 62.5727 | 1
66.4246 | 0.31164 | 1
31.0418 | 58.8528 | 1
26.0746 | -8.979 | 1
3.962 | 52.4253 | 1
14.6224 | 50.8773 | 1
40.7568 | 55.487 | 1
14.7935 | 2.9198 | 1
92.3761 | 59.7152 | 1
80.0613 | 56.4496 | 1
2.5751 | 30.3061 | 1
76.8797 | 43.5374 | 1
94.2486 | 27.0631 | 1
64.5254 | -8.329 | 1
93.7991 | 28.8849 | 1
99.7748 | 14.5365 | 1
45.6746 | 66.9625 | 1
83.8256 | -15.1433 | 1
81.9627 | -3.609 | 1
67.4063 | 30.128 | 1
78.8889 | 6.1002 | 1
69.1722 | 23.9114 | 1
6.3189 | 51.1885 | 1
51.7917 | 15.6676 | 1
92.7073 | 7.2475 | 1
37.7668 | -23.0997 | 1
84.7726 | 8.0316 | 1
13.2032 | 18.6178 | 1
14.9985 | 15.0214 | 1
5.6091 | 27.582 | 1
62.9656 | 42.8521 | 1
64.6465 | -2.8653 | 1
36.3622 | 44.4514 | 1
85.2387 | 62.112 | 1
34.9562 | -26.9477 | 1
56.8504 | 37.5222 | 1
60.4899 | 49.4948 | 1
32.5636 | -19.6442 | 1
92.961 | -16.5407 | 1
78.6396 | 6.1278 | 1
65.1776 | 3.946 | 1
3.4113 | 28.2161 | 1
37.7628 | 67.2402 | 1
5.265 | -3.9669 | 1
46.522 | 8.6303 | 1
84.4617 | -26.3443 | 1
29.0529 | -10.5362 | 1
27.5769 | -3.3478 | 1
79.9827 | 3.0028 | 1
86.6659 | 45.2173 | 1
45.2789 | 52.0076 | 1
20.5293 | 2.8829 | 1
38.659 | 51.7529 | 1
16.9563 | 5.743 | 1
69.0943 | -27.2778 | 1
21.1731 | 30.489 | 1
8.5809 | -10.6086 | 1
21.5702 | -18.0689 | 1
54.2691 | -9.5857 | 1
6.2534 | 16.9053 | 1
54.3937 | -19.8212 | 1
60.0637 | -9.771 | 1
52.2778 | -28.9427 | 1
16.6042 | -10.7327 | 1
75.531 | 26.4713 | 1
48.1925 | -27.5142 | 1
90.386 | -25.3373 | 1
66.2191 | 60.3097 | 1
25.1609 | 41.2269 | 1
100.0186 | -17.6865 | 1
79.1768 | 11.4138 | 1
83.3577 | -26.2688 | 1
33.9763 | 47.0054 | 1
91.9252 | 38.914 | 1
81.5823 | 41.7531 | 1
98.5807 | 33.0012 | 1
26.046 | 46.3084 | 1
63.5386 | 0.0086839 | 1
38.6599 | 0.070259 | 1
29.2708 | -10.0084 | 1
98.8357 | 64.8813 | 1
76.7853 | 27.4363 | 1
15.8134 | 21.3923 | 1
62.9755 | 39.8926 | 1
77.4521 | 41.6445 | 1
46.9567 | 44.6963 | 1
66.5967 | 23.9817 | 1
86.4162 | 20.0516 | 1
74.0851 | -10.836 | 1
69.2015 | 41.0262 | 1
28.17 | -3.7064 | 1
83.7364 | -10.5445 | 1
36.8672 | 4.5238 | 1
37.489 | -11.7482 | 1
43.9493 | -26.2752 | 1
57.8542 | 59.367 | 1
64.8198 | 27.1875 | 1
70.7226 | 26.4413 | 1
45.5574 | 4.6563 | 1
65.2663 | 19.8023 | 1
96.2791 | 47.1125 | 1
63.4371 | 58.0265 | 1
85.6941 | 36.4604 | 1
46.0451 | -17.2887 | 1
64.9248 | -13.2989 | 1
68.0629 | 46.5119 | 1
19.7247 | 30.8951 | 1
24.7776 | 61.8564 | 1
13.9428 | -24.6707 | 1
14.7042 | 30.4872 | 1
72.8779 | 23.2019 | 1
56.1886 | 30.6899 | 1
11.9414 | 3.2324 | 1
8.5179 | -28.716 | 1
61.7077 | 19.8655 | 1
68.8568 | 23.4074 | 1
4.7028 | 58.7571 | 1
63.9473 | 43.2924 | 1
74.2666 | 9.2291 | 1
91.4513 | 27.1457 | 1
27.5484 | -27.5853 | 1
10.1469 | 32.9288 | 1
88.3817 | -21.3005 | 1
53.8042 | -29.639 | 1
94.5778 | 26.3745 | 1
40.6322 | 30.9543 | 1
51.6557 | 69.2147 | 1
37.0795 | 43.9313 | 1
93.248 | -3.1297 | 1
58.011 | 18.4762 | 1
30.6533 | 66.3275 | 1
79.0945 | -29.8102 | 1
4.3105 | -10.4194 | 1
82.0454 | 8.745 | 1
95.4268 | 16.7393 | 1
95.515 | -25.4689 | 1
76.2819 | 21.1494 | 1
59.7832 | -11.1364 | 1
90.3351 | 52.7411 | 1
62.924 | 40.9969 | 1
17.2692 | 30.9553 | 1
81.9974 | 8.9078 | 1
39.4913 | 12.4248 | 1
82.3628 | 54.5899 | 1
7.5311 | 56.728 | 1
91.4482 | 59.8427 | 1
74.0929 | -9.3014 | 1
21.6678 | 68.9749 | 1
69.6805 | 59.9517 | 1
12.9101 | 19.6193 | 1
54.5599 | 48.6213 | 1
2.5453 | 14.6064 | 1
8.1423 | 60.6089 | 1
24.2701 | 51.3066 | 1
78.4924 | 48.0056 | 1
75.3608 | 62.8906 | 1
35.1093 | -17.4676 | 1
3.6799 | 66.7375 | 1
58.592 | 12.4245 | 1
40.0273 | -18.7471 | 1
38.5876 | -25.6143 | 1
98.2222 | 21.4436 | 1
67.2598 | 23.5481 | 1
41.7414 | -8.3721 | 1
73.9789 | 63.0665 | 1
89.0655 | 56.9839 | 1
3.6717 | 51.2969 | 1
4.3548 | 59.3828 | 1
41.8098 | 10.7414 | 1
36.9559 | 18.4388 | 1
1.354 | 60.6978 | 1
96.7881 | 27.4499 | 1
31.3852 | 23.5063 | 1
43.7618 | 35.7374 | 1
11.6518 | -26.2325 | 1
15.6394 | 59.6112 | 1
8.2541 | 68.3514 | 1
39.5491 | 53.3235 | 1
98.498 | 24.7563 | 1
52.5987 | 41.7747 | 1
15.1906 | 41.7832 | 1
50.2979 | 18.2136 | 1
3.8195 | -0.030822 | 1
34.5337 | -18.0259 | 1
27.3807 | -16.485 | 1
61.7131 | -24.1821 | 1
52.6257 | 64.1105 | 1
38.1165 | 32.4634 | 1
0.16498 | -26.2499 | 1
61.0403 | 22.3032 | 1
57.5509 | 23.5961 | 1
30.9925 | 36.3006 | 1
20.2225 | 9.9075 | 1
35.1222 | 8.9108 | 1
39.3202 | 68.4226 | 1
45.9464 | -1.9691 | 1
37.7928 | 12.4299 | 1
28.2907 | 28.834 | 1
64.3324 | 18.4792 | 1
68.2804 | 48.4216 | 1
32.4753 | -21.379 | 1
87.8032 | 16.9909 | 1
68.8613 | -18.5829 | 1
15.8292 | 28.4436 | 1
35.6439 | 39.5698 | 1
60.6766 | 43.7618 | 1
37.9509 | -16.1696 | 1
81.3971 | 58.9429 | 1
93.8 | 6.1394 | 1
66.5479 | 36.0568 | 1
99.543 | 5.2503 | 1
81.8755 | 1.7952 | 1
66.9422 | -0.69203 | 1
72.725 | -17.7988 | 1
47.8875 | 2.7208 | 1
4.5447 | -19.3927 | 1
97.1751 | 35.5353 | 1
4.2004 | 27.9192 | 1
72.757 | 2.8519 | 1
20.5881 | 61.777 | 1
66.4662 | 26.7679 | 1
57.7486 | -28.1337 | 1
56.9499 | -23.6166 | 1
57.3664 | 25.8024 | 1
22.995 | -15.5361 | 1
6.7949 | 25.11 | 1
100.8193 | 32.7282 | 1
9.4256 | 1.0102 | 1
80.5586 | -23.222 | 1
44.4271 | 5.3353 | 1
25.0368 | 42.4217 | 1
80.9775 | 56.0537 | 1
10.7035 | 11.3249 | 1
25.1369 | 21.9071 | 1
24.1872 | 65.4539 | 1
45.9506 | 37.0615 | 1
13.8997 | 44.2506 | 1
19.0013 | -19.9753 | 1
83.2033 | 6.2431 | 1
11.3524 | 36.2625 | 1
75.72 | 8.3864 | 1
64.1948 | 51.79 | 1
13.5835 | -26.1794 | 1
100.3948 | -9.4755 | 1
17.8615 | 28.1463 | 1
99.0993 | -21.2454 | 1
45.5156 | 27.6375 | 1
96.868 | 43.2093 | 1
43.5293 | 41.6674 | 1
8.5247 | 55.4958 | 1
98.659 | 63.5243 | 1
28.0205 | 68.7858 | 1
22.1929 | -11.4643 | 1
40.5115 | 14.0126 | 1
76.5095 | 40.5869 | 1
96.3657 | 0.22512 | 1
90.1857 | 14.8538 | 1
25.224 | 65.3007 | 1
41.8612 | 30.169 | 1
75.6758 | -14.8861 | 1
91.3093 | 31.0483 | 1
86.2553 | -29.9271 | 1
72.5612 | -1.787 | 1
6.0838 | -2.6822 | 1
67.2216 | 34.928 | 1
70.4155 | 4 | 1
92.1474 | -23.0078 | 1
28.4502 | -8.1952 | 1
58.7235 | -10.8156 | 1
26.8582 | -6.0308 | 1
93.4425 | 24.9859 | 1
32.6232 | -28.7491 | 1
54.7936 | 26.6643 | 1
89.5786 | -10.3835 | 1
30.0595 | 36.2001 | 1
48.8079 | 13.0557 | 1
4.6579 | 52.5152 | 1
79.7607 | 53.5338 | 1
70.2035 | 45.7094 | 1
76.0875 | 61.5198 | 1
4.1324 | -22.4957 | 1
29.9223 | 41.3421 | 1
20.7162 | 45.4907 | 1
71.3308 | 53.6851 | 1
10.9633 | -2.5326 | 1
99.1796 | 46.2773 | 1
56.4734 | 59.1416 | 1
60.8869 | 10.6653 | 1
30.0376 | 4.7213 | 1
47.9229 | 66.6126 | 1
59.3536 | 61.5393 | 1
72.0857 | 47.5323 | 1
3.0357 | 4.062 | 1
61.8587 | 46.8778 | 1
62.8418 | 43.0517 | 1
99.4812 | -13.5212 | 1
56.5331 | 19.0994 | 1
4.2857 | 32.2793 | 1
7.7435 | 59.2054 | 1
9.2828 | 64.5726 | 1
16.9689 | 31.0513 | 1
80.9205 | -4.3005 | 1
65.0966 | 57.0165 | 1
80.7092 | -18.5722 | 1
50.8655 | -25.843 | 1
41.448 | 48.2443 | 1
17.3177 | 30.7009 | 1
90.3226 | 61.4108 | 1
48.6483 | -22.5417 | 1
55.2758 | 23.2354 | 1
94.3595 | -19.9248 | 1
69.9842 | -16.9054 | 1
33.3514 | 52.5214 | 1
52.5618 | -19.716 | 1
65.9887 | 52.7667 | 1
83.9403 | 29.2593 | 1
52.7516 | 33.5141 | 1
11.1245 | 52.9915 | 1
94.3394 | -6.1737 | 1
2.4582 | 45.449 | 1
74.7874 | 0.042953 | 1
22.3797 | 60.3169 | 1
8.0403 | -3.3693 | 1
8.6063 | -27.9267 | 1
8.5375 | -27.1943 | 1
69.0711 | 26.6161 | 1
86.5859 | -24.1538 | 1
77.0914 | -20.891 | 1
31.54 | 55.5537 | 1
38.7389 | -22.0176 | 1
74.8516 | 12.9134 | 1
89.2661 | 68.8346 | 1
3.7769 | -1.3703 | 1
97.8487 | 21.8017 | 1
61.9331 | -16.7785 | 1
70.2486 | -17.4165 | 1
67.093 | 2.0336 | 1
80.6593 | -23.3474 | 1
37.0892 | 30.5976 | 1
45.7358 | -12.0563 | 1
60.3086 | 12.9681 | 1
47.7438 | 11.5446 | 1
25.7831 | -24.6953 | 1
19.1677 | -20.9906 | 1
95.8753 | 68.2999 | 1
65.1411 | 53.9252 | 1
72.5242 | 65.1517 | 1
64.3152 | 48.8741 | 1
84.2882 | 52.7117 | 1
20.047 | -15.6417 | 1
71.5611 | 52.4414 | 1
57.9721 | 60.1172 | 1
61.1655 | 30.2295 | 1
50.5463 | 41.9188 | 1
56.7345 | 18.2164 | 1
59.6048 | 0.68046 | 1
38.912 | 11.4857 | 1
51.6859 | 14.054 | 1
53.1927 | -0.35072 | 1
88.9679 | -21.4963 | 1
61.4357 | 14.4528 | 1
85.4399 | -12.811 | 1
62.5033 | 27.7455 | 1
77.7033 | 69.5545 | 1
42.0533 | 9.4747 | 1
12.3205 | 30.3683 | 1
43.888 | 44.6456 | 1
67.6179 | 57.1639 | 1
86.5685 | 26.2513 | 1
19.367 | -26.1275 | 1
37.0243 | -12.5965 | 1
11.8345 | -14.631 | 1
45.2091 | 50.786 | 1
85.3398 | 61.5194 | 1
65.066 | 61.3623 | 1
85.8296 | 36.6592 | 1
52.9292 | 60.0316 | 1
17.1952 | -22.8987 | 1
34.6579 | 68.4141 | 1
89.6781 | 23.4427 | 1
24.9702 | 56.2513 | 1
43.2679 | -12.9711 | 1
53.1245 | -11.6427 | 1
82.8993 | -26.9048 | 1
21.2411 | 40.7483 | 1
19.3605 | 5.4396 | 1
47.4203 | 33.1778 | 1
69.8188 | 20.2672 | 1
42.5725 | 55.8739 | 1
34.7955 | 69.3444 | 1
13.2138 | 29.5193 | 1
88.301 | 47.7125 | 1
15.7863 | 66.7888 | 1
42.8599 | 49.9503 | 1
20.5207 | 69.3205 | 1
42.1922 | 50.6364 | 1
75.8719 | 64.719 | 1
96.8598 | 32.9821 | 1
25.8338 | -3.4401 | 1
75.3445 | 15.25 | 1
44.4074 | -16.1289 | 1
99.49 | 34.2543 | 1
26.049 | -2.2407 | 1
19.419 | 7.6951 | 1
80.252 | -10.4138 | 1
66.5809 | 39.5141 | 1
60.0052 | 65.6617 | 1
40.5917 | 68.4016 | 1
48.9208 | 44.2268 | 1
60.3144 | 26.6051 | 1
18.0821 | 34.795 | 1
18.2361 | -21.8976 | 1
56.7203 | 57.0271 | 1
99.5193 | -29.8662 | 1
95.3106 | -11.2078 | 1
100.0569 | 57.5059 | 1
46.505 | -21.8251 | 1
36.4603 | -9.962 | 1
52.7041 | -18.733 | 1
94.5077 | 6.465 | 1
35.1479 | 61.2277 | 1
74.8453 | 42.6263 | 1
94.2856 | 28.7792 | 1
92.5305 | 30.9146 | 1
60.6341 | -28.641 | 1
1.9898 | -15.6397 | 1
88.9632 | -15.5417 | 1
89.1075 | 2.0656 | 1
97.102 | -26.5488 | 1
89.0057 | 47.0293 | 1
80.5407 | -9.0141 | 1
65.0681 | -5.6576 | 1
59.1233 | -16.6378 | 1
49.4606 | 24.2053 | 1
45.8288 | 64.7626 | 1
59.3024 | 10.4707 | 1
24.6414 | -24.4156 | 1
49.0957 | -21.1715 | 1
87.8494 | 8.2818 | 1
37.6662 | 1.3068 | 1
44.6504 | 23.0843 | 1
90.5191 | 62.8015 | 1
77.0058 | 25.0605 | 1
37.9755 | 40.8878 | 1
62.7835 | -16.6788 | 1
95.5028 | -3.6291 | 1
37.8707 | -11.3086 | 1
80.1706 | -23.8385 | 1
30.4666 | 49.2621 | 1
53.1102 | 32.1574 | 1
82.2535 | 15.5193 | 1
22.8253 | 62.9875 | 1
1.6048 | 22.7916 | 1
88.138 | 49.4246 | 1
22.9096 | 47.8715 | 1
31.429 | 9.948 | 1
87.885 | -18.899 | 1
4.0043 | -25.9783 | 1
23.3929 | 13.2451 | 1
22.3613 | -12.0411 | 1
29.3608 | 47.099 | 1
62.5842 | 23.1156 | 1
3.3229 | -1.4657 | 1
43.3648 | 66.4718 | 1
87.1929 | 46.7048 | 1
14.8061 | 25.3433 | 1
80.6919 | 55.5346 | 1
16.3082 | 14.5445 | 1
48.2856 | -16.5726 | 1
75.2913 | 67.8637 | 1
69.2824 | 58.4573 | 1
9.7008 | 58.3661 | 1
35.5046 | -1.0984 | 1
63.1235 | 19.1693 | 1
7.2736 | 44.9736 | 1
24.1579 | -1.1003 | 1
54.1738 | 24.1535 | 1
10.6137 | 28.4195 | 1
15.6633 | 38.0931 | 1
51.316 | 30.4672 | 1
70.9032 | 5.3217 | 1
61.176 | 35.651 | 1
23.8253 | 17.8702 | 1
15.5968 | 67.5174 | 1
97.0844 | 64.9604 | 1
23.5813 | 60.3783 | 1
88.2646 | 30.8815 | 1
0.090644 | 9.2232 | 1
24.2202 | 40.26 | 1
13.5811 | 0.85092 | 1
62.399 | 34.4827 | 1
88.8115 | 35.771 | 1
77.1618 | 54.4546 | 1
29.3283 | 45.372 | 1
93.8587 | 57.0659 | 1
12.8076 | 50.122 | 1
16.6939 | 53.4736 | 1
86.758 | 69.8628 | 1
3.2657 | 61.0407 | 1
80.8451 | 43.4472 | 1
54.1875 | 37.1809 | 1
8.5947 | 44.9368 | 1
67.6802 | 56.8394 | 1
94.4012 | 10.1072 | 1
27.7776 | 44.8271 | 1
21.0407 | -24.5527 | 1
68.3542 | -13.2449 | 1
19.3469 | -26.5791 | 1
91.7011 | 44.6041 | 1
15.6703 | 57.8647 | 1
75.1013 | 33.4228 | 1
0.90584 | 63.811 | 1
43.998 | -14.3839 | 1
56.5241 | 69.9074 | 1
95.7816 | 5.7815 | 1
95.8864 | 36.2078 | 1
14.742 | 35.0361 | 1
19.0325 | 4.6988 | 1
95.1987 | -4.141 | 1
38.0752 | 64.3897 | 1
68.0274 | 65.512 | 1
65.0997 | -17.1349 | 1
13.8174 | 62.5121 | 1
19.6186 | 41.9629 | 1
98.7578 | 33.9017 | 1
51.0411 | -5.3728 | 1
85.4918 | 68.8866 | 1
59.605 | -25.7393 | 1
92.6111 | 11.7038 | 1
3.789 | 65.071 | 1
20.5467 | 3.1969 | 1
45.6504 | 11.2479 | 1
63.9526 | 60.0114 | 1
93.5893 | -17.3864 | 1
90.9957 | -21.792 | 1
67.8402 | 1.8714 | 1
22.2435 | -19.7155 | 1
55.9558 | -4.3508 | 1
51.387 | 33.1925 | 1
76.2496 | -5.0706 | 1
27 | 26.7661 | 1
51.8073 | 59.7166 | 1
36.8885 | 14.4694 | 1
19.1289 | 20.4656 | 1
46.5174 | -19.7824 | 1
28.2001 | 31.902 | 1
16.6697 | 61.8279 | 1
75.2742 | 55.0501 | 1
36.2247 | 41.1422 | 1
13.6551 | 18.9084 | 1
60.0741 | 23.8524 | 1
99.5142 | -3.2829 | 1
12.5987 | 20.692 | 1
19.912 | -18.4962 | 1
90.7341 | 33.9132 | 1
4.5609 | 3.8196 | 1
21.7703 | 60.0762 | 1
69.5315 | 51.2161 | 1
94.398 | 56.7682 | 1
59.8405 | 59.5341 | 1
33.9884 | 52.1868 | 1
50.0444 | 7.0724 | 1
8.6579 | 37.4625 | 1
81.9625 | -14.1923 | 1
13.8743 | 69.7227 | 1
77.2984 | 27.6114 | 1
35.0922 | -24.6123 | 1
10.7484 | 4.0475 | 1
58.985 | 66.6023 | 1
4.2342 | 56.2122 | 1
31.1195 | -19.0238 | 1
72.9981 | -7.7394 | 1
12.9639 | 50.0395 | 1
17.7259 | -11.1202 | 1
99.8662 | 21.0261 | 1
27.5242 | 31.3286 | 1
34.7667 | 47.7061 | 1
85.3515 | -12.9091 | 1
90.9951 | 31.4276 | 1
75.3042 | 65.8551 | 1
74.6207 | 39.3445 | 1
92.5419 | 50.9469 | 1
10.4409 | 28.6729 | 1
2.749 | 18.5936 | 1
55.8153 | 50.9093 | 1
60.074 | 13.7497 | 1
86.1686 | -11.1341 | 1
74.983 | -12.2966 | 1
54.1815 | 40.3291 | 1
43.9139 | 16.4368 | 1
68.5393 | 54.2284 | 1
18.4114 | 61.8934 | 1
92.8393 | -17.3768 | 1
36.216 | 62.6279 | 1
52.0107 | -3.4132 | 1
5.7535 | 42.9552 | 1
56.3056 | 35.9399 | 1
86.9834 | 11.6268 | 1
37.9081 | 66.9327 | 1
3.8663 | -19.5061 | 1
31.2409 | 64.3329 | 1
73.8837 | 41.425 | 1
87.6259 | 0.70837 | 1
79.4895 | 16.2062 | 1
13.9042 | 18.6135 | 1
24.0733 | -7.9127 | 1
88.5575 | 23.3582 | 1
64.8248 | -17.978 | 1
62.4475 | -6.9217 | 1
63.468 | 9.9176 | 1
53.7489 | 56.6836 | 1
93.2582 | -29.1706 | 1
58.0605 | 17.1603 | 1
4.4705 | 67.8727 | 1
20.6745 | -20.2444 | 1
65.6109 | -15.433 | 1
41.4891 | 13.765 | 1
81.8748 | 20.9361 | 1
97.4399 | 59.639 | 1
66.5985 | 55.0946 | 1
74.6645 | 22.7754 | 1
92.8946 | 9.9747 | 1
75.2042 | -1.3392 | 1
52.9961 | -0.49309 | 1
10.7519 | 4.5424 | 1
70.0823 | -4.4855 | 1
86.0399 | 57.5154 | 1
42.3272 | -6.1487 | 1
49.5682 | 64.5998 | 1
36.4584 | 66.5516 | 1
91.3807 | 14.9064 | 1
48.9249 | -14.1422 | 1
81.4504 | 18.4436 | 1
24.9073 | -18.0822 | 1
68.8573 | 4.1156 | 1
39.0713 | 20.6781 | 1
1.4935 | -15.0355 | 1
77.417 | -16.1955 | 1
95.7622 | -13.6732 | 1
68.0235 | 45.9069 | 1
78.4971 | 33.5348 | 1
3.6116 | 17.1297 | 1
16.2889 | 28.5223 | 1
47.1462 | 42.644 | 1
67.8819 | 3.3736 | 1
39.8929 | 65.5428 | 1
9.6551 | -18.4843 | 1
43.0042 | -9.3606 | 1
97.2531 | 0.743 | 1
2.7727 | 33.9085 | 1
5.6753 | -4.2447 | 1
45.4646 | 25.9258 | 1
52.956 | 4.0819 | 1
5.29 | -27.115 | 1
24.7743 | -29.366 | 1
91.3947 | -8.9183 | 1
15.7091 | -12.8075 | 1
88.8296 | -19.7761 | 1
13.2808 | 4.6572 | 1
13.6101 | 60.0229 | 1
10.2895 | 39.7519 | 1
77.6143 | 49.517 | 1
47.4328 | -12.886 | 1
40.9901 | -0.97039 | 1
77.9048 | 45.6845 | 1
60.0183 | 8.4295 | 1
16.2176 | -7.3236 | 1
64.3233 | 33.6206 | 1
27.0743 | 58.3704 | 1
27.7523 | 28.9283 | 1
92.8652 | 44.2549 | 1
26.5049 | -9.7903 | 1
41.9764 | 22.4928 | 1
14.2701 | 66.1592 | 1
1.5808 | 17.2412 | 1
72.026 | 47.8731 | 1
3.9359 | -25.2694 | 1
39.0187 | -6.9795 | 1
23.1441 | -21.0933 | 1
93.1212 | 10.2239 | 1
74.5968 | 36.2243 | 1
97.0623 | 57.2462 | 1
76.8823 | 36.9816 | 1
6.8078 | 11.6183 | 1
71.7406 | 14.9967 | 1
36.4002 | 25.0967 | 1
86.6322 | 42.1486 | 1
67.1349 | 55.3464 | 1
56.0231 | 35.0068 | 1
94.8707 | 38.2914 | 1
9.2928 | 48.9615 | 1
70.0892 | 19.4691 | 1
91.7915 | 58.3301 | 1
98.9694 | 25.2666 | 1
82.7131 | 9.1588 | 1
75.2285 | 60.2709 | 1
86.5701 | 4.8629 | 1
59.3653 | 16.1391 | 1
94.6247 | 19.8095 | 1
27.9427 | -8.786 | 1
21.5786 | 57.1775 | 1
29.1093 | 21.699 | 1
54.4152 | 5.1717 | 1
67.782 | -21.4802 | 1
86.8844 | 33.2287 | 1
54.6895 | -27.3033 | 1
44.2054 | 44.245 | 1
87.2887 | 63.4183 | 1
44.0319 | 46.7813 | 1
93.2702 | -14.2875 | 1
84.5477 | 60.1935 | 1
28.4971 | 63.9529 | 1
72.8181 | 62.0564 | 1
30.2471 | 5.214 | 1
17.2186 | 31.0273 | 1
79.8632 | 67.364 | 1
50.3312 | -19.1102 | 1
92.8583 | 33.4539 | 1
10.9841 | 68.5941 | 1
100.0311 | 54.7031 | 1
53.7933 | 64.1568 | 1
28.9101 | -16.9208 | 1
48.0845 | -9.0365 | 1
31.6023 | 27.3571 | 1
61.4319 | 18.4082 | 1
97.4347 | -3.6907 | 1
97.2922 | 40.6906 | 1
0.057125 | 28.4976 | 1
76.7402 | 18.2702 | 1
93.1906 | 67.4891 | 1
92.0072 | 8.2763 | 1
11.8307 | 34.654 | 1
83.1476 | 9.3182 | 1
0.17566 | 33.7108 | 1
94.0165 | 27.7219 | 1
82.6433 | 48.1738 | 1
55.1916 | 38.5678 | 1
86.531 | 61.13 | 1
75.1941 | 30.8904 | 1
15.2899 | -27.8338 | 1
50.4964 | 12.5765 | 1
65.2711 | 24.0824 | 1
61.7284 | 59.4996 | 1
56.1367 | 9.871 | 1
91.289 | -0.14758 | 1
15.3159 | 67.9289 | 1
60.246 | 42.809 | 1
10.863 | 41.7083 | 1
68.2783 | 61.7474 | 1
5.2165 | 4.6127 | 1
35.8672 | 13.4111 | 1
78.5211 | 2.1571 | 1
55.7341 | 1.9678 | 1
48.5062 | -21.753 | 1
17.5571 | 53.8809 | 1
17.0951 | 12.6174 | 1
97.5152 | 60.2025 | 1
99.1754 | 9.6062 | 1
70.421 | 13.0103 | 1
5.4443 | 51.6325 | 1
30.8255 | 20.0782 | 1
1.7289 | 52.0142 | 1
49.6144 | -15.807 | 1
97.6453 | 67.253 | 1
48.1289 | 24.5888 | 1
24.036 | 67.6823 | 1
90.2689 | 42.8541 | 1
8.8734 | 13.0189 | 1
95.2142 | 28.5575 | 1
77.7137 | 61.4841 | 1
86.7624 | -6.3312 | 1
33.2168 | 8.8883 | 1
20.3827 | 49.9314 | 1
95.4631 | -15.8512 | 1
35.0274 | 28.0858 | 1
81.8112 | 12.8631 | 1
41.9017 | -3.9094 | 1
77.2075 | -23.8314 | 1
65.8739 | 56.3016 | 1
31.9497 | -11.7973 | 1
39.4246 | -21.3564 | 1
96.8714 | 40.9866 | 1
44.9573 | -27.2396 | 1
80.828 | 56.9038 | 1
35.7132 | 49.5206 | 1
33.1383 | -2.5017 | 1
51.3334 | 59.4304 | 1
92.174 | -25.1074 | 1
88.5784 | -9.3862 | 1
67.8293 | 48.0408 | 1
43.9568 | -15.1746 | 1
0.69986 | 69.1687 | 1
63.7326 | -19.8846 | 1
3.5901 | -19.651 | 1
42.4622 | 43.542 | 1
31.2547 | 9.8676 | 1
51.6104 | 13.1257 | 1
85.243 | 17.4362 | 1
65.9344 | 58.3398 | 1
9.8737 | -28.0515 | 1
91.2436 | 18.0514 | 1
100.9876 | 36.9086 | 1
45.6691 | 63.8938 | 1
41.3371 | 8.0039 | 1
86.2986 | 16.2148 | 1
92.0703 | -13.9453 | 1
64.758 | 57.2222 | 1
91.1532 | -13.5433 | 1
88.9792 | -7.4897 | 1
99.6001 | 30.8339 | 1
67.9515 | 68.0712 | 1
71.8615 | 49.2223 | 1
57.9524 | -1.7743 | 1
23.7253 | -18.9158 | 1
18.2806 | -19.5909 | 1
99.5605 | -29.401 | 1
0.42121 | 47.0108 | 1
19.3157 | 12.108 | 1
15.4268 | 23.3308 | 1
58.4818 | -6.7696 | 1
46.202 | 48.7938 | 1
2.2837 | 2.8162 | 1
17.691 | -21.4751 | 1
86.019 | -3.9459 | 1
35.7169 | 31.3196 | 1
78.8674 | 60.5463 | 1
56.0109 | 37.8998 | 1
60.3815 | 59.6615 | 1
77.5671 | 21.0608 | 1
63.0738 | -23.435 | 1
52.9895 | 16.7626 | 1
6.4138 | 13.9542 | 1
53.6472 | 22.998 | 1
87.17 | 47.6382 | 1
65.6372 | 41.1503 | 1
6.4667 | -11.4149 | 1
99.9402 | 68.7276 | 1
62.6173 | 15.2284 | 1
15.2376 | 32.0459 | 1
50.1952 | 17.3689 | 1
75.2809 | -27.4597 | 1
30.7413 | 51.3436 | 1
8.148 | 45.8335 | 1
14.3134 | 45.7195 | 1
37.5873 | 1.7269 | 1
59.308 | 60.7684 | 1
74.7267 | 60.4711 | 1
8.711 | -6.0056 | 1
35.8507 | 20.6049 | 1
4.5675 | 68.6353 | 1
70.0516 | -8.7934 | 1
33.8053 | 40.2374 | 1
55.2814 | 4.7108 | 1
15.1687 | -22.672 | 1
0.076594 | -7.7968 | 1
99.9607 | 3.7646 | 1
38.8063 | 42.5752 | 1
99.6676 | 13.8366 | 1
10.3235 | 1.5642 | 1
9.0981 | 58.0558 | 1
72.7748 | 8.9035 | 1
58.6883 | 60.0316 | 1
75.0056 | 49.8164 | 1
69.427 | 7.6744 | 1
51.8185 | 27.4324 | 1
53.3965 | 52.9785 | 1
73.578 | 63.815 | 1
26.5585 | 14.2139 | 1
18.453 | 7.95 | 1
14.0729 | 46.4642 | 1
88.0557 | -20.7311 | 1
78.3707 | 35.9157 | 1
17.0848 | 26.3027 | 1
16.4003 | 19.6302 | 1
99.0194 | 10.0136 | 1
70.3963 | 46.2133 | 1
10.2797 | 69.1589 | 1
91.9886 | 27.2035 | 1
48.983 | -27.9504 | 1
70.2519 | 68.0197 | 1
10.7728 | 27.8188 | 1
92.2429 | 29.7459 | 1
90.2113 | 37.9955 | 1
80.5111 | -9.8249 | 1
7.1439 | 1.4609 | 1
72.5775 | 68.386 | 1
49.8819 | 8.8751 | 1
31.5035 | 62.3078 | 1
43.6018 | 53.794 | 1
1.5804 | -12.5309 | 1
29.6408 | -6.8661 | 1
45.3695 | 35.9833 | 1
23.6246 | -25.208 | 1
17.6982 | 68.6623 | 1
54.467 | 21.2449 | 1
68.5552 | 62.8203 | 1
6.0172 | 29.1543 | 1
76.1003 | 67.7911 | 1
47.6301 | 16.4856 | 1
80.1081 | -26.784 | 1
3.9997 | 12.3183 | 1
45.5776 | -1.2245 | 1
32.5094 | 20.4209 | 1
24.1928 | 19.0094 | 1
83.3399 | 36.5909 | 1
89.8052 | -18.3136 | 1
29.4673 | 9.6956 | 1
38.4314 | 47.0656 | 1
20.9133 | 23.0574 | 1
79.5459 | 44.2058 | 1
77.9297 | 31.8363 | 1
59.6248 | 67.373 | 1
34.0953 | -3.729 | 1
55.7991 | 35.1524 | 1
43.0539 | -26.2717 | 1
76.2182 | 2.8472 | 1
57.4664 | -11.0978 | 1
56.5049 | -27.35 | 1
30.495 | -18.5823 | 1
39.7425 | 43.0493 | 1
0.2169 | 17.8953 | 1
57.2538 | 9.9699 | 1
66.4176 | 38.436 | 1
32.4678 | 46.3944 | 1
96.2084 | -21.2514 | 1
31.2703 | 47.7496 | 1
21.3415 | 50.6647 | 1
29.106 | 24.4953 | 1
69.844 | 62.25 | 1
12.8618 | -8.7114 | 1
25.0533 | -10.228 | 1
36.911 | 7.5785 | 1
23.0157 | 1.9152 | 1
19.3959 | 40.7866 | 1
43.3475 | 34.6116 | 1
78.9495 | -2.4696 | 1
58.4213 | 18.1937 | 1
17.5744 | 61.1164 | 1
59.3128 | 48.8589 | 1
82.4833 | 1.6289 | 1
27.2505 | 10.9704 | 1
20.6809 | 29.2504 | 1
83.6838 | 26.1608 | 1
66.4535 | 53.093 | 1
1.9203 | 54.7328 | 1
60.8844 | -27.6857 | 1
13.9067 | -1.4639 | 1
41.8393 | 31.2964 | 1
36.6462 | 63.3099 | 1
93.3115 | 38.1235 | 1
36.5408 | 53.9316 | 1
43.8755 | -29.0857 | 1
36.8582 | 36.9995 | 1
84.3485 | 16.567 | 1
69.6421 | 50.6553 | 1
34.5915 | 69.2078 | 1
55.881 | 19.8732 | 1
93.6093 | 63.1364 | 1
1.3559 | 8.7176 | 1
59.0281 | 48.9243 | 1
0.20311 | 41.3076 | 1
34.8471 | 40.3843 | 1
6.1443 | -2.2783 | 1
81.1296 | 66.3331 | 1
44.1046 | 13.5314 | 1
40.4262 | -14.2888 | 1
98.6145 | 1.4206 | 1
72.2087 | 56.7808 | 1
78.0441 | -28.3751 | 1
66.5653 | 59.9817 | 1
32.5716 | -1.9181 | 1
72.7531 | -3.7088 | 1
82.9156 | -24.5696 | 1
37.0089 | 10.1746 | 1
93.2074 | 59.0888 | 1
93.5361 | 16.8575 | 1
3.8799 | 1.1665 | 1
0.29649 | -26.9399 | 1
53.5187 | -25.1797 | 1
44.8772 | 17.3472 | 1
66.9266 | 37.7204 | 1
40.1357 | 16.6185 | 1
68.884 | -14.7515 | 1
57.8317 | 20.8249 | 1
88.0661 | 53.3519 | 1
11.0142 | 36.3833 | 1
96.1299 | 8.3014 | 1
28.8828 | 36.9593 | 1
67.9113 | 64.9002 | 1
92.9461 | 41.6717 | 1
83.1541 | 33.5165 | 1
62.5659 | -24.5427 | 1
5.6723 | 3.6592 | 1
90.3598 | 42.2053 | 1
28.8554 | 24.4382 | 1
66.112 | -13.241 | 1
5.5452 | -22.2817 | 1
10.6737 | 1.2658 | 1
54.4293 | 46.056 | 1
21.6325 | -25.1336 | 1
45.7043 | 23.8593 | 1
73.3593 | -4.2472 | 1
11.9316 | 25.5555 | 1
79.535 | 22.2187 | 1
31.722 | 32.7644 | 1
43.9365 | 54.1012 | 1
58.4719 | 68.4199 | 1
74.4202 | 40.2361 | 1
3.1374 | -13.4718 | 1
37.8318 | -28.6559 | 1
19.5164 | 52.2836 | 1
22.7405 | 34.5966 | 1
45.8542 | 7.0434 | 1
78.6776 | 46.6625 | 1
80.55 | -29.352 | 1
91.2651 | 66.3237 | 1
96.2099 | -0.78689 | 1
94.8485 | 5.3183 | 1
88.3368 | 44.6206 | 1
84.3927 | -17.6736 | 1
23.806 | -19.0763 | 1
30.9937 | 33.0022 | 1
1.0113 | -7.1962 | 1
88.3272 | 31.6949 | 1
4.3527 | 67.6332 | 1
8.4129 | 16.6637 | 1
16.6254 | -19.9839 | 1
92.9379 | 66.4948 | 1
24.3929 | 35.2826 | 1
100.9643 | 48.6871 | 1
16.5867 | 44.9405 | 1
10.7103 | 41.1181 | 1
0.075415 | -6.3116 | 1
4.1478 | 24.138 | 1
51.9256 | 43.3224 | 1
43.2831 | 29.5111 | 1
48.8535 | 1.6608 | 1
88.421 | 19.3502 | 1
4.0107 | 3.3904 | 1
55.7426 | 64.0596 | 1
80.8105 | -12.4837 | 1
23.0472 | -6.3364 | 1
88.1903 | 55.3596 | 1
87.2975 | 40.1287 | 1
12.8223 | 6.0024 | 1
62.3252 | 48.4386 | 1
98.0336 | -27.5317 | 1
70.0861 | 12.9078 | 1
23.176 | 30.0028 | 1
35.3186 | 65.3116 | 1
87.55 | 49.8388 | 1
14.7145 | 60.4206 | 1
21.4294 | -16.5789 | 1
62.934 | -29.1429 | 1
99.2518 | 54.7113 | 1
34.2251 | -13.7542 | 1
45.9884 | 6.715 | 1
1.4636 | 68.3849 | 1
71.8477 | 61.1691 | 1
74.4335 | 67.9778 | 1
74.6927 | 30.5554 | 1
54.5299 | 44.4403 | 1
56.9265 | 45.4594 | 1
70.4744 | 9.7239 | 1
83.8185 | -1.4735 | 1
64.8546 | 62.7101 | 1
59.4308 | 14.031 | 1
69.7594 | 62.1145 | 1
79.4758 | 2.2217 | 1
50.3088 | -15.573 | 1
41.5552 | -25.4969 | 1
77.0779 | 6.8611 | 1
54.1863 | 47.044 | 1
84.9126 | 51.9034 | 1
83.8661 | -28.9369 | 1
72.679 | 47.903 | 1
90.1266 | 3.1473 | 1
80.2322 | -29.0823 | 1
44.7922 | -19.8129 | 1
80.7956 | -24.6792 | 1
6.55 | -15.0802 | 1
38.273 | -21.5119 | 1
48.438 | 5.0646 | 1
87.7533 | 32.4036 | 1
15.0877 | 29.2235 | 1
38.9095 | -13.7101 | 1
70.6319 | 39.0125 | 1
60.077 | 22.9685 | 1
79.9342 | -20.3845 | 1
10.9839 | 30.1509 | 1
98.9272 | 32.5877 | 1
29.0268 | -29.0039 | 1
59.2949 | 32.8803 | 1
45.4065 | -9.4971 | 1
69.7299 | -17.78 | 1
76.2942 | 21.6155 | 1
80.7969 | -29.0818 | 1
90.4745 | 14.9379 | 1
37.7176 | 51.3386 | 1
13.4579 | 59.7965 | 1
17.0278 | -18.3638 | 1
67.5993 | -29.2479 | 1
55.9556 | 69.9338 | 1
95.4248 | -0.2051 | 1
60.9838 | 41.9887 | 1
52.9412 | 11.6514 | 1
25.1436 | -7.1437 | 1
41.3667 | 9.7474 | 1
57.6394 | 45.3905 | 1
8.6641 | 3.5362 | 1
55.6313 | -26.2485 | 1
26.1399 | 45.0571 | 1
9.3602 | 19.2677 | 1
5.528 | 1.2041 | 1
78.179 | 17.1499 | 1
10.359 | 59.3773 | 1
35.4187 | -28.4876 | 1
32.4023 | -26.903 | 1
9.276 | -26.7821 | 1
85.604 | 44.1935 | 1
74.7843 | 53.5822 | 1
9.6324 | 42.9775 | 1
65.2441 | -11.4842 | 1
18.8582 | 41.3105 | 1
23.9926 | 29.8078 | 1
34.6212 | 46.9086 | 1
23.1822 | 8.3244 | 1
7.268 | 43.6468 | 1
27.2707 | -26.9924 | 1
40.811 | -20.2929 | 1
54.2483 | 23.2278 | 1
10.3214 | 15.6457 | 1
37.9014 | -14.3008 | 1
7.6493 | 61.1847 | 1
12.4172 | 43.8331 | 1
12.276 | 68.5248 | 1
95.9302 | -19.8087 | 1
90.1864 | -9.0404 | 1
99.7605 | 60.3108 | 1
98.7852 | -22.2544 | 1
45.8199 | 36.1609 | 1
84.9366 | 26.7202 | 1
58.1318 | 44.9523 | 1
9.5937 | 2.1149 | 1
78.3554 | 33.7823 | 1
90.0149 | -19.4605 | 1
75.7822 | -4.1535 | 1
13.4605 | 27.6806 | 1
62.9525 | -23.5978 | 1
86.3196 | -25.7557 | 1
0.01051 | 68.0657 | 1
76.054 | -8.4995 | 1
7.2691 | 41.5064 | 1
27.2155 | 57.7598 | 1
40.5905 | 34.1917 | 1
84.5856 | 43.3072 | 1
14.6428 | 1.4231 | 1
63.2942 | 19.0938 | 1
70.9315 | 13.9677 | 1
62.1872 | -19.2319 | 1
51.2296 | -17.583 | 1
58.2697 | -27.2505 | 1
53.6371 | -18.4126 | 1
3.4041 | 55.692 | 1
80.5888 | 10.1322 | 1
76.7866 | 30.3799 | 1
100.857 | 42.2893 | 1
51.7117 | -1.1664 | 1
95.6529 | 6.0581 | 1
69.2409 | 60.4181 | 1
27.1552 | -26.3484 | 1
45.162 | 57.7114 | 1
32.3553 | -27.6529 | 1
82.3122 | -9.9707 | 1
48.3384 | -22.6196 | 1
95.1891 | 52.7924 | 1
61.8685 | -25.7297 | 1
6.3798 | -8.8299 | 1
98.1195 | -20.5072 | 1
52.8368 | -26.044 | 1
71.6132 | 57.3553 | 1
44.3141 | 41.8551 | 1
66.0138 | 38.8374 | 1
15.237 | 27.1623 | 1
18.9188 | -19.7352 | 1
11.8567 | -13.6455 | 1
39.6708 | 5.2458 | 1
61.0876 | 48.3439 | 1
45.1057 | 19.0529 | 1
61.0979 | 4.6614 | 1
25.1471 | 44.713 | 1
91.866 | 60.6169 | 1
17.0499 | 37.1465 | 1
66.1602 | 38.6512 | 1
20.425 | -3.2399 | 1
64.8763 | 22.0443 | 1
20.8262 | 2.7817 | 1
74.7566 | 8.3147 | 1
26.6013 | 66.7332 | 1
54.5874 | -15.8211 | 1
53.8891 | 19.5723 | 1
77.6309 | -27.9763 | 1
26.0491 | 13.9892 | 1
13.4739 | 22.245 | 1
22.5083 | 52.8153 | 1
92.7094 | 0.91951 | 1
89.0272 | 33.2736 | 1
60.7129 | 22.9797 | 1
66.9542 | 11.6579 | 1
84.0616 | 48.3692 | 1
28.4216 | -0.43277 | 1
59.0484 | 65.4868 | 1
89.4436 | 2.6741 | 1
31.4855 | -12.8159 | 1
33.4207 | 24.3803 | 1
66.6103 | 0.53931 | 1
7.683 | -29.563 | 1
72.2369 | 33.5995 | 1
24.0818 | -12.2983 | 1
78.449 | 33.1074 | 1
16.5689 | 52.4823 | 1
98.1074 | -1.0572 | 1
48.0301 | -25.4517 | 1
48.9647 | -26.7766 | 1
95.6812 | 51.4138 | 1
56.0735 | -25.2715 | 1
74.5182 | -29.343 | 1
2.7499 | 35.0141 | 1
29.3337 | 54.4708 | 1
86.9785 | 60.4858 | 1
80.0358 | 2.846 | 1
88.7753 | 19.1814 | 1
42.037 | 6.2991 | 1
80.4121 | 36.3491 | 1
77.3106 | 17.4908 | 1
54.9769 | 3.8521 | 1
60.1535 | 36.8121 | 1
60.3427 | -7.7643 | 1
97.7058 | 48.3758 | 1
33.689 | 12.4323 | 1
55.1942 | 45.9493 | 1
88.0399 | 49.3783 | 1
18.8922 | 57.7779 | 1
60.1213 | 30.858 | 1
27.2308 | 23.3146 | 1
29.555 | 62.0733 | 1
100.6619 | 45.3252 | 1
49.0634 | 23.4671 | 1
37.4005 | 39.703 | 1
52.718 | 30.0462 | 1
71.7492 | 49.9447 | 1
72.3919 | 64.533 | 1
48.3407 | -18.6677 | 1
4.6502 | 12.5509 | 1
30.7326 | 22.9144 | 1
20.9231 | 19.7438 | 1
66.4818 | -13.7147 | 1
85.1566 | 10.5652 | 1
69.0874 | 47.5972 | 1
43.5685 | 25.8737 | 1
16.8317 | 66.9145 | 1
20.762 | -20.5321 | 1
57.0399 | -22.9404 | 1
99.3571 | 61.4848 | 1
26.7961 | 58.1651 | 1
49.2495 | 4.5247 | 1
60.924 | 17.3998 | 1
31.0049 | -12.0466 | 1
79.4003 | 4.8069 | 1
88.6333 | 47.1025 | 1
86.5199 | 62.5385 | 1
85.9817 | 9.8375 | 1
71.0785 | 44.7202 | 1
81.4855 | 62.5636 | 1
14.2413 | 63.6491 | 1
16.2866 | 38.6505 | 1
45.0492 | 60.2393 | 1
21.7913 | -26.4596 | 1
90.669 | 58.0692 | 1
43.293 | 58.5146 | 1
97.8173 | 23.7816 | 1
22.3737 | -23.3598 | 1
96.5663 | 14.7029 | 1
76.9357 | -0.87165 | 1
81.8323 | 19.6818 | 1
21.6812 | 68.6022 | 1
29.7214 | -2.3408 | 1
45.8124 | 65.3276 | 1
6.015 | 64.2685 | 1
88.169 | 27.8868 | 1
74.2148 | -16.5328 | 1
77.1082 | 67.7865 | 1
39.8811 | 59.3711 | 1
97.8547 | 18.5286 | 1
23.2728 | 4.0559 | 1
53.8391 | 44.4374 | 1
44.1754 | 30.5499 | 1
10.664 | 11.3552 | 1
88.0389 | -6.5252 | 1
47.653 | 12.1734 | 1
73.3267 | 7.421 | 1
67.084 | -29.0988 | 1
0.52593 | 18.1382 | 1
17.4475 | 40.5245 | 1
42.7695 | 47.7039 | 1
88.1898 | 51.6371 | 1
87.8591 | -9.7824 | 1
48.3892 | -11.6277 | 1
60.0213 | 51.1611 | 1
9.2298 | 43.9054 | 1
60.8432 | 40.1146 | 1
48.1021 | 53.0349 | 1
5.5032 | 66.7471 | 1
58.8384 | 24.7149 | 1
22.7034 | 41.9332 | 1
20.9023 | 13.693 | 1
88.1481 | 23.9446 | 1
32.2331 | 1.0201 | 1
36.1352 | 1.4614 | 1
72.773 | -27.5309 | 1
39.7703 | 68.7235 | 1
13.3444 | 45.0849 | 1
21.717 | 7.5463 | 1
11.3329 | 25.1213 | 1
79.3305 | 32.2154 | 1
27.2592 | 65.3449 | 1
97.5317 | -24.6995 | 1
38.6892 | -23.7678 | 1
83.9374 | 18.2238 | 1
43.9014 | 36.5052 | 1
93.4544 | -23.5641 | 1
11.4703 | 43.6369 | 1
0.16166 | 7.1342 | 1
32.5832 | 55.7206 | 1
9.9751 | -21.3234 | 1
96.977 | 58.4083 | 1
65.6878 | 57.2504 | 1
54.5228 | 40.8498 | 1
28.1362 | 7.4912 | 1
70.6625 | -25.8576 | 1
21.2792 | -6.1646 | 1
17.9522 | 55.0173 | 1
91.2921 | 67.8068 | 1
20.8783 | -9.6316 | 1
61.0896 | 24.974 | 1
50.1297 | 22.7923 | 1
48.065 | 13.3126 | 1
70.5265 | 5.9774 | 1
97.7719 | 36.8991 | 1
47.6079 | -28.6984 | 1
7.6842 | 5.7607 | 1
41.0848 | -25.878 | 1
28.8001 | -28.5926 | 1
90.4927 | -23.1336 | 1
84.0486 | -7.3597 | 1
26.198 | 5.1793 | 1
45.7282 | 33.6726 | 1
68.8756 | -17.2094 | 1
99.8283 | 62.2847 | 1
13.9321 | 27.4176 | 1
59.6794 | 36.6245 | 1
17.2643 | -26.4115 | 1
90.5977 | 46.9317 | 1
88.2588 | 17.2275 | 1
29.0614 | -13.6995 | 1
31.1807 | 17.0341 | 1
67.1832 | -9.6996 | 1
20.9544 | 19.9908 | 1
92.4543 | 2.6139 | 1
22.9265 | 48.2517 | 1
21.2258 | 19.6436 | 1
71.3647 | 2.8644 | 1
86.6684 | 26.8032 | 1
46.5 | 28.4264 | 1
7.6372 | 37.3002 | 1
53.26 | 48.6303 | 1
29.7638 | 27.5866 | 1
58.439 | 47.1268 | 1
41.6046 | 23.4929 | 1
29.9898 | 11.2509 | 1
9.8529 | 32.9266 | 1
71.7125 | 11.3559 | 1
97.8403 | 24.2581 | 1
47.4549 | -26.1027 | 1
5.9716 | 4.8322 | 1
26.2223 | 14.6545 | 1
6.9127 | -28.7319 | 1
41.1105 | 10.2855 | 1
95.3247 | 17.029 | 1
51.0043 | 3.695 | 1
9.1106 | 51.9293 | 1
94.4611 | 3.8422 | 1
4.1163 | -6.4657 | 1
22.3105 | 11.4878 | 1
55.3329 | 2.568 | 1
63.3576 | -27.81 | 1
64.8671 | 22.1391 | 1
80.094 | 33.4285 | 1
33.7633 | -11.7317 | 1
4.9363 | 4.1023 | 1
93.8558 | -29.7551 | 1
92.9413 | 20.5919 | 1
29.5021 | 46.8 | 1
84.2005 | -19.4306 | 1
44.919 | 0.97784 | 1
38.201 | 49.8295 | 1
94.9625 | 35.2841 | 1
89.0265 | 64.3255 | 1
39.6641 | -8.3796 | 1
25.6128 | -22.7073 | 1
100.0859 | 35.9802 | 1
19.8729 | 34.6824 | 1
76.8854 | 28.0608 | 1
89.4898 | 36.406 | 1
91.3597 | -26.8704 | 1
83.391 | 18.5539 | 1
36.7349 | -25.028 | 1
86.6866 | 68.7721 | 1
59.4633 | -4.6062 | 1
64.9418 | 20.9815 | 1
96.3108 | 2.5661 | 1
55.8005 | -7.314 | 1
19.0007 | -25.0931 | 1
59.8293 | -8.419 | 1
59.1264 | 47.7731 | 1
31.6604 | -20.1514 | 1
41.2283 | -7.8322 | 1
49.159 | -8.9782 | 1
86.0335 | -6.2679 | 1
25.6258 | 61.446 | 1
11.3772 | -10.1099 | 1
74.384 | 47.8912 | 1
29.0888 | 26.7372 | 1
50.289 | 18.1228 | 1
75.0216 | 63.2542 | 1
67.1112 | 28.1102 | 1
90.4034 | -17.2025 | 1
87.4241 | 67.7846 | 1
100.417 | 41.1248 | 1
1.5202 | 61.4629 | 1
48.4775 | 58.1663 | 1
91.4135 | 26.986 | 1
38.0556 | 38.9856 | 1
85.8039 | 66.7336 | 1
9.4593 | 11.7878 | 1
59.7907 | 44.6159 | 1
30.4967 | 39.292 | 1
98.8686 | 6.3746 | 1
94.3406 | 13.1052 | 1
51.3998 | 9.1587 | 1
7.2035 | 50.3327 | 1
30.0585 | 61.0147 | 1
8.1178 | -13.1984 | 1
93.7847 | -21.4396 | 1
45.3763 | 40.6026 | 1
55.1654 | 3.1247 | 1
50.9455 | 21.2245 | 1
28.6156 | 12.0989 | 1
5.8121 | 7.4485 | 1
53.493 | 54.5868 | 1
42.8323 | -6.1852 | 1
97.5948 | 27.4729 | 1
1.4185 | -4.4779 | 1
83.4502 | 44.4768 | 1
55.7302 | 10.881 | 1
35.1131 | 32.5541 | 1
10.8304 | 19.7706 | 1
40.1523 | -8.6979 | 1
57.4956 | 9.1362 | 1
59.2405 | 27.7986 | 1
35.7456 | 25.0802 | 1
68.5172 | 45.4655 | 1
73.4796 | 16.2121 | 1
100.0196 | 4.5955 | 1
81.3398 | 49.9164 | 1
50.9952 | -3.6103 | 1
22.4939 | -17.9692 | 1
11.9088 | 39.8075 | 1
97.8198 | -15.2647 | 1
0.68496 | 23.0805 | 1
15.1273 | -27.3762 | 1
33.7485 | 68.5568 | 1
57.9983 | 57.9331 | 1
67.7209 | 36.8461 | 1
12.7298 | -1.871 | 1
39.2026 | -12.1164 | 1
27.9191 | -20.9601 | 1
100.3553 | 31.2971 | 1
74.9269 | -28.8394 | 1
2.4906 | 9.4018 | 1
84.045 | 7.6187 | 1
75.6743 | -24.8109 | 1
56.8167 | -22.7711 | 1
29.4068 | -29.4908 | 1
60.3077 | 41.1451 | 1
32.1645 | 25.5678 | 1
49.2887 | -26.1904 | 1
34.071 | 14.907 | 1
85.5108 | 47.2573 | 1
58.3811 | -10.2661 | 1
0.18057 | -22.8784 | 1
15.368 | 68.8097 | 1
85.4899 | -16.1505 | 1
51.0479 | 12.087 | 1
41.9107 | -17.4723 | 1
60.2398 | 22.6887 | 1
23.713 | 15.0501 | 1
57.7242 | -8.8908 | 1
46.0513 | -9.9431 | 1
78.1113 | 69.826 | 1
5.1524 | -2.2379 | 1
86.7711 | 45.8325 | 1
47.3802 | 20.3316 | 1
96.4934 | 40.6789 | 1
63.7841 | 54.2244 | 1
37.1144 | 10.0284 | 1
17.3894 | -27.5875 | 1
61.0726 | 22.0246 | 1
90.1706 | -5.0509 | 1
44.9375 | 7.5516 | 1
35.4553 | 31.3251 | 1
36.2782 | 44.4286 | 1
91.3172 | -5.8276 | 1
86.8653 | -17.727 | 1
11.9433 | -6.865 | 1
22.9378 | 29.6029 | 1
47.4116 | 32.5304 | 1
19.0846 | 62.467 | 1
69.8719 | 36.6231 | 1
11.9775 | 60.9078 | 1
73.8606 | 68.8273 | 1
25.7589 | 63.4451 | 1
93.0582 | 20.8827 | 1
79.7037 | 35.0914 | 1
53.8531 | -4.6702 | 1
29.0909 | -4.8818 | 1
98.1822 | 20.2865 | 1
62.7513 | -29.4451 | 1
14.72 | 48.9296 | 1
14.9298 | 59.5337 | 1
29.9221 | 53.6702 | 1
48.8976 | -27.7272 | 1
69.7163 | 17.4776 | 1
59.1824 | 24.3358 | 1
53.4481 | 65.1844 | 1
13.3391 | -1.3279 | 1
39.3606 | 51.8468 | 1
89.4797 | 24.4419 | 1
98.787 | 40.5809 | 1
81.1171 | 57.3547 | 1
34.4542 | 62.4402 | 1
27.2501 | 47.1458 | 1
12.2287 | 13.6902 | 1
62.0718 | -9.8114 | 1
27.5382 | 1.8528 | 1
97.6581 | 1.9943 | 1
35.8292 | -1.2221 | 1
60.0671 | 33.7101 | 1
61.5042 | 61.8289 | 1
62.439 | 12.4967 | 1
35.4987 | 47.3002 | 1
53.2363 | 2.6209 | 1
42.0195 | -23.6739 | 1
6.5328 | 19.9748 | 1
97.1186 | -5.6991 | 1
4.932 | -6.1624 | 1
48.6289 | 37.168 | 1
58.7324 | 15.6404 | 1
37.2481 | -10.1534 | 1
58.0938 | -7.1993 | 1
84.3986 | -9.6092 | 1
55.6775 | 39.3537 | 1
19.6709 | 45.7487 | 1
44.9064 | -29.4213 | 1
28.4421 | -2.9733 | 1
46.4656 | -9.3618 | 1
72.1808 | 46.2646 | 1
64.0854 | 35.7373 | 1
67.6406 | -23.5378 | 1
86.7697 | 19.4393 | 1
88.3761 | 21.7894 | 1
4.3745 | 61.8793 | 1
73.5305 | 53.1112 | 1
67.169 | 20.2174 | 1
88.8929 | -13.4325 | 1
37.8799 | 17.459 | 1
96.4353 | -28.0303 | 1
42.3381 | 68.4258 | 1
89.1311 | -25.665 | 1
54.4255 | 56.1342 | 1
56.9165 | 0.42658 | 1
42.692 | 33.1075 | 1
7.0625 | -0.60523 | 1
88.7876 | -29.0016 | 1
55.3882 | 64.4653 | 1
87.8634 | -6.1827 | 1
54.2425 | -11.6346 | 1
4.528 | -16.358 | 1
72.1643 | -19.8102 | 1
43.2438 | 61.0631 | 1
66.6874 | 3.4914 | 1
19.4669 | -22.0685 | 1
39.2107 | -6.1371 | 1
38.2609 | -7.315 | 1
94.03 | -17.0596 | 1
18.1996 | -29.9773 | 1
72.8694 | 55.888 | 1
81.1713 | 26.2405 | 1
35.2674 | 33.0224 | 1
30.9957 | 39.9897 | 1
22.4408 | 62.3619 | 1
17.0282 | 54.7509 | 1
64.3866 | 57.0567 | 1
33.2299 | -28.8797 | 1
55.4743 | 1.0053 | 1
18.9451 | 25.9959 | 1
94.2712 | -10.2262 | 1
71.1191 | 15.8976 | 1
48.9918 | 3.4024 | 1
87.6415 | -25.6252 | 1
89.7993 | -23.9658 | 1
55.5696 | 59.6035 | 1
57.8781 | 10.1677 | 1
53.7579 | 32.4605 | 1
47.8557 | 13.9525 | 1
52.6462 | -21.1101 | 1
76.7867 | 4.8981 | 1
96.1322 | -19.8984 | 1
68.1504 | -17.8067 | 1
52.0666 | 11.4735 | 1
8.3812 | 23.4337 | 1
5.0295 | 49.6282 | 1
92.6605 | -8.2844 | 1
50.0584 | -20.4533 | 1
56.9194 | 64.9456 | 1
95.0526 | 27.6181 | 1
85.753 | 67.111 | 1
10.7157 | 54.2392 | 1
6.8733 | 51.7419 | 1
0.74203 | 26.261 | 1
52.019 | 4.2326 | 1
41.5838 | 24.7264 | 1
45.0893 | 55.392 | 1
81.471 | 67.7186 | 1
98.3014 | -15.9145 | 1
48.0503 | 1.4235 | 1
60.8848 | 60.9206 | 1
87.2401 | 67.4349 | 1
53.523 | 11.6201 | 1
69.4777 | 28.5016 | 1
17.6432 | -7.4495 | 1
80.5212 | 53.6843 | 1
34.9955 | 0.65875 | 1
63.9027 | 7.5874 | 1
39.385 | -18.7979 | 1
87.0318 | 47.7941 | 1
0.12445 | 41.2822 | 1
37.6267 | 17.6616 | 1
50.8335 | 5.9797 | 1
32.7382 | 12.172 | 1
97.1642 | 35.8177 | 1
39.3142 | 30.0441 | 1
96.1809 | 32.1682 | 1
4.9303 | -26.2976 | 1
7.3143 | 0.09042 | 1
6.7735 | 60.0667 | 1
6.6445 | -20.4487 | 1
89.9153 | 59.3877 | 1
43.7428 | -0.64357 | 1
77.3569 | 44.0859 | 1
2.0346 | 26.683 | 1
75.8411 | -4.5133 | 1
19.2908 | 8.6658 | 1
50.4069 | 50.3771 | 1
74.0266 | 16.794 | 1
97.0129 | -18.8782 | 1
2.2115 | 28.6549 | 1
47.0286 | 36.9196 | 1
20.8196 | 65.1604 | 1
32.6569 | 58.9612 | 1
20.9874 | -11.8309 | 1
39.0506 | -22.0467 | 1
58.6915 | 41.6352 | 1
35.2377 | -23.4475 | 1
64.0657 | -4.2685 | 1
20.5508 | 7.203 | 1
75.2657 | 36.7292 | 1
24.9398 | 49.8873 | 1
12.9299 | -8.4616 | 1
6.2962 | 20.9697 | 1
90.1556 | 40.3453 | 1
84.2305 | 30.3955 | 1
79.9881 | 43.5554 | 1
19.8437 | 43.4878 | 1
81.3884 | 6.0238 | 1
62.4203 | 65.0904 | 1
85.5699 | 58.0295 | 1
32.626 | 8.5544 | 1
49.8732 | 49.2807 | 1
59.6958 | 53.3972 | 1
79.7646 | 49.0757 | 1
34.091 | 4.8635 | 1
35.1463 | -27.1885 | 1
4.6856 | 33.231 | 1
86.4789 | 53.8015 | 1
88.3261 | -22.1905 | 1
64.1651 | -10.2034 | 1
0.64853 | 34.8874 | 1
2.5763 | -10.1502 | 1
7.2043 | -24.0191 | 1
99.2221 | -20.713 | 1
34.8485 | -2.4414 | 1
56.8443 | 56.4001 | 1
28.5394 | 47.2537 | 1
15.3798 | 53.5896 | 1
77.3305 | -26.6104 | 1
47.8685 | 37.7153 | 1
1.7854 | -10.8362 | 1
22.3696 | 1.6366 | 1
18.1132 | 29.4224 | 1
82.7697 | 43.323 | 1
41.2271 | 46.9911 | 1
28.3174 | -21.2331 | 1
84.6531 | 53.6225 | 1
61.9957 | -6.5593 | 1
53.8116 | -11.6314 | 1
99.7895 | 59.8332 | 1
87.9744 | 40.3793 | 1
90.8834 | 47.2362 | 1
60.6509 | 45.9209 | 1
38.0337 | 31.7025 | 1
12.8407 | 47.6355 | 1
74.5113 | 25.6041 | 1
12.1018 | 55.2151 | 1
1.6997 | 32.8134 | 1
29.7598 | 26.3477 | 1
45.038 | 54.161 | 1
29.9586 | 66.661 | 1
76.892 | 64.4757 | 1
87.7332 | 6.1531 | 1
98.4538 | -29.9602 | 1
13.7174 | 66.6498 | 1
91.2956 | 12.9132 | 1
41.9785 | 64.5601 | 1
85.6635 | 55.7583 | 1
48.3839 | 2.2735 | 1
84.573 | -23.3876 | 1
66.6088 | 66.1592 | 1
64.6637 | 10.3574 | 1
18.5714 | 23.9981 | 1
93.9346 | 46.4913 | 1
18.0182 | -20.7977 | 1
31.4042 | 31.6111 | 1
73.7945 | -25.2144 | 1
66.5372 | 32.8805 | 1
90.912 | 36.992 | 1
46.9901 | 65.2615 | 1
9.1343 | 38.1581 | 1
88.9281 | 41.9578 | 1
92.4865 | 64.2681 | 1
1.581 | -12.9076 | 1
92.775 | -26.203 | 1
56.4932 | 45.9448 | 1
19.7162 | 16.9859 | 1
45.758 | -1.8996 | 1
67.7281 | 24.8855 | 1
96.2627 | 21.5108 | 1
41.2781 | 28.7445 | 1
87.0021 | 31.1378 | 1
40.2366 | 7.6668 | 1
5.8715 | 25.3309 | 1
87.6456 | 8.2402 | 1
51.8695 | 15.1193 | 1
5.4117 | -1.6039 | 1
38.4067 | -3.525 | 1
68.6913 | 61.038 | 1
80.0381 | 22.2719 | 1
8.8699 | -28.1697 | 1
92.1333 | 67.9831 | 1
68.1391 | 8.3125 | 1
36.3253 | 2.8933 | 1
77.2292 | 16.8437 | 1
15.3717 | 45.3661 | 1
47.5159 | 34.8097 | 1
84.3833 | -7.795 | 1
19.4063 | 31.7283 | 1
4.7255 | 32.9196 | 1
64.0846 | 23.5451 | 1
35.7418 | 61.6776 | 1
89.7571 | 5.3656 | 1
94.6239 | 60.0811 | 1
66.5509 | 26.7863 | 1
14.6633 | 15.9853 | 1
93.5771 | 63.821 | 1
86.1656 | -2.813 | 1
16.0228 | 67.4623 | 1
26.6097 | 48.4095 | 1
28.0344 | 11.0994 | 1
6.459 | 49.2122 | 1
76.0488 | 40.0615 | 1
54.9268 | 48.7001 | 1
10.6872 | 54.2266 | 1
22.1655 | -26.8165 | 1
85.1621 | -22.3887 | 1
6.653 | 10.9577 | 1
78.274 | 27.1854 | 1
60.6299 | 2.8991 | 1
16.1493 | 17.5068 | 1
1.2424 | -13.486 | 1
22.4485 | -15.6271 | 1
22.182 | 11.6655 | 1
51.3871 | -29.4708 | 1
57.2088 | 3.8431 | 1
90.1583 | 55.8765 | 1
94.0901 | 30.1026 | 1
10.8019 | 42.5172 | 1
49.768 | -2.4381 | 1
48.0771 | 17.6209 | 1
74.1092 | 10.6834 | 1
9.2635 | 44.395 | 1
49.6631 | 47.2665 | 1
61.1432 | -15.9147 | 1
19.7325 | -27.2866 | 1
16.3636 | 15.7221 | 1
47.8228 | 54.594 | 1
89.0992 | 12.9027 | 1
10.3309 | -14.8067 | 1
36.76 | 60.4554 | 1
89.2602 | -16.5845 | 1
99.921 | -18.4521 | 1
48.7133 | 5.5347 | 1
71.893 | -21.9686 | 1
43.9175 | 15.0901 | 1
22.6144 | 6.1059 | 1
29.6885 | 30.2399 | 1
34.6541 | 27.4658 | 1
24.7004 | 4.1984 | 1
91.6923 | 6.9546 | 1
100.3746 | 4.1432 | 1
60.6047 | -28.5747 | 1
31.4856 | 36.9233 | 1
38.9259 | -2.6699 | 1
3.2406 | 59.1933 | 1
3.8924 | -27.0222 | 1
10.3376 | -18.7573 | 1
84.7962 | -6.2295 | 1
16.4707 | 27.0111 | 1
100.8068 | -14.5553 | 1
6.8497 | 16.9236 | 1
98.097 | 29.272 | 1
74.4746 | 31.2907 | 1
78.1131 | -24.7219 | 1
87.0694 | 53.7463 | 1
41.1751 | 39.3256 | 1
15.6757 | 28.8987 | 1
68.1863 | -10.8498 | 1
45.2966 | 19.0405 | 1
9.1587 | 69.7908 | 1
35.2607 | -12.0009 | 1
24.4431 | 64.5489 | 1
58.1559 | 8.8565 | 1
73.4322 | 6.1685 | 1
96.6846 | 59.2034 | 1
100.9963 | 63.7742 | 1
50.9218 | 54.4139 | 1
96.2927 | 67.497 | 1
5.2316 | 33.5559 | 1
71.789 | 28.7175 | 1
39.8396 | 32.9829 | 1
30.9735 | -3.6352 | 1
69.8523 | 3.7019 | 1
75.8465 | 17.8307 | 1
28.5599 | 51.9466 | 1
69.8152 | 41.3116 | 1
16.6519 | 22.8283 | 1
23.1783 | 49.1019 | 1
90.3468 | 5.7707 | 1
9.3376 | 63.5314 | 1
100.4044 | 15.9604 | 1
9.335 | 52.1936 | 1
26.7561 | 38.7466 | 1
29.2309 | 42.2865 | 1
53.2599 | 48.3953 | 1
58.4627 | -6.3259 | 1
77.936 | -12.4323 | 1
95.2147 | -10.7977 | 1
33.4038 | 54.3598 | 1
50.408 | 62.018 | 1
28.8378 | -25.0108 | 1
26.6369 | 31.3366 | 1
99.8813 | 60.4703 | 1
63.9935 | -10.0007 | 1
27.1089 | -22.7675 | 1
15.3724 | 14.5382 | 1
58.3424 | 62.513 | 1
33.1088 | -0.87184 | 1
59.0554 | 18.1373 | 1
99.3821 | 16.274 | 1
26.675 | 41.7557 | 1
48.0172 | 22.2827 | 1
86.5215 | -2.3863 | 1
1.3789 | 13.8194 | 1
15.8414 | 15.0203 | 1
65.9246 | -11.3004 | 1
12.8196 | 2.8763 | 1
33.1261 | 40.6277 | 1
94.0665 | 50.0729 | 1
14.1669 | -25.7999 | 1
26.8408 | -12.2078 | 1
88.7438 | 26.5154 | 1
96.2345 | 7.6545 | 1
14.5937 | 34.1021 | 1
58.342 | -9.7315 | 1
50.8929 | -6.6059 | 1
82.7893 | 27.2732 | 1
60.8294 | -6.3083 | 1
68.5212 | -29.9324 | 1
49.2487 | 13.8763 | 1
71.9521 | 58.3375 | 1
61.7682 | -7.4301 | 1
20.2217 | 12.25 | 1
41.4349 | 44.491 | 1
93.8003 | -27.4809 | 1
68.7551 | -19.4744 | 1
20.3856 | 12.4385 | 1
39.5448 | -9.0549 | 1
30.972 | -17.087 | 1
58.8021 | 32.3237 | 1
76.7444 | -12.6562 | 1
51.7182 | 36.5307 | 1
39.8723 | 7.6971 | 1
39.2517 | 3.3828 | 1
43.9259 | -20.683 | 1
60.7913 | 10.605 | 1
84.6533 | -12.7903 | 1
5.6087 | 28.5036 | 1
70.9742 | 64.4565 | 1
28.1445 | -19.0372 | 1
68.0452 | -16.7263 | 1
74.4472 | 30.0964 | 1
55.6308 | 39.4377 | 1
13.7833 | 60 | 1
25.4873 | 60.4078 | 1
37.1334 | 24.8904 | 1
94.8203 | -1.2477 | 1
62.6922 | 4.029 | 1
85.6274 | -4.7715 | 1
7.3853 | 48.6636 | 1
65.9029 | -29.5978 | 1
68.8608 | -3.6243 | 1
17.6259 | -10.9729 | 1
63.5881 | 22.1972 | 1
17.7745 | -9.2405 | 1
77.5542 | -24.3923 | 1
43.6188 | 34.3084 | 1
86.2583 | -29.1995 | 1
51.5098 | -21.2039 | 1
85.7004 | 54.6153 | 1
22.9251 | 58.1965 | 1
65.1148 | 7.9312 | 1
97.8425 | -11.0405 | 1
18.9574 | 39.9027 | 1
80.6376 | 25.0797 | 1
7.7361 | -24.0894 | 1
64.1434 | 49.6811 | 1
13.229 | 18.4488 | 1
82.4271 | -24.0747 | 1
61.0302 | 6.9277 | 1
45.4867 | -5.36 | 1
79.175 | 18.6506 | 1
97.469 | -1.521 | 1
57.7547 | 22.489 | 1
81.9122 | 54.8145 | 1
20.6011 | 7.2316 | 1
83.8496 | 25.8559 | 1
37.1995 | -6.243 | 1
93.4803 | -19.1426 | 1
28.2436 | 48.7156 | 1
8.8061 | 38.0406 | 1
35.9536 | 5.5722 | 1
82.9284 | -16.2175 | 1
58.5102 | 32.3204 | 1
75.7012 | -0.79726 | 1
51.8917 | 67.198 | 1
96.6294 | -11.1461 | 1
35.4871 | 38.6501 | 1
50.8769 | 39.2997 | 1
81.3394 | 9.233 | 1
31.1572 | 66.4881 | 1
51.4366 | 40.5941 | 1
40.917 | -1.2569 | 1
48.9107 | -16.5165 | 1
65.6035 | 37.7321 | 1
77.7476 | 34.3744 | 1
67.3896 | 65.8526 | 1
17.0694 | -8.6568 | 1
53.6953 | 48.4318 | 1
51.5013 | 64.4849 | 1
78.1592 | -0.33964 | 1
81.3819 | 65.7543 | 1
13.8427 | 1.3603 | 1
57.7075 | -3.9765 | 1
85.5538 | -22.8277 | 1
51.4913 | 19.915 | 1
71.2504 | -11.2175 | 1
50.6654 | 25.3286 | 1
32.9481 | -13.5802 | 1
76.9941 | 8.6924 | 1
72.0951 | 17.9593 | 1
5.333 | -8.118 | 1
17.5287 | -8.4868 | 1
94.183 | 18.6263 | 1
22.1654 | 7.0429 | 1
60.4378 | -26.5443 | 1
31.866 | 33.3589 | 1
9.3819 | 44.4635 | 1
16.5141 | -0.44399 | 1
1.9541 | 55.4659 | 1
15.6662 | 28.6927 | 1
26.45 | -29.9141 | 1
83.8019 | 30.1221 | 1
11.2266 | 21.8335 | 1
99.3973 | 31.8138 | 1
76.4405 | -6.0248 | 1
62.7892 | 10.1982 | 1
96.4794 | 46.1858 | 1
26.5287 | 51.866 | 1
27.109 | -3.5078 | 1
48.615 | 3.3 | 1
8.4243 | -23.2215 | 1
41.4637 | 59.6235 | 1
5.7281 | 57.2345 | 1
70.4815 | 32.196 | 1
8.1414 | 23.6415 | 1
44.7344 | 55.9926 | 1
86.2804 | -28.3353 | 1
89.3939 | 64.4217 | 1
14.3706 | -20.605 | 1
42.4586 | 31.8285 | 1
76.0041 | 36.8236 | 1
1.6003 | -15.3026 | 1
16.7065 | -16.0084 | 1
45.3996 | 12.6779 | 1
28.4142 | 36.9181 | 1
57.0058 | 31.0088 | 1
80.8173 | 34.45 | 1
27.2558 | 8.2516 | 1
31.6832 | -4.6004 | 1
49.29 | 13.8504 | 1
11.3747 | -27.7638 | 1
95.6711 | -29.3314 | 1
96.3832 | 15.3232 | 1
28.177 | -20.3285 | 1
45.3885 | 69.2342 | 1
90.107 | 21.895 | 1
48.7253 | -3.6241 | 1
69.849 | 57.3003 | 1
48.0277 | 58.8229 | 1
73.5333 | -0.56835 | 1
9.6323 | 60.963 | 1
73.3553 | 52.4777 | 1
10.1446 | 58.1968 | 1
63.6323 | -1.0288 | 1
75.948 | 26.9685 | 1
81.6338 | 24.6821 | 1
41.0759 | 55.6331 | 1
66.4004 | 28.2063 | 1
9.7873 | 25.3275 | 1
49.7077 | 30.1518 | 1
61.6428 | 52.5819 | 1
60.8618 | 43.9275 | 1
85.3332 | 11.3883 | 1
81.8658 | 27.5218 | 1
41.2885 | 48.0719 | 1
22.9906 | 2.6427 | 1
61.6694 | 61.6018 | 1
83.9547 | 36.2536 | 1
50.315 | 18.0364 | 1
12.0233 | 25.2293 | 1
90.229 | 42.217 | 1
14.9452 | 51.8001 | 1
91.867 | 14.3833 | 1
61.0074 | -21.0225 | 1
35.7646 | 66.5275 | 1
75.6035 | -21.5616 | 1
47.4157 | -11.1154 | 1
22.3654 | 68.3829 | 1
8.0849 | 23.6136 | 1
29.945 | 46.6163 | 1
74.2386 | 32.3479 | 1
25.5464 | 2.5879 | 1
10.3261 | 24.7149 | 1
65.7737 | -8.869 | 1
36.1744 | -7.8474 | 1
65.1954 | -19.367 | 1
50.9916 | -28.767 | 1
26.0586 | 3.122 | 1
76.3997 | -24.1332 | 1
23.9631 | 50.7685 | 1
48.8455 | 60.3588 | 1
7.9526 | 29.3811 | 1
99.2966 | 8.7701 | 1
0.37745 | -22.2878 | 1
48.9864 | 64.0786 | 1
7.3189 | -16.8835 | 1
65.2834 | 64.7179 | 1
50.1121 | 68.1232 | 1
27.811 | 46.4879 | 1
41.2984 | 42.859 | 1
42.106 | 27.3293 | 1
71.6174 | 15.1045 | 1
23.4646 | -23.8991 | 1
91.7695 | 8.1552 | 1
40.2615 | 63.1017 | 1
41.6822 | 54.4655 | 1
14.6363 | -16.1172 | 1
49.7731 | -26.6187 | 1
27.5761 | 26.6133 | 1
29.9534 | 60.0954 | 1
0.16539 | -24.9694 | 1
14.3718 | -11.6313 | 1
10.9564 | 49.8792 | 1
9.4448 | -3.8037 | 1
26.3467 | 5.8632 | 1
34.3785 | 45.2959 | 1
54.6246 | 40.1572 | 1
76.6798 | -15.7434 | 1
55.2574 | 64.7538 | 1
63.3692 | 63.7288 | 1
87.4868 | 1.7266 | 1
19.9133 | 37.937 | 1
28.2164 | 68.5921 | 1
83.9029 | -12.7221 | 1
5.86 | 9.749 | 1
92.8261 | 29.0073 | 1
22.6772 | -29.4339 | 1
95.1926 | -20.1909 | 1
55.7553 | -4.1035 | 1
50.4156 | 31.4911 | 1
19.0559 | 53.8266 | 1
3.8299 | -2.9765 | 1
15.7392 | 48.2755 | 1
12.0725 | 27.7019 | 1
86.4499 | -13.878 | 1
88.9978 | 55.7637 | 1
87.3764 | 3.529 | 1
43.1175 | -8.1374 | 1
58.5103 | -18.9979 | 1
97.9232 | 46.9869 | 1
48.9784 | 29.4781 | 1
74.2465 | 10.74 | 1
71.1172 | 9.6513 | 1
0.73074 | 63.0047 | 1
82.9472 | 23.3024 | 1
23.4139 | 15.7243 | 1
9.141 | 58.5757 | 1
19.0071 | 20.6206 | 1
66.1814 | 28.2105 | 1
37.0666 | 51.2552 | 1
85.9413 | 66.1021 | 1
59.5212 | 45.2055 | 1
48.8638 | 57.9621 | 1
20.5638 | -10.6799 | 1
37.4511 | 20.273 | 1
36.1988 | -21.7523 | 1
43.4596 | 17.0062 | 1
58.6302 | 24.8864 | 1
28.5294 | 61.3089 | 1
41.6921 | -8.7636 | 1
67.975 | -5.1466 | 1
67.795 | 9.5305 | 1
1.3458 | 35.3938 | 1
78.7054 | -9.655 | 1
37.0036 | 57.8216 | 1
91.9383 | 43.4269 | 1
44.8506 | -15.4077 | 1
59.9383 | -27.8191 | 1
45.0869 | 17.7603 | 1
22.0647 | -18.1413 | 1
27.1932 | 57.9231 | 1
16.4124 | 35.7751 | 1
19.9326 | 38.8768 | 1
6.7653 | 61.5392 | 1
45.6477 | 13.6245 | 1
73.3283 | 61.7888 | 1
88.6132 | 0.4097 | 1
71.2097 | 60.371 | 1
23.4709 | 10.7643 | 1
69.2828 | 55.8102 | 1
90.5201 | 5.8412 | 1
94.1364 | 63.6723 | 1
26.9458 | -12.841 | 1
46.9846 | 6.1259 | 1
35.5945 | -3.5903 | 1
2.9057 | 49.6077 | 1
74.3217 | 52.385 | 1
7.4407 | 7.2729 | 1
85.4908 | 27.3661 | 1
92.3965 | 4.8501 | 1
26.7843 | 36.0657 | 1
92.6225 | -16.3996 | 1
53.2917 | 15.496 | 1
63.6079 | -19.4684 | 1
17.2699 | 43.4606 | 1
43.0004 | 0.78166 | 1
4.0572 | 51.8332 | 1
39.0852 | 10.8523 | 1
16.4322 | 26.0882 | 1
56.9546 | 1.9145 | 1
68.2474 | -5.1926 | 1
54.5678 | -28.6252 | 1
12.8093 | 58.1459 | 1
99.2487 | 12.9216 | 1
63.4287 | 48.5581 | 1
80.6212 | 26.6679 | 1
96.063 | -18.7462 | 1
53.5189 | -10.2525 | 1
64.776 | -0.55013 | 1
98.5409 | -16.3811 | 1
95.8403 | 10.1302 | 1
58.4995 | -7.8403 | 1
81.4339 | 65.2112 | 1
85.7087 | 46.9295 | 1
87.2439 | 45.0423 | 1
37.8715 | -2.1865 | 1
28.1069 | -24.6952 | 1
48.1481 | -28.6679 | 1
42.3751 | 1.3259 | 1
78.9337 | 32.7463 | 1
59.0209 | 0.32132 | 1
67.6905 | 4.4158 | 1
87.6349 | -27.5445 | 1
22.0602 | 26.5497 | 1
39.325 | 27.8042 | 1
24.6154 | -26.1029 | 1
82.58 | -12.6691 | 1
5.6819 | 64.8518 | 1
58.9109 | 65.5955 | 1
41.3775 | 6.9899 | 1
96.6992 | 40.9536 | 1
36.9968 | -28.9741 | 1
22.5386 | 51.4969 | 1
74.2987 | 8.3735 | 1
52.0203 | -8.8351 | 1
51.2165 | 68.904 | 1
96.5367 | 29.5581 | 1
51.7541 | 29.1141 | 1
27.9523 | 22.5305 | 1
74.327 | 54.5304 | 1
64.4082 | -20.116 | 1
15.1964 | 65.2847 | 1
84.8184 | 59.8625 | 1
45.227 | 18.0342 | 1
34.5972 | -3.9933 | 1
70.19 | 56.8365 | 1
44.2024 | 25.0255 | 1
70.1049 | 0.79329 | 1
46.5343 | 28.6183 | 1
7.4549 | 47.8749 | 1
66.1322 | -28.9481 | 1
87.7681 | 47.3924 | 1
68.2832 | 16.2037 | 1
1.8027 | -15.4787 | 1
17.9016 | 46.0684 | 1
58.4314 | 68.5095 | 1
35.8945 | 37.6688 | 1
82.7841 | 7.3953 | 1
2.166 | 61.6625 | 1
53.7976 | 28.9558 | 1
31.6671 | -12.2024 | 1
19.541 | 69.8425 | 1
78.7323 | 28.7794 | 1
53.8163 | -19.4042 | 1
86.6982 | -5.0333 | 1
43.072 | 65.2986 | 1
85.9481 | -25.8721 | 1
59.4117 | 10.0573 | 1
33.0433 | 60.5216 | 1
25.4346 | 27.6116 | 1
55.7736 | -3.9304 | 1
82.6728 | -0.92082 | 1
32.1524 | 49.0173 | 1
16.7905 | 18.8061 | 1
89.8183 | -2.7475 | 1
44.6676 | -29.4112 | 1
68.3047 | 29.8037 | 1
80.6285 | -29.0878 | 1
41.7072 | 60.3476 | 1
27.1642 | -22.2194 | 1
13.4605 | 66.4352 | 1
21.6915 | 44.629 | 1
81.1591 | 64.9332 | 1
33.6095 | 53.7537 | 1
23.6818 | 58.2212 | 1
20.0848 | 52.232 | 1
10.8449 | 37.9451 | 1
22.8405 | 46.7483 | 1
46.9995 | 55.6681 | 1
58.1987 | 1.4932 | 1
66.9147 | 10.8586 | 1
4.33 | 16.7923 | 1
66.1113 | -5.3541 | 1
89.0643 | 18.5717 | 1
64.7132 | -24.7479 | 1
25.7346 | -17.716 | 1
28.3387 | 22.7783 | 1
27.7926 | -21.2535 | 1
58.0169 | 33.2613 | 1
79.0323 | 43.7243 | 1
84.9593 | 10.281 | 1
51.6601 | -17.9832 | 1
88.174 | -26.6239 | 1
94.0056 | 32.0908 | 1
34.8827 | 1.1354 | 1
99.7534 | 39.2151 | 1
16.6555 | 33.4494 | 1
72.9757 | 65.6034 | 1
54.9889 | -13.1822 | 1
61.5291 | -16.2089 | 1
0.89051 | -11.6626 | 1
63.7566 | 32.0637 | 1
15.8406 | -21.8348 | 1
77.3979 | 34.6783 | 1
11.2955 | -24.8591 | 1
41.9957 | -18.1225 | 1
50.5867 | 68.7669 | 1
24.4431 | 59.4429 | 1
95.7133 | 68.4496 | 1
97.1887 | -19.5999 | 1
28.8066 | 4.6806 | 1
88.9152 | 10.0916 | 1
8.0992 | 60.5473 | 1
16.6954 | 5.1858 | 1
67.809 | 52.1925 | 1
45.3435 | -14.3511 | 1
19.8443 | -10.3641 | 1
43.5286 | 66.5474 | 1
82.7227 | 31.9666 | 1
27.4888 | -22.9472 | 1
3.0992 | 66.9584 | 1
96.5015 | 58.413 | 1
18.8694 | 45.3727 | 1
94.0858 | 65.0419 | 1
7.1563 | 16.0438 | 1
87.8151 | 23.5424 | 1
53.2646 | 63.2083 | 1
9.6879 | 30.8368 | 1
78.3229 | 44.7816 | 1
13.5265 | 19.4512 | 1
33.3096 | 15.2106 | 1
13.2405 | 69.081 | 1
1.7534 | -6.5371 | 1
5.0433 | 68.3632 | 1
11.7294 | 21.4913 | 1
26.2003 | 34.233 | 1
38.5838 | -5.0626 | 1
36.2702 | 29.9733 | 1
69.3759 | 11.4963 | 1
24.3426 | -25.2334 | 1
8.9227 | -29.4143 | 1
76.5231 | 21.3291 | 1
23.4021 | -27.9959 | 1
53.3685 | -23.989 | 1
62.7659 | 67.3227 | 1
53.1244 | -7.143 | 1
23.438 | -25.5655 | 1
96.0716 | -2.8223 | 1
60.226 | 67.2384 | 1
80.3306 | 45.1675 | 1
73.0877 | 64.413 | 1
0.37274 | 39.4208 | 1
54.6918 | 18.3462 | 1
53.1473 | 41.6647 | 1
55.772 | -23.8262 | 1
95.7887 | 32.7153 | 1
43.5264 | 51.5905 | 1
61.358 | 30.6293 | 1
69.7977 | 59.3087 | 1
58.8017 | 25.3358 | 1
97.6536 | 59.1943 | 1
68.5113 | 21.4553 | 1
80.0575 | -23.5663 | 1
64.0272 | -25.8467 | 1
95.8864 | 20.9624 | 1
52.534 | 62.004 | 1
72.0821 | 3.6042 | 1
41.376 | 12.2945 | 1
20.9148 | -29.9485 | 1
87.1098 | 44.7975 | 1
90.0137 | 6.4221 | 1
54.7429 | -17.8288 | 1
95.9261 | 61.1595 | 1
2.8137 | 13.3497 | 1
10.9746 | 64.6818 | 1
61.3892 | 34.6009 | 1
41.8665 | -6.0858 | 1
14.142 | 37.1758 | 1
15.3109 | 40.8251 | 1
61.5364 | 57.5905 | 1
1.1278 | -6.0074 | 1
23.9973 | -29.9012 | 1
37.5858 | 45.4145 | 1
22.9757 | 38.3515 | 1
84.2627 | 40.8907 | 1
79.1267 | 24.269 | 1
45.7921 | 34.6795 | 1
74.4157 | 47.6607 | 1
7.9163 | 69.3659 | 1
83.2904 | 42.4461 | 1
73.8857 | 21.5296 | 1
34.3871 | 58.6068 | 1
38.8761 | -28.1638 | 1
73.3488 | 65.3646 | 1
1.2841 | -16.4579 | 1
28.0692 | 58.3836 | 1
25.5054 | 24.41 | 1
89.617 | 54.2004 | 1
48.3277 | -8.0404 | 1
49.9663 | -22.9151 | 1
28.7941 | -20.4995 | 1
41.8742 | -15.8189 | 1
85.2427 | 69.1699 | 1
93.2925 | 38.9615 | 1
89.8363 | -15.6142 | 1
17.7603 | 61.0496 | 1
16.091 | -5.9825 | 1
91.3671 | -29.248 | 1
17.6711 | 32.8432 | 1
51.9459 | -26.5371 | 1
53.1529 | 62.415 | 1
79.039 | 28.6599 | 1
60.0192 | 5.0518 | 1
83.1768 | 27.5925 | 1
98.8746 | 29.0227 | 1
10.8943 | 40.6289 | 1
83.5942 | -2.3858 | 1
100.7255 | 59.6105 | 1
8.0364 | 25.485 | 1
69.8486 | -10.2601 | 1
40.6057 | 61.9198 | 1
2.0922 | 34.8534 | 1
7.9604 | 7.461 | 1
55.1272 | -6.5323 | 1
47.1719 | -29.7012 | 1
83.9633 | 17.1832 | 1
1.2685 | 20.5832 | 1
0.43588 | 46.4234 | 1
97.2407 | 18.1881 | 1
88.6695 | -17.7501 | 1
100.4999 | 50.9121 | 1
27.6879 | -5.5526 | 1
97.3763 | -1.6316 | 1
29.9189 | 40.7927 | 1
52.7598 | 38.4543 | 1
88.0108 | 11.3854 | 1
39.5977 | -0.29294 | 1
92.3064 | 37.0368 | 1
68.6886 | 59.1445 | 1
94.3146 | -27.1582 | 1
93.0437 | 69.1492 | 1
88.4309 | 2.2717 | 1
4.991 | 29.6218 | 1
56.6749 | 10.2072 | 1
38.6185 | -0.75651 | 1
100.271 | 6.9327 | 1
9.9659 | 4.669 | 1
35.3619 | 6.8328 | 1
38.4746 | -4.293 | 1
66.4218 | 52.8833 | 1
82.0906 | 2.6682 | 1
17.6391 | -1.0154 | 1
45.1127 | 25.5651 | 1
95.9189 | -18.4137 | 1
62.002 | -2.2453 | 1
71.0712 | 17.0041 | 1
39.107 | 9.5477 | 1
52.4003 | 11.4249 | 1
71.1136 | 41.4727 | 1
18.1385 | 10.2357 | 1
3.5741 | 50.3303 | 1
82.4054 | -11.7746 | 1
38.1134 | -1.5369 | 1
71.9426 | 56.0749 | 1
92.3235 | 11.5223 | 1
73.8027 | 30.1102 | 1
39.7756 | 2.6789 | 1
100.2033 | 59.0945 | 1
98.6729 | 59.5945 | 1
62.9688 | -14.3773 | 1
80.2805 | -18.4236 | 1
63.6082 | 26.9783 | 1
92.8107 | 9.7294 | 1
97.3879 | -24.0109 | 1
52.1026 | 68.7283 | 1
25.7198 | 46.4509 | 1
93.5722 | 59.9502 | 1
88.5525 | 9.8265 | 1
17.3418 | 13.7925 | 1
12.7152 | 38.1915 | 1
64.0345 | 9.0967 | 1
55.7957 | 57.7663 | 1
99.2813 | -25.0419 | 1
0.24438 | 59.1483 | 1
79.5145 | 29.764 | 1
80.7899 | 37.1467 | 1
52.9222 | 2.6836 | 1
7.3896 | 33.0121 | 1
20.0935 | -10.7572 | 1
67.6328 | 19.3864 | 1
83.8399 | 13.3155 | 1
40.5762 | 22.1231 | 1
39.7062 | -6.6547 | 1
89.907 | -25.3014 | 1
92.0689 | 43.0692 | 1
96.8623 | 11.9025 | 1
82.7006 | 18.3305 | 1
22.2209 | -4.1244 | 1
98.6894 | 9.4925 | 1
80.6997 | -2.0493 | 1
33.5131 | 59.4664 | 1
58.5757 | 29.2231 | 1
34.1639 | 4.5892 | 1
39.1502 | 26.5764 | 1
82.5716 | 8.6921 | 1
97.3859 | 69.137 | 1
33.4936 | -24.4515 | 1
43.1043 | 49.8107 | 1
65.9574 | 8.6375 | 1
11.8903 | 51.3119 | 1
96.8644 | 41.9835 | 1
15.3941 | -10.258 | 1
52.105 | 14.6828 | 1
27.3355 | -18.2215 | 1
37.7908 | 30.7199 | 1
61.1776 | 51.0994 | 1
56.274 | 3.6626 | 1
56.96 | 1.1968 | 1
86.7994 | -16.323 | 1
35.1869 | 1.5157 | 1
71.5668 | 12.4224 | 1
58.6335 | 2.363 | 1
23.9178 | 20.2186 | 1
51.7306 | 22.7353 | 1
14.8788 | -21.0748 | 1
46.4231 | 57.9452 | 1
76.1647 | 23.3322 | 1
24.3926 | 10.5304 | 1
17.0141 | 24.7532 | 1
9.9093 | 43.4502 | 1
41.0287 | -25.8741 | 1
3.5862 | 63.3034 | 1
13.2526 | 61.8994 | 1
18.7061 | 53.7803 | 1
27.2367 | 66.9948 | 1
68.9486 | 16.926 | 1
92.7895 | 10.1939 | 1
34.2388 | -28.7165 | 1
85.456 | -19.5693 | 1
58.8192 | 3.1362 | 1
22.0626 | -14.5176 | 1
25.392 | -25.7535 | 1
5.9252 | 63.9536 | 1
29.2343 | -26.1772 | 1
17.3589 | -24.2737 | 1
18.0544 | -15.004 | 1
22.2201 | 47.3546 | 1
34.225 | -9.0037 | 1
76.9931 | -0.15671 | 1
11.4716 | 65.8243 | 1
36.4928 | 16.3939 | 1
41.8788 | 64.2132 | 1
37.8112 | 44.5105 | 1
84.4048 | 45.4408 | 1
10.9286 | 8.5462 | 1
82.0606 | 50.4074 | 1
30.7064 | 29.5906 | 1
26.5888 | 10.7214 | 1
2.5817 | 47.7157 | 1
27.1586 | 33.5057 | 1
41.6775 | 44.6576 | 1
33.1332 | -27.0425 | 1
95.1374 | 34.8469 | 1
66.8236 | -26.3678 | 1
20.0132 | 25.8452 | 1
34.1143 | 63.8443 | 1
1.5064 | 40.8218 | 1
73.3918 | 65.9619 | 1
34.564 | 18.7101 | 1
83.6709 | 16.9833 | 1
32.906 | 14.7719 | 1
18.2137 | -22.0544 | 1
4.566 | 59.3546 | 1
26.1589 | 22.9564 | 1
28.9484 | 53.2351 | 1
26.8833 | 23.2729 | 1
21.5503 | -18.689 | 1
77.4798 | 40.6696 | 1
55.7893 | 69.5779 | 1
99.7351 | -15.8696 | 1
47.7092 | 34.1946 | 1
96.905 | 50.0382 | 1
97.9512 | 55.3291 | 1
14.2325 | -15.47 | 1
6.8097 | -24.5873 | 1
16.7786 | 61.1885 | 1
38.3542 | 51.7007 | 1
61.5506 | 2.3583 | 1
34.5395 | -9.0449 | 1
25.3578 | 52.9705 | 1
82.1051 | 24.3318 | 1
49.3012 | 46.1309 | 1
44.9472 | 26.2581 | 1
26.424 | -1.3333 | 1
75.9237 | 62.6952 | 1
60.4572 | 69.6929 | 1
99.2044 | 47.9516 | 1
58.8839 | -23.8851 | 1
59.4932 | 34.2181 | 1
56.6843 | 67.3577 | 1
7.4388 | -23.9265 | 1
67.9342 | -10.0316 | 1
38.3104 | 37.0053 | 1
59.2564 | 52.814 | 1
25.4231 | -29.5612 | 1
58.1951 | -22.9989 | 1
45.9388 | 29.98 | 1
79.4035 | 23.982 | 1
59.2249 | -20.6129 | 1
51.1812 | -10.0344 | 1
98.7223 | 48.4055 | 1
98.2175 | -5.0059 | 1
90.4148 | -6.6225 | 1
51.4695 | 58.9721 | 1
10.223 | 39.0668 | 1
59.7233 | 69.566 | 1
66.8087 | -11.4663 | 1
86.2081 | -5.9448 | 1
49.3212 | 49.5294 | 1
98.9578 | -6.1976 | 1
46.1017 | -10.0388 | 1
86.1566 | 50.7422 | 1
28.4176 | 19.6368 | 1
43.881 | -20.5253 | 1
100.3028 | 41.3105 | 1
19.9244 | 22.1944 | 1
87.8982 | 44.2623 | 1
14.7143 | -18.1422 | 1
99.6139 | 42.3495 | 1
40.3731 | 46.861 | 1
76.276 | -8.5087 | 1
86.2536 | 18.5805 | 1
68.7906 | 49.0247 | 1
25.8284 | 10.2054 | 1
63.4736 | 3.4259 | 1
45.5159 | 3.323 | 1
61.647 | 14.1809 | 1
98.2846 | 49.8029 | 1
42.1684 | 19.2231 | 1
81.7497 | 41.2929 | 1
6.7554 | -11.9708 | 1
17.9259 | -4.1654 | 1
68.9444 | 31.976 | 1
87.1401 | 0.62891 | 1
6.6304 | 17.3279 | 1
41.535 | 29.0477 | 1
20.9714 | 48.7997 | 1
33.7292 | 45.8506 | 1
59.4578 | 32.3449 | 1
24.7128 | 18.885 | 1
31.0796 | -24.9717 | 1
29.9719 | 30.5802 | 1
22.9614 | -13.9896 | 1
82.6446 | -5.228 | 1
44.0818 | 23.5661 | 1
21.8148 | 30.8253 | 1
10.8452 | -11.9957 | 1
48.4112 | 24.249 | 1
13.6797 | -14.6296 | 1
40.3485 | 45.8077 | 1
8.6511 | 58.5173 | 1
36.9307 | -12.1845 | 1
19.4303 | 11.8897 | 1
30.5456 | 32.2675 | 1
98.2865 | 48.0929 | 1
89.5268 | -15.066 | 1
18.0308 | 52.1558 | 1
72.2987 | 52.1404 | 1
32.9963 | 4.0502 | 1
97.4552 | 68.9235 | 1
52.8186 | 50.7114 | 1
10.2563 | 12.6248 | 1
6.0918 | -19.9816 | 1
79.2695 | 15.4168 | 1
12.2303 | -8.3552 | 1
58.9963 | -21.7345 | 1
81.7797 | 4.8803 | 1
90.228 | -8.1003 | 1
49.5236 | -20.9908 | 1
84.4445 | 51.4722 | 1
10.1921 | 37.1154 | 1
33.6459 | -26.0584 | 1
58.4925 | -0.6707 | 1
90.5971 | -13.7599 | 1
26.7234 | -13.4585 | 1
23.5535 | 6.9215 | 1
50.4312 | -5.5053 | 1
7.4373 | -6.1468 | 1
7.5971 | -29.3099 | 1
86.9318 | 21.6355 | 1
50.5187 | 0.4108 | 1
12.1753 | 39.4193 | 1
92.3501 | 3.8491 | 1
63.8597 | 19.0745 | 1
68.1338 | -21.5729 | 1
51.0861 | 52.5971 | 1
78.2088 | -29.7603 | 1
70.4713 | -16.2768 | 1
99.6349 | 59.9376 | 1
76.6393 | -1.5699 | 1
50.4185 | -7.9146 | 1
58.2175 | 61.9685 | 1
100.6079 | 52.2426 | 1
88.8016 | 34.959 | 1
21.8293 | 58.8328 | 1
44.0696 | 42.5245 | 1
57.048 | 30.8193 | 1
16.7274 | 22.8686 | 1
15.1962 | -27.4336 | 1
84.2067 | 51.9378 | 1
26.5515 | 67.0202 | 1
48.7902 | -8.9921 | 1
50.3747 | 10.4032 | 1
53.5636 | -18.7259 | 1
59.4306 | 34.6875 | 1
0.77097 | -16.1093 | 1
72.2789 | 33.9648 | 1
32.7053 | 53.7155 | 1
20.1765 | 57.5833 | 1
46.5774 | 28.2789 | 1
31.8599 | 52.6849 | 1
94.816 | -16.1391 | 1
83.7623 | 44.7615 | 1
46.7048 | 19.8135 | 1
17.2922 | -9.7809 | 1
72.3477 | -28.7003 | 1
83.6057 | -13.1007 | 1
24.1619 | 54.1159 | 1
76.3785 | 15.6741 | 1
35.7923 | 49.8095 | 1
67.4209 | 30.7397 | 1
24.4693 | 31.4459 | 1
26.933 | -29.0514 | 1
77.1561 | 33.083 | 1
70.9754 | 21.8265 | 1
3.4152 | 44.9995 | 1
25.8694 | 58.4751 | 1
54.5026 | -19.2993 | 1
17.9019 | 1.9854 | 1
57.2635 | 14.6075 | 1
16.6345 | 66.593 | 1
86.5865 | 35.2808 | 1
84.9222 | -10.2324 | 1
24.309 | 19.0983 | 1
26.2838 | -25.6773 | 1
53.054 | 16.5329 | 1
98.5566 | 33.9947 | 1
64.002 | 45.6982 | 1
34.8973 | -6.1677 | 1
90.6406 | 46.2181 | 1
51.4517 | -1.1327 | 1
76.744 | -3.7113 | 1
24.597 | 34.2115 | 1
79.931 | 11.6331 | 1
99.6583 | 24.3268 | 1
79.4853 | 30.4929 | 1
32.4989 | 33.7846 | 1
49.4313 | -20.7842 | 1
79.9314 | -29.2378 | 1
73.2331 | 9.9476 | 1
11.5737 | -16.012 | 1
62.3935 | 1.6019 | 1
43.8869 | -0.62039 | 1
73.0996 | -7.8587 | 1
11.2403 | 8.6574 | 1
20.7945 | 60.2111 | 1
86.518 | 60.8212 | 1
64.5268 | 19.154 | 1
36.5456 | -11.2478 | 1
62.1201 | 22.6453 | 1
79.8842 | -17.3086 | 1
16.1179 | 28.5446 | 1
89.1729 | -3.7436 | 1
8.8408 | 41.5739 | 1
98.9724 | 64.9251 | 1
24.4629 | 38.4853 | 1
94.8883 | 33.7653 | 1
48.3815 | -26.9578 | 1
69.1568 | -1.6258 | 1
43.9234 | -17.2319 | 1
88.4438 | 45.1217 | 1
54.0733 | 62.7847 | 1
84.0338 | -2.3774 | 1
6.2897 | 8.551 | 1
98.5751 | 49.0641 | 1
60.1895 | 27.6571 | 1
39.371 | -21.6672 | 1
76.9722 | 10.1844 | 1
26.4247 | -15.5347 | 1
79.8465 | 41.2259 | 1
53.0635 | 49.6429 | 1
89.6189 | 57.2844 | 1
71.5071 | 66.8813 | 1
58.9918 | 26.9903 | 1
38.1477 | -0.56878 | 1
54.3272 | 10.522 | 1
2.0427 | 33.7645 | 1
28.2304 | 0.046882 | 1
55.5085 | -4.9331 | 1
73.9179 | -13.4489 | 1
91.5887 | -10.63 | 1
28.9757 | 16.7401 | 1
15.9874 | -9.9107 | 1
68.1363 | 67.7374 | 1
25.5654 | 47.9868 | 1
77.5276 | -4.7002 | 1
91.353 | 68.3237 | 1
5.4419 | -12.3889 | 1
4.5647 | -1.3637 | 1
40.3124 | -18.9372 | 1
80.2863 | 17.19 | 1
63.4488 | 69.2256 | 1
0.42547 | 42.041 | 1
56.464 | 5.4284 | 1
1.2588 | 49.2989 | 1
7.4307 | 51.4272 | 1
67.4529 | 40.5811 | 1
40.826 | 8.4092 | 1
20.6138 | -19.9094 | 1
2.4598 | 17.4532 | 1
99.3706 | -0.95871 | 1
99.8105 | 64.89 | 1
43.5527 | 46.9072 | 1
66.2836 | -14.8341 | 1
26.2162 | 8.4722 | 1
9.3889 | 54.8025 | 1
61.9469 | -0.71662 | 1
64.9583 | 69.1049 | 1
33.0094 | -7.8784 | 1
85.5318 | -13.0304 | 1
78.5046 | 57.3779 | 1
12.5252 | 14.9374 | 1
29.1466 | 44.6689 | 1
79.44 | 7.4283 | 1
74.9598 | 65.7426 | 1
27.6595 | -15.6443 | 1
93.1801 | 41.6426 | 1
11.1862 | 15.4937 | 1
1.6746 | 28.4319 | 1
84.3598 | 54.1813 | 1
89.7197 | 27.1626 | 1
66.6776 | 17.7516 | 1
67.5176 | -17.3486 | 1
1.6256 | -25.1829 | 1
13.7945 | 23.9615 | 1
95.1527 | 51.9836 | 1
71.5105 | -10.5194 | 1
49.8784 | 38.0869 | 1
53.9441 | 21.1432 | 1
15.813 | 61.1494 | 1
51.1302 | 6.9212 | 1
58.2262 | 5.4928 | 1
80.4587 | -27.2969 | 1
51.4202 | 48.3358 | 1
97.5647 | 62.5011 | 1
46.0049 | 23.9921 | 1
78.7838 | 44.8783 | 1
77.7893 | 30.5657 | 1
14.4709 | 46.0672 | 1
83.8656 | 16.216 | 1
100.6497 | 40.7348 | 1
81.5484 | -24.5186 | 1
58.7366 | 57.7212 | 1
61.9498 | -0.81099 | 1
55.2168 | 40.6228 | 1
89.6848 | 49.7257 | 1
11.3095 | 53.9165 | 1
0.4326 | 45.6903 | 1
51.2418 | -6.9806 | 1
52.9062 | 20.5999 | 1
2.9203 | -25.7019 | 1
97.0367 | -12.2396 | 1
16.5982 | 50.2478 | 1
76.8554 | 65.6246 | 1
56.6252 | 43.0984 | 1
38.6784 | 22.4853 | 1
63.0545 | 55.1815 | 1
37.3362 | 9.8111 | 1
19.6454 | 35.7017 | 1
14.7064 | -5.3653 | 1
26.0426 | 61.7862 | 1
43.5032 | 5.0352 | 1
61.0826 | 46.6535 | 1
20.6132 | 20.5373 | 1
20.3771 | -20.9674 | 1
64.9541 | 20.5074 | 1
89.7342 | -12.752 | 1
13.1592 | -5.7087 | 1
21.0416 | 49.6615 | 1
1.9975 | 24.2787 | 1
41.3893 | 37.2768 | 1
99.7656 | 20.302 | 1
72.8242 | 5.4575 | 1
77.4674 | -7.5742 | 1
35.4455 | -7.5709 | 1
5.5609 | 29.1655 | 1
34.8211 | 56.5109 | 1
60.4567 | 18.3365 | 1
14.6037 | 56.0096 | 1
21.1955 | 68.4097 | 1
20.645 | 14.6201 | 1
34.4761 | -10.7997 | 1
40.2825 | 47.7507 | 1
63.5202 | 31.2449 | 1
32.4569 | 35.8508 | 1
10.4171 | 56.7304 | 1
90.5764 | 62.7789 | 1
26.6638 | -9.06 | 1
40.5268 | -13.9301 | 1
75.2732 | 3.6304 | 1
66.9475 | 68.1012 | 1
89.9482 | 21.9609 | 1
23.6009 | -3.4273 | 1
89.3117 | -12.4072 | 1
3.4726 | -24.3307 | 1
46.0512 | 5.8412 | 1
62.9165 | 15.3172 | 1
87.6832 | 12.4703 | 1
14.0502 | -25.4233 | 1
20.0258 | 51.6958 | 1
90.8319 | 4.7393 | 1
0.92476 | 22.6538 | 1
88.3535 | 67.191 | 1
24.1545 | 68.7013 | 1
52.9547 | 50.9664 | 1
95.5605 | 29.3604 | 1
47.03 | -23.134 | 1
74.2229 | 25.5782 | 1
47.488 | 41.7755 | 1
17.4961 | 31.3183 | 1
59.0455 | 43.0368 | 1
21.5485 | 66.296 | 1
6.2901 | 59.6999 | 1
97.7042 | 68.1157 | 1
74.14 | 52.7696 | 1
9.3387 | 29.6859 | 1
4.0051 | -22.6153 | 1
57.0761 | -10.0688 | 1
39.9681 | 44.2283 | 1
90.1628 | 45.57 | 1
25.1961 | 68.9237 | 1
85.8123 | 6.4825 | 1
53.0746 | -5.8128 | 1
45.0898 | 69.2919 | 1
90.8165 | 29.2221 | 1
83.2564 | 43.8992 | 1
64.6249 | 9.7208 | 1
41.5086 | 33.2645 | 1
9.1595 | 48.3879 | 1
37.2531 | -18.3289 | 1
69.6474 | -25.2244 | 1
57.2072 | 16.6956 | 1
11.0779 | -27.6683 | 1
53.6523 | -20.5323 | 1
95.3065 | -12.5162 | 1
82.1459 | 26.0858 | 1
60.5258 | 16.3484 | 1
64.4904 | 54.7237 | 1
23.1716 | 26.0202 | 1
1.1544 | 16.4022 | 1
66.014 | -28.2854 | 1
48.156 | 8.6481 | 1
95.4132 | 69.3424 | 1
75.2171 | -2.0351 | 1
84.5591 | -9.8426 | 1
35.3734 | -25.1274 | 1
30.7261 | 50.3895 | 1
9.677 | 69.2493 | 1
25.8091 | 28.1863 | 1
30.9134 | -0.43828 | 1
12.8234 | -24.2984 | 1
57.8972 | 16.3875 | 1
1.5023 | 28.1424 | 1
77.1396 | 41.5113 | 1
64.2174 | 23.1758 | 1
100.4091 | 40.0789 | 1
54.1785 | -2.6827 | 1
61.3494 | 42.9829 | 1
35.594 | -9.2573 | 1
2.4179 | 10.291 | 1
11.0962 | 68.1345 | 1
96.4976 | -1.1995 | 1
62.7503 | 43.9837 | 1
26.1062 | 16.7629 | 1
4.759 | 14.8457 | 1
43.1857 | -10.4919 | 1
49.9133 | 20.6035 | 1
76.5335 | 66.9806 | 1
85.7537 | 41.188 | 1
17.0279 | 18.1114 | 1
62.4816 | 32.2878 | 1
19.6552 | -28.1229 | 1
70.0619 | -28.5233 | 1
74.6603 | 45.5803 | 1
44.0922 | 52.5915 | 1
23.4691 | -13.6776 | 1
62.1741 | 43.116 | 1
96.652 | 2.4311 | 1
50.1398 | -8.132 | 1
81.2285 | 58.7054 | 1
30.3322 | 56.589 | 1
97.1756 | 35.4663 | 1
23.4709 | 22.6393 | 1
65.8928 | 21.9686 | 1
23.7852 | -9.7593 | 1
89.2332 | 39.4357 | 1
44.1213 | 40.865 | 1
51.0643 | 4.0177 | 1
46.5092 | 3.7878 | 1
56.1481 | 4.6178 | 1
76.2226 | 60.3958 | 1
41.0625 | 61.758 | 1
23.9702 | 55.5185 | 1
1.8915 | 23.6967 | 1
7.3758 | 15.4749 | 1
92.7335 | -25.716 | 1
64.3949 | 50.9575 | 1
39.7828 | -10.3707 | 1
40.6868 | 69.2474 | 1
55.0798 | 17.0488 | 1
83.5914 | -21.0373 | 1
38.9295 | 51.9687 | 1
67.9512 | 62.7212 | 1
60.8561 | 21.8029 | 1
67.5174 | -16.3119 | 1
25.1813 | 2.9074 | 1
84.582 | -24.4542 | 1
46.6302 | 55.7024 | 1
64.1522 | -15.0774 | 1
100.9457 | 25.2983 | 1
70.8203 | 12.5016 | 1
70.8718 | -25.0361 | 1
83.4739 | -22.1541 | 1
60.4342 | -7.0438 | 1
45.1685 | 65.686 | 1
75.1331 | 13.5116 | 1
81.9558 | -18.7051 | 1
49.049 | 0.53859 | 1
67.8487 | 29.3469 | 1
31.4959 | -10.7223 | 1
59.9251 | -9.1909 | 1
32.2725 | 32.1602 | 1
97.9019 | 21.3855 | 1
65.7002 | 22.4924 | 1
54.5656 | 33.5459 | 1
63.6321 | -14.9909 | 1
52.3765 | -8.9841 | 1
22.9564 | 12.8854 | 1
27.4521 | -3.3018 | 1
69.2129 | -29.5244 | 1
47.9263 | 61.0862 | 1
72.6603 | 48.8493 | 1
6.006 | 24.3214 | 1
32.8039 | -16.1618 | 1
83.2737 | -7.1539 | 1
0.36273 | 8.8026 | 1
92.3019 | 49.8878 | 1
94.6829 | -3.2253 | 1
48.7399 | -9.1748 | 1
32.2518 | 19.8592 | 1
32.5578 | 23.4296 | 1
79.6231 | -19.1137 | 1
85.4809 | -8.0472 | 1
54.4627 | 3.808 | 1
40.8176 | 62.8608 | 1
17.7132 | 29.6071 | 1
42.7603 | 21.771 | 1
50.8465 | 66.5299 | 1
51.6244 | 66.4094 | 1
9.4453 | 9.5948 | 1
48.8992 | 67.2934 | 1
61.8111 | -15.72 | 1
70.1524 | 45.9018 | 1
18.5293 | -10.5204 | 1
89.7767 | 66.3768 | 1
93.9823 | 66.2776 | 1
10.8806 | 68.4842 | 1
87.1329 | -10.9008 | 1
14.5402 | -25.9717 | 1
83.0541 | 22.3512 | 1
47.939 | 13.4271 | 1
21.1099 | 30.4895 | 1
20.0825 | 20.0094 | 1
21.7414 | 5.132 | 1
93.7628 | 62.4404 | 1
87.4263 | 49.0696 | 1
58.517 | 46.942 | 1
28.6246 | 2.4421 | 1
13.1476 | -13.8186 | 1
87.391 | 13.311 | 1
81.2362 | 40.8529 | 1
38.3535 | 35.6902 | 1
62.878 | -15.6742 | 1
8.3209 | 38.9148 | 1
97.3825 | -29.3608 | 1
25.0384 | -19.6806 | 1
43.0933 | -8.1764 | 1
3.6282 | 8.0546 | 1
75.4546 | 24.0427 | 1
59.1587 | -16.3795 | 1
81.6398 | -8.9373 | 1
38.0833 | 32.174 | 1
7.9503 | 57.6114 | 1
38.4709 | 19.9498 | 1
1.3431 | 26.1331 | 1
27.0092 | 42.0281 | 1
33.1462 | 21.8086 | 1
100.2222 | 62.1916 | 1
78.5832 | -4.2723 | 1
46.531 | 48.4069 | 1
15.6027 | 6.6209 | 1
94.1037 | -11.4114 | 1
33.0616 | 32.46 | 1
76.7209 | 66.5573 | 1
73.7561 | 7.9608 | 1
7.966 | 1.1046 | 1
47.629 | 44.7306 | 1
78.6027 | -16.3399 | 1
10.2609 | 14.7506 | 1
64.6373 | 2.3588 | 1
44.3837 | 51.2346 | 1
22.7623 | 23.0021 | 1
22.6167 | 9.3661 | 1
17.4652 | 45.021 | 1
92.6661 | -10.9628 | 1
3.5204 | 42.9636 | 1
38.8486 | 25.0661 | 1
89.5923 | 64.8657 | 1
76.731 | -26.7153 | 1
22.2593 | -7.8306 | 1
93.1382 | 62.5052 | 1
24.2162 | -22.8423 | 1
28.1972 | -1.3658 | 1
22.1299 | 19.5812 | 1
70.009 | 36.3645 | 1
90.5017 | -16.0446 | 1
70.997 | 33.1501 | 1
44.7713 | 15.0872 | 1
73.9735 | -27.6142 | 1
35.1018 | -14.8539 | 1
92.4911 | -21.8788 | 1
67.6397 | 44.2432 | 1
0.91629 | -4.454 | 1
36.9613 | 48.4351 | 1
18.1293 | 19.0915 | 1
87.0405 | 31.207 | 1
47.8507 | 42.0296 | 1
0.20075 | 55.9323 | 1
88.9741 | 41.1416 | 1
95.8387 | 35.1886 | 1
61.8372 | 8.2377 | 1
86.6946 | -26.9525 | 1
1.5869 | -0.05411 | 1
18.5426 | -20.5365 | 1
65.4396 | 57.9418 | 1
54.9729 | 42.9223 | 1
50.4554 | -22.2133 | 1
0.12795 | 67.9392 | 1
19.9866 | 37.1407 | 1
59.053 | 42.0823 | 1
55.1108 | -25.0681 | 1
67.4253 | -24.7691 | 1
25.9773 | -8.5135 | 1
21.9225 | 29.419 | 1
30.3304 | 24.584 | 1
58.5474 | -26.1854 | 1
36.854 | -5.8522 | 1
94.5813 | 39.1152 | 1
61.8114 | 62.6838 | 1
100.401 | 19.7359 | 1
21.6116 | 32.1703 | 1
39.1151 | 65.353 | 1
46.0454 | -27.7165 | 1
69.0132 | 15.0338 | 1
23.8523 | 48.3927 | 1
1.427 | 60.4124 | 1
97.7232 | -29.6009 | 1
67.2118 | 32.3279 | 1
64.8751 | 47.8669 | 1
92.3247 | 45.0618 | 1
25.2544 | 8.1634 | 1
13.9558 | 7.7096 | 1
22.5629 | 22.0406 | 1
45.5638 | 10.0834 | 1
4.1107 | 30.2502 | 1
49.6693 | 2.6464 | 1
96.4802 | -22.737 | 1
17.8298 | 9.113 | 1
94.7223 | 69.7892 | 1
49.1667 | 53.1053 | 1
67.7503 | 12.986 | 1
93.3367 | 28.6228 | 1
36.0165 | -23.3079 | 1
53.6325 | 62.2651 | 1
47.8882 | 23.087 | 1
42.1539 | 24.0903 | 1
3.6048 | -12.009 | 1
96.6338 | 46.3225 | 1
58.4145 | 34.9434 | 1
88.6141 | 59.9051 | 1
12.9499 | 65.1337 | 1
26.3882 | 31.9586 | 1
23.2547 | 68.7814 | 1
24.1838 | 23.6803 | 1
34.1144 | -18.8929 | 1
54.4904 | 56.0048 | 1
32.505 | 36.3795 | 1
16.3737 | 59.4573 | 1
43.989 | 55.1968 | 1
62.5108 | -4.0449 | 1
59.3271 | 40.4425 | 1
76.3687 | 64.5912 | 1
56.2764 | -22.7315 | 1
3.4732 | 34.2717 | 1
8.3688 | -23.9003 | 1
1.1163 | 66.562 | 1
62.7904 | -15.0481 | 1
6.0063 | 11.1228 | 1
47.6009 | -26.2551 | 1
85.8544 | 63.2701 | 1
89.435 | 51.4576 | 1
82.1528 | 53.2033 | 1
86.04 | -0.32251 | 1
51.3779 | 26.8197 | 1
46.0659 | 68.8615 | 1
38.0936 | 66.9912 | 1
30.5444 | -12.75 | 1
82.724 | -27.5271 | 1
98.4502 | 26.1914 | 1
53.7186 | 20.7122 | 1
89.2625 | 35.6318 | 1
64.4821 | 29.4024 | 1
65.8151 | 29.3404 | 1
24.4909 | 12.0827 | 1
95.5258 | 53.1503 | 1
23.8395 | -14.1937 | 1
33.4246 | 59.9613 | 1
50.8847 | 7.5209 | 1
39.9161 | 37.4864 | 1
91.1689 | -6.4265 | 1
95.0466 | 65.9565 | 1
50.2831 | -16.5528 | 1
76.3801 | 56.2204 | 1
84.4986 | 41.9737 | 1
84.3989 | 49.5984 | 1
8.0977 | -28.8866 | 1
84.4634 | -18.3517 | 1
39.0464 | 65.3568 | 1
44.0934 | -20.2187 | 1
14.0558 | -0.82428 | 1
53.9731 | 37.7679 | 1
12.7496 | 46.6271 | 1
85.9635 | -24.3217 | 1
21.276 | 50.4474 | 1
48.3255 | -11.2878 | 1
0.14935 | 52.5234 | 1
42.7326 | 26.9497 | 1
22.6274 | 38.3172 | 1
11.1773 | 8.0615 | 1
74.0148 | 36.7721 | 1
70.7031 | -23.423 | 1
19.3701 | -23.0216 | 1
72.4558 | 46.9719 | 1
65.4941 | 12.8805 | 1
50.4441 | 34.7775 | 1
25.0754 | 33.2124 | 1
73.3649 | -6.2755 | 1
68.7755 | 16.4103 | 1
53.1755 | 5.5374 | 1
51.076 | 15.8738 | 1
3.7742 | 9.9421 | 1
7.057 | -7.1862 | 1
28.8859 | 29.0057 | 1
66.91 | 41.7648 | 1
98.6687 | 57.1304 | 1
17.393 | 54.8287 | 1
17.0934 | -5.0034 | 1
33.7216 | 19.4492 | 1
47.1303 | 13.2425 | 1
70.0017 | -17.8538 | 1
46.1833 | 46.3451 | 1
78.269 | 67.1122 | 1
81.7908 | 18.8879 | 1
24.736 | 63.3221 | 1
72.6851 | 10.6249 | 1
20.4541 | -28.1068 | 1
41.5897 | -19.6783 | 1
67.5041 | 50.0165 | 1
85.2274 | 26.6593 | 1
9.9345 | 54.6949 | 1
52.8335 | 42.78 | 1
12.2274 | -8.2742 | 1
58.6824 | 7.1856 | 1
73.2953 | 51.4845 | 1
56.2038 | -1.0734 | 1
71.4336 | 4.947 | 1
65.4343 | 33.2313 | 1
98.1449 | 60.3205 | 1
12.8518 | 10.9532 | 1
99.0327 | 42.1999 | 1
27.1503 | 48.4414 | 1
81.5439 | 5.0025 | 1
16.6702 | 32.8415 | 1
41.0632 | 61.3132 | 1
60.3191 | 62.1014 | 1
88.4294 | 26.4414 | 1
40.3979 | -10.9473 | 1
66.6247 | -6.3551 | 1
24.1593 | -10.3488 | 1
36.0076 | 54.3722 | 1
4.423 | 62.2214 | 1
29.4722 | 64.8347 | 1
47.3497 | 11.9967 | 1
20.0955 | 20.0658 | 1
34.3693 | 16.7375 | 1
33.9827 | -23.528 | 1
8.9426 | 16.2617 | 1
30.8001 | 63.1724 | 1
85.0253 | 7.5139 | 1
69.303 | -19.9781 | 1
6.6878 | 12.2365 | 1
40.2086 | 13.7922 | 1
61.8013 | 11.7613 | 1
91.791 | -28.2659 | 1
40.4561 | -27.5071 | 1
84.8452 | 38.2511 | 1
31.7394 | 22.6548 | 1
49.169 | 49.055 | 1
79.4304 | 57.1572 | 1
35.7988 | 24.4142 | 1
15.7892 | 38.1269 | 1
15.0919 | 16.0577 | 1
75.6822 | 69.5974 | 1
91.5733 | 28.9351 | 1
100.5776 | 9.948 | 1
89.8613 | -21.8664 | 1
91.2946 | 56.9351 | 1
90.2263 | 48.9844 | 1
99.8928 | 5.7966 | 1
86.6356 | 50.909 | 1
40.362 | 64.1362 | 1
36.1944 | 23.7357 | 1
28.3008 | 47.9436 | 1
12.9804 | 9.835 | 1
99.9622 | -16.6915 | 1
3.3339 | 9.8688 | 1
2.4495 | -17.9315 | 1
67.5102 | 12.5027 | 1
48.2825 | -23.9308 | 1
91.5253 | -13.417 | 1
61.0162 | 34.6273 | 1
44.5087 | 1.6444 | 1
88.1283 | -19.5016 | 1
13.5621 | 29.6598 | 1
98.6796 | 21.7515 | 1
4.4323 | 57.7142 | 1
30.6593 | 29.6925 | 1
84.7855 | 4.0521 | 1
16.0767 | -5.8865 | 1
81.1764 | -0.95612 | 1
16.7459 | 37.7319 | 1
22.3486 | -16.193 | 1
84.145 | 18.8034 | 1
8.5393 | 49.0003 | 1
68.3674 | 1.7084 | 1
83.1765 | 11.91 | 1
62.4953 | 18.1849 | 1
30.6073 | 29.4261 | 1
98.184 | -13.3535 | 1
98.4138 | 57.7649 | 1
22.395 | 68.0472 | 1
58.8391 | 19.5831 | 1
62.4557 | 55.9644 | 1
74.4313 | 21.6213 | 1
72.4136 | -0.15955 | 1
33.7476 | 55.8114 | 1
83.308 | -24.1604 | 1
38.9211 | 41.0224 | 1
8.8084 | 40.4942 | 1
31.6896 | 68.2915 | 1
52.9259 | -13.8591 | 1
57.2929 | -4.4332 | 1
35.2426 | -6.8705 | 1
62.3269 | -5.8118 | 1
44.2909 | -5.381 | 1
97.6111 | 50.0045 | 1
10.0186 | -2.0622 | 1
18.273 | -17.8665 | 1
98.9592 | -17.2525 | 1
68.842 | 31.3469 | 1
43.0827 | 26.3837 | 1
54.007 | 22.903 | 1
28.8453 | -3.0178 | 1
78.4798 | -24.8218 | 1
27.7133 | 36.5627 | 1
11.1485 | -22.5828 | 1
11.9815 | 31.6812 | 1
26.1236 | -6.5331 | 1
90.5529 | -27.6219 | 1
56.7811 | 34.4496 | 1
2.3053 | 25.4751 | 1
66.9592 | -17.7592 | 1
49.1346 | 1.225 | 1
12.9066 | -27.9269 | 1
4.34 | -3.0655 | 1
61.2366 | 37.6805 | 1
49.0259 | 48.8524 | 1
43.6902 | -19.6649 | 1
93.8787 | 56.8147 | 1
100.0058 | 15.7586 | 1
28.1221 | 27.5331 | 1
41.1635 | -3.1076 | 1
55.0955 | -24.9162 | 1
52.9002 | 5.7043 | 1
16.3477 | 60.754 | 1
18.2439 | 5.603 | 1
47.8252 | -4.3063 | 1
14.0899 | 34.2859 | 1
77.5299 | 37.1814 | 1
78.2727 | -13.9997 | 1
88.7691 | 48.4271 | 1
65.7099 | 42.0246 | 1
49.9499 | 10.0421 | 1
11.9674 | -2.6638 | 1
76.9067 | -26.9987 | 1
57.3673 | 26.863 | 1
83.6215 | -29.6195 | 1
59.45 | 39.5907 | 1
3.4676 | 45.0564 | 1
66.7446 | 54.3013 | 1
27.5572 | 21.1294 | 1
79.7826 | 60.0039 | 1
63.8782 | 23.5801 | 1
86.7144 | 15.4693 | 1
45.0812 | 43.8919 | 1
100.2137 | -7.4252 | 1
25.7479 | 1.5037 | 1
85.1999 | -29.9607 | 1
59.6184 | 24.7727 | 1
30.9902 | 51.6004 | 1
94.2975 | 16.6908 | 1
10.3384 | -23.5654 | 1
39.8827 | -0.019004 | 1
54.6319 | 21.1944 | 1
7.0488 | 22.8517 | 1
43.4572 | -17.8916 | 1
20.3624 | -9.6082 | 1
0.68248 | 50.762 | 1
25.7464 | 45.0713 | 1
78.316 | 22.829 | 1
16.0499 | 25.4897 | 1
24.5388 | -1.2807 | 1
30.6585 | 18.3429 | 1
16.6643 | -12.1795 | 1
62.5787 | 20.9148 | 1
65.1387 | 52.3667 | 1
28.7274 | 21.3525 | 1
49.0044 | 36.6295 | 1
87.4946 | 44.6709 | 1
82.1638 | 1.7868 | 1
17.4108 | 4.8533 | 1
25.0464 | -0.5602 | 1
68.3918 | -24.1744 | 1
92.4828 | 41.322 | 1
2.781 | 51.8135 | 1
73.4118 | -9.0548 | 1
31.5557 | 49.8718 | 1
43.1533 | 11.8374 | 1
61.1396 | 57.4114 | 1
11.2476 | -9.8077 | 1
64.2826 | -13.1279 | 1
96.3087 | 23.8093 | 1
44.6468 | 13.1013 | 1
59.2429 | 69.513 | 1
42.6253 | -10.7946 | 1
45.0783 | 67.6124 | 1
79.558 | 42.8874 | 1
98.096 | 42.0519 | 1
92.6918 | -5.2785 | 1
50.2794 | 16.9606 | 1
41.6395 | 56.6441 | 1
43.8979 | 48.6867 | 1
47.5435 | -18.4609 | 1
13.1376 | 47.4459 | 1
52.8394 | -21.286 | 1
3.6405 | 43.8309 | 1
100.8461 | 45.751 | 1
39.2098 | -13.7715 | 1
8.4659 | 24.7857 | 1
10.0185 | -12.2078 | 1
20.9718 | 14.0341 | 1
5.7814 | 10.1122 | 1
0.10461 | 9.9932 | 1
55.7368 | 8.7233 | 1
77.1836 | 12.6826 | 1
32.3254 | 24.4471 | 1
78.8016 | -29.8919 | 1
56.1617 | 27.9951 | 1
30.1291 | 49.4597 | 1
5.8496 | 53.4141 | 1
57.1759 | 51.2047 | 1
61.8462 | 64.479 | 1
42.6718 | -8.4791 | 1
2.7538 | -28.3549 | 1
14.0106 | 21.8167 | 1
18.2529 | -13.5655 | 1
85.701 | -14.5944 | 1
32.2107 | 23.9596 | 1
74.3922 | 46.2598 | 1
60.2179 | 26.9924 | 1
32.8413 | 48.7185 | 1
6.778 | 56.8653 | 1
39.5369 | -22.3725 | 1
68.4024 | 50.0274 | 1
63.3866 | -7.2575 | 1
68.6842 | 34.2702 | 1
33.6379 | -27.1592 | 1
62.4238 | 0.86129 | 1
45.6917 | 4.9359 | 1
9.3371 | 11.0996 | 1
93.341 | 50.6302 | 1
90.6392 | 61.3293 | 1
10.1203 | 43.4368 | 1
43.5693 | -6.5214 | 1
18.8503 | 21.0461 | 1
98.512 | 63.8756 | 1
87.0059 | 33.1718 | 1
93.0313 | 54.7798 | 1
48.0043 | 34.03 | 1
41.4768 | 6.6095 | 1
52.1699 | -16.0749 | 1
95.5791 | 55.3987 | 1
94.8388 | 30.8059 | 1
7.9592 | 57.5392 | 1
76.8005 | -18.7267 | 1
58.9791 | -8.9256 | 1
42.7959 | 44.9475 | 1
44.322 | 5.7208 | 1
71.207 | -25.0017 | 1
80.4769 | 56.8192 | 1
32.6997 | -27.8175 | 1
33.4247 | 30.0292 | 1
37.2184 | -8.4882 | 1
56.8254 | -26.6529 | 1
91.3566 | -1.1954 | 1
94.9726 | 21.7554 | 1
61.7718 | -6.9008 | 1
35.7489 | -27.582 | 1
90.4755 | -17.6998 | 1
21.1382 | 34.0258 | 1
31.207 | 60.7082 | 1
56.4578 | -3.7484 | 1
64.6539 | 20.3301 | 1
61.8535 | -22.9948 | 1
13.456 | 60.729 | 1
43.3114 | 5.0668 | 1
58.3249 | 20.317 | 1
14.2041 | -20.7855 | 1
6.3584 | 31.3387 | 1
37.4975 | 66.7123 | 1
91.3538 | 13.4269 | 1
69.5267 | -2.1468 | 1
93.7632 | 39.9662 | 1
33.0359 | 8.0378 | 1
48.2495 | -29.4165 | 1
24.996 | 52.3159 | 1
37.589 | 24.3975 | 1
47.8648 | 69.267 | 1
36.8238 | 8.0888 | 1
1.5074 | 12.6628 | 1
18.0046 | 69.7506 | 1
42.6945 | 60.8986 | 1
70.6791 | 53.8694 | 1
73.5484 | -8.1544 | 1
13.6179 | -28.8798 | 1
84.7978 | 11.6518 | 1
36.5906 | 41.6871 | 1
41.8495 | 20.2437 | 1
55.7762 | 44.8511 | 1
84.6626 | -3.4546 | 1
52.9726 | -17.6393 | 1
63.5324 | -2.2325 | 1
100.3818 | 56.7571 | 1
57.2453 | 29.8733 | 1
72.3387 | 65.7207 | 1
92.7163 | -9.0607 | 1
9.8785 | -22.1449 | 1
32.674 | 14.7207 | 1
58.1544 | 56.0691 | 1
8.2736 | 17.911 | 1
24.8557 | 63.1501 | 1
88.9108 | -12.569 | 1
38.9815 | 31.6365 | 1
41.1369 | 47.0348 | 1
10.7499 | 65.7314 | 1
1.4759 | -29.3068 | 1
58.7253 | 56.9227 | 1
42.697 | 8.9513 | 1
56.0471 | 56.4372 | 1
69.6472 | 63.8287 | 1
32.0466 | 60.316 | 1
4.0272 | 5.0568 | 1
99.1327 | -14.8282 | 1
71.6982 | -26.6763 | 1
58.4473 | 61.0726 | 1
49.8993 | -8.1111 | 1
15.5413 | 43.1702 | 1
95.9137 | -13.2121 | 1
11.7678 | 35.7185 | 1
8.3562 | -22.4635 | 1
68.7552 | 42.917 | 1
16.2849 | 22.8448 | 1
51.01 | 37.5147 | 1
26.7173 | 29.0096 | 1
61.619 | 60.4373 | 1
49.1521 | -10.9518 | 1
13.496 | 52.6872 | 1
45.748 | 38.9715 | 1
77.7113 | -23.9966 | 1
24.3113 | -10.6086 | 1
19.4673 | 54.7135 | 1
71.7527 | -9.6284 | 1
97.1499 | 34.3913 | 1
69.2554 | 1.3351 | 1
28.1908 | 46.403 | 1
80.4138 | 57.9639 | 1
3.6863 | 66.3803 | 1
87.6665 | -29.9136 | 1
31.3206 | 48.3865 | 1
80.233 | -9.7898 | 1
25.966 | -8.6509 | 1
53.8766 | 18.6318 | 1
31.0203 | 47.1905 | 1
21.2478 | -1.7583 | 1
13.5665 | 63.7687 | 1
98.7004 | 60.9678 | 1
46.6796 | -10.6059 | 1
3.4079 | -8.158 | 1
76.3874 | 21.8766 | 1
26.2888 | -19.8043 | 1
68.1103 | -2.5877 | 1
97.6145 | 49.9675 | 1
59.4992 | 55.3943 | 1
59.8253 | 50.186 | 1
12.4395 | 55.1081 | 1
15.8344 | 60.4773 | 1
21.2231 | 0.82516 | 1
32.0299 | -27.3793 | 1
45.9253 | 56.1559 | 1
24.3619 | 9.1201 | 1
36.6771 | 65.0922 | 1
7.2597 | 24.4624 | 1
28.1697 | 11.0299 | 1
42.4576 | -27.2015 | 1
76.0316 | 36.3391 | 1
33.1976 | 54.9347 | 1
49.5083 | -8.7498 | 1
59.3347 | 47.095 | 1
21.7476 | 46.1764 | 1
30.358 | 67.5761 | 1
0.72327 | 51.3859 | 1
13.4634 | 48.4614 | 1
54.3641 | -10.0586 | 1
58.594 | 23.2327 | 1
22.7122 | 14.6112 | 1
19.1174 | -2.0107 | 1
33.3779 | -29.8617 | 1
71.2167 | 66.1698 | 1
44.4737 | -3.5891 | 1
98.5913 | 67.7471 | 1
10.7 | -10.2909 | 1
32.3949 | 45.5749 | 1
43.5208 | -12.3087 | 1
28.8834 | 38.986 | 1
67.5214 | 27.3394 | 1
39.3266 | 45.1261 | 1
32.0678 | 22.1205 | 1
87.5735 | 7.6647 | 1
1.0732 | -21.3762 | 1
79.7794 | 66.7394 | 1
6.9191 | 17.0262 | 1
45.4867 | 54.8075 | 1
83.9877 | 49.6818 | 1
72.9288 | 29.6209 | 1
4.2339 | 52.959 | 1
53.0565 | 61.6722 | 1
20.6054 | 41.6208 | 1
56.9761 | -7.2104 | 1
62.4701 | -25.5497 | 1
86.2852 | 47.7688 | 1
47.9962 | 13.7425 | 1
4.4729 | 25.0041 | 1
59.2716 | 19.1867 | 1
23.9393 | 34.7414 | 1
83.3325 | 54.6789 | 1
70.5304 | -20.1966 | 1
2.1378 | -0.5613 | 1
51.588 | 51.1116 | 1
84.2201 | 34.9194 | 1
18.5943 | 4.3068 | 1
75.4336 | 3.8827 | 1
32.4734 | 22.0066 | 1
41.9308 | 57.03 | 1
16.6343 | 39.0749 | 1
29.9406 | 16.3411 | 1
35.3294 | -12.7218 | 1
7.5207 | -0.82099 | 1
92.5223 | 59.2881 | 1
20.1728 | -26.7327 | 1
60.2305 | 4.2652 | 1
33.8625 | 65.2644 | 1
98.6144 | 36.9562 | 1
73.7353 | 16.6848 | 1
42.3054 | 49.673 | 1
49.5238 | -21.2009 | 1
24.5497 | 58.0895 | 1
37.2417 | 22.0287 | 1
62.4811 | 9.3588 | 1
23.9577 | 30.1465 | 1
55.2736 | 36.7327 | 1
96.1814 | 48.7267 | 1
49.0865 | 43.6556 | 1
28.9377 | 34.8708 | 1
84.89 | 20.8472 | 1
15.7784 | -19.4539 | 1
78.3409 | 47.529 | 1
56.156 | -2.5732 | 1
94.0283 | 62.0501 | 1
100.0271 | 53.2944 | 1
79.6287 | 11.1434 | 1
66.5076 | 67.7451 | 1
64.111 | -7.3986 | 1
74.4057 | -20.125 | 1
8.4798 | 32.8478 | 1
100.2482 | 34.4134 | 1
5.1397 | 19.1343 | 1
38.0951 | 51.515 | 1
38.1918 | 24.4484 | 1
75.0743 | 49.4246 | 1
17.8438 | -14.2282 | 1
50.9775 | 62.629 | 1
86.0504 | 29.697 | 1
92.9534 | 0.38738 | 1
27.4148 | 12.2229 | 1
42.942 | 38.4273 | 1
82.4337 | 40.9961 | 1
62.3751 | 19.6609 | 1
61.628 | 6.5685 | 1
25.5676 | 7.9142 | 1
24.2921 | 14.8706 | 1
22.8079 | 12.5417 | 1
95.7634 | 26.2895 | 1
91.8382 | -19.0313 | 1
18.2072 | -18.7921 | 1
30.833 | -12.9616 | 1
15.2805 | 11.3879 | 1
73.2825 | 68.5578 | 1
64.5505 | -17.0972 | 1
62.6073 | 33.7633 | 1
63.6 | -12.0155 | 1
71.0226 | 9.5323 | 1
0.055399 | -8.5499 | 1
92.9104 | -3.6287 | 1
77.0927 | -13.7777 | 1
5.4269 | 49.3862 | 1
71.2407 | 6.7036 | 1
2.7269 | 19.0751 | 1
32.9209 | 69.3276 | 1
62.2464 | 44.507 | 1
48.137 | 63.9204 | 1
65.3775 | 0.51294 | 1
84.6019 | 40.7891 | 1
8.3125 | 49.3912 | 1
6.8353 | -26.207 | 1
37.9009 | 63.8498 | 1
30.9278 | -19.8614 | 1
44.6451 | 0.98471 | 1
72.5744 | 27.6461 | 1
19.373 | -4.8397 | 1
8.7568 | 58.0875 | 1
58.7181 | 14.2524 | 1
35.547 | -23.0105 | 1
97.0486 | 29.0846 | 1
37.741 | 45.8059 | 1
68.7035 | -19.6672 | 1
44.2927 | 9.2147 | 1
58.1528 | -10.7335 | 1
21.75 | 2.5046 | 1
2.9524 | -23.8311 | 1
39.3804 | -18.2803 | 1
1.7085 | 14.2276 | 1
67.8332 | 7.5523 | 1
43.7833 | 56.5312 | 1
74.6015 | -25.6135 | 1
8.7 | 63.8675 | 1
63.9929 | -28.4062 | 1
83.4133 | 6.6874 | 1
35.2153 | -16.7524 | 1
26.9121 | 20.4032 | 1
41.3516 | 18.0593 | 1
63.6433 | 59.7518 | 1
95.1881 | 56.6883 | 1
44.9667 | -12.0167 | 1
74.3755 | -5.8634 | 1
28.9003 | 30.5991 | 1
86.6817 | 20.7158 | 1
31.1707 | 43.2822 | 1
76.7524 | 28.3353 | 1
100.9433 | -12.2139 | 1
33.3837 | 29.8574 | 1
41.3647 | 61.3742 | 1
54.3893 | -0.72909 | 1
40.6903 | 27.9413 | 1
14.5402 | 20.9128 | 1
90.1911 | 29.7042 | 1
40.4604 | -25.4334 | 1
92.3359 | 23.2551 | 1
64.5524 | 47.962 | 1
50.3128 | 60.052 | 1
64.7703 | -18.418 | 1
97.732 | 28.242 | 1
74.2558 | 45.2447 | 1
25.58 | 59.5849 | 1
63.3872 | 67.4951 | 1
41.16 | 15.0903 | 1
60.9308 | 1.0353 | 1
89.0919 | 10.85 | 1
61.0065 | -26.7349 | 1
41.0613 | 3.6226 | 1
42.7294 | -17.4269 | 1
15.4147 | -13.6198 | 1
34.0571 | -22.1174 | 1
52.0615 | 69.091 | 1
98.4405 | 22.8328 | 1
54.2887 | 18.1206 | 1
68.0919 | -3.651 | 1
94.6351 | 47.5683 | 1
1.5886 | 36.4944 | 1
64.2473 | -26.925 | 1
31.3113 | 5.8463 | 1
14.6528 | -28.1055 | 1
31.3655 | -21.8481 | 1
68.4345 | -26.2416 | 1
31.1095 | 57.8106 | 1
93.7559 | 50.9436 | 1
93.7456 | 13.3364 | 1
51.0426 | -2.0428 | 1
93.2792 | 55.0893 | 1
45.0031 | -6.7224 | 1
46.3752 | 29.9568 | 1
23.4965 | -26.3945 | 1
92.2316 | -24.1679 | 1
96.4762 | 28.8846 | 1
90.5034 | -9.4579 | 1
2.3142 | -21.6673 | 1
18.8812 | -26.3376 | 1
4.0839 | 9.1917 | 1
24.7927 | 56.8538 | 1
83.581 | 62.9578 | 1
47.6711 | 53.7914 | 1
94.9592 | 49.1243 | 1
18.443 | -21.2886 | 1
8.6676 | 51.2363 | 1
44.0094 | -20.8889 | 1
88.8351 | 22.0871 | 1
83.2828 | 33.2449 | 1
2.8825 | 39.8881 | 1
35.9177 | 36.4997 | 1
59.8042 | 8.349 | 1
13.6695 | 38.9845 | 1
56.3892 | -28.0665 | 1
60.3109 | 62.991 | 1
74.8033 | 2.2125 | 1
67.0509 | -23.4002 | 1
83.8445 | 54.4943 | 1
74.448 | -12.2748 | 1
95.6247 | 58.1974 | 1
65.126 | 13.4097 | 1
87.1362 | 39.9479 | 1
64.5381 | -29.2098 | 1
29.2448 | 17.4877 | 1
8.1184 | 13.0611 | 1
61.6515 | 48.5046 | 1
94.5787 | 28.898 | 1
45.7701 | -17.4997 | 1
8.6162 | 9.8828 | 1
31.7337 | 26.4287 | 1
14.414 | 20.8625 | 1
29.8415 | 16.0191 | 1
56.0176 | 58.6771 | 1
97.6584 | 30.1767 | 1
49.0607 | -0.41333 | 1
31.031 | -27.9325 | 1
62.6342 | -9.5171 | 1
7.1237 | 12.4933 | 1
4.7807 | 32.4891 | 1
64.3285 | 5.6391 | 1
87.6317 | -7.5459 | 1
48.401 | -11.6867 | 1
38.085 | -27.116 | 1
11.6668 | 54.7672 | 1
28.4067 | -19.327 | 1
6.9201 | 41.5184 | 1
46.8794 | 32.2107 | 1
20.303 | 54.4312 | 1
56.365 | -8.5227 | 1
45.1445 | 21.3661 | 1
8.6236 | 6.7264 | 1
76.3544 | -24.6634 | 1
56.8424 | 4.3065 | 1
32.4619 | 65.7864 | 1
21.806 | 40.169 | 1
59.1136 | 28.1811 | 1
80.62 | -28.2567 | 1
3.3527 | -0.47138 | 1
65.2702 | 18.3536 | 1
89.6609 | 58.2257 | 1
49.6272 | -14.7233 | 1
94.6488 | 64.503 | 1
76.1491 | 38.9699 | 1
81.855 | -0.33895 | 1
85.9502 | 39.8679 | 1
68.669 | 58.254 | 1
91.3461 | -1.7266 | 1
49.7374 | 53.592 | 1
72.6248 | 57.2841 | 1
16.9985 | -27.4232 | 1
36.2262 | 41.8674 | 1
67.3058 | 1.2288 | 1
44.732 | 23.8438 | 1
81.7492 | 8.4762 | 1
63.8856 | 26.6527 | 1
94.585 | 28.3154 | 1
82.2292 | 62.5526 | 1
91.6796 | 46.0107 | 1
10.1129 | 11.4799 | 1
62.5653 | 10.0385 | 1
53.7615 | 6.2456 | 1
69.2511 | 12.5811 | 1
43.0119 | -26.0231 | 1
16.9252 | 50.5381 | 1
83.6865 | -3.4769 | 1
27.5448 | 22.0506 | 1
22.0372 | -11.1855 | 1
53.9021 | -7.8513 | 1
72.3396 | 21.3058 | 1
25.4917 | 52.1542 | 1
7.3165 | 34.6152 | 1
46.0199 | -18.7749 | 1
28.2246 | -3.7883 | 1
58.2087 | 41.4333 | 1
75.9087 | -17.1295 | 1
99.3912 | 13.958 | 1
86.1619 | -8.7534 | 1
74.2807 | -25.7108 | 1
80.7478 | 40.8627 | 1
25.2113 | 31.1896 | 1
23.0716 | 5.3867 | 1
57.1132 | -6.5314 | 1
47.684 | 40.0457 | 1
59.374 | 17.5182 | 1
26.5062 | 5.5321 | 1
23.1833 | 38.7217 | 1
16.556 | 41.0353 | 1
43.4119 | 41.3419 | 1
55.8615 | 66.9013 | 1
11.3305 | -24.9814 | 1
4.2275 | 14.9583 | 1
69.3377 | 49.6191 | 1
23.6909 | 65.0774 | 1
43.6687 | 24.9307 | 1
31.7795 | -19.9551 | 1
85.2481 | 11.0885 | 1
33.0524 | 21.4371 | 1
91.1157 | 13.9691 | 1
44.6571 | -10.4335 | 1
37.5643 | -21.7224 | 1
13.8623 | 47.6451 | 1
57.06 | 69.2374 | 1
82.1855 | 66.9822 | 1
45.4105 | 14.5646 | 1
97.7761 | 43.2781 | 1
69.2186 | 12.09 | 1
78.5586 | 59.2099 | 1
15.5993 | -17.2148 | 1
51.1248 | 36.4022 | 1
54.438 | 28.0419 | 1
1.3717 | 66.1173 | 1
38.6217 | -3.1216 | 1
99.9343 | 49.108 | 1
86.0703 | 55.1766 | 1
38.5024 | -29.3221 | 1
45.8698 | 43.1674 | 1
100.3439 | -10.5769 | 1
1.0889 | 27.3693 | 1
84.0851 | 29.6511 | 1
40.619 | 41.9543 | 1
87.8732 | 29.0801 | 1
91.6732 | 60.7023 | 1
90.1468 | 20.0814 | 1
54.8458 | 61.2733 | 1
56.614 | 61.0301 | 1
67.8391 | 1.4563 | 1
7.7229 | 69.0376 | 1
100.9081 | 67.8716 | 1
60.4501 | 55.6204 | 1
13.9078 | -29.6838 | 1
81.7411 | 65.4893 | 1
72.3334 | 23.4866 | 1
56.6923 | 1.4283 | 1
63.4645 | 16.796 | 1
8.9624 | 58.3176 | 1
82.3563 | 38.5732 | 1
26.2296 | -22.8206 | 1
79.4856 | 68.168 | 1
40.7146 | 42.9661 | 1
80.9855 | -10.0125 | 1
50.5561 | 36.047 | 1
57.6402 | 39.3166 | 1
64.6478 | 31.1748 | 1
4.848 | 41.7489 | 1
99.9516 | -26.3724 | 1
79.4877 | 7.8495 | 1
82.259 | 64.8251 | 1
11.5193 | -8.8563 | 1
68.9279 | -6.3134 | 1
54.5518 | 10.2786 | 1
96.5655 | 19.5033 | 1
17.3891 | 26.6857 | 1
98.292 | -13.3478 | 1
96.6766 | 9.8727 | 1
55.0598 | -28.0458 | 1
72.9779 | 51.8836 | 1
42.5371 | 8.0735 | 1
38.3255 | -0.1493 | 1
58.7397 | 50.0805 | 1
76.8192 | -11.7503 | 1
31.9535 | 21.1871 | 1
87.7007 | -11.62 | 1
12.9516 | 50.4517 | 1
73.2904 | 14.3026 | 1
89.0068 | 66.7712 | 1
1.132 | 3.296 | 1
34.3713 | 30.744 | 1
46.0541 | 9.9269 | 1
20.6369 | 7.4837 | 1
48.8495 | 66.5236 | 1
49.3453 | 61.4674 | 1
8.745 | -8.1781 | 1
67.8307 | 50.725 | 1
73.5099 | 16.5232 | 1
55.5001 | -14.1394 | 1
47.9534 | 17.0356 | 1
92.794 | 1.6075 | 1
18.5442 | 64.1586 | 1
97.2483 | 13.9278 | 1
6.5523 | -0.0927 | 1
74.659 | 63.3379 | 1
42.515 | 37.8721 | 1
1.7783 | 65.3477 | 1
70.1295 | -16.1489 | 1
4.0878 | 13.4381 | 1
44.0958 | 0.50879 | 1
54.0323 | 46.1964 | 1
6.5133 | -4.047 | 1
90.2953 | 0.78326 | 1
54.3932 | -23.6137 | 1
46.7417 | 39.4325 | 1
75.4488 | 54.5575 | 1
44.3932 | 42.5815 | 1
96.2801 | 1.5646 | 1
24.3832 | -5.3726 | 1
24.7447 | -6.8062 | 1
99.8878 | 47.0317 | 1
72.3536 | -1.1303 | 1
28.3878 | 24.914 | 1
6.0318 | 9.7882 | 1
48.3783 | -16.4087 | 1
98.2431 | -8.03 | 1
43.979 | -5.63 | 1
14.5659 | 27.4151 | 1
66.037 | -28.897 | 1
77.7403 | 64.2262 | 1
92.4503 | -22.0217 | 1
71.8806 | -6.9123 | 1
30.1059 | 35.0457 | 1
61.8934 | -16.1712 | 1
30.2294 | 52.1706 | 1
29.0974 | -2.4292 | 1
22.3767 | 4.7711 | 1
52.5939 | -28.3526 | 1
66.7801 | 47.6193 | 1
73.5682 | 4.5351 | 1
23.2617 | 66.9556 | 1
2.9558 | 6.9694 | 1
15.2341 | -7.2558 | 1
1.867 | -1.9444 | 1
18.9337 | 50.4425 | 1
42.8461 | 49.9341 | 1
95.9304 | 2.2648 | 1
4.4546 | 35.1208 | 1
76.5099 | 10.1573 | 1
56.7641 | 31.1562 | 1
15.3061 | 37.9026 | 1
52.1776 | 4.3501 | 1
73.0965 | 31.0664 | 1
24.8111 | -25.9225 | 1
81.0669 | 0.26331 | 1
68.4438 | 25.5484 | 1
86.0145 | 42.3557 | 1
56.266 | 2.4735 | 1
87.8985 | 54.833 | 1
96.4493 | 67.1971 | 1
9.0122 | -18.7038 | 1
66.3235 | -23.6347 | 1
25.5469 | 21.5083 | 1
95.7272 | -4.2098 | 1
2.2713 | 14.1378 | 1
7.3972 | -17.5024 | 1
16.8122 | 36.1806 | 1
15.9904 | 51.7523 | 1
86.3933 | 24.4666 | 1
56.7576 | 55.939 | 1
58.6495 | 22.7172 | 1
49.3003 | 34.1939 | 1
76.5057 | -3.2502 | 1
60.7405 | 3.6944 | 1
33.9512 | 17.5349 | 1
90.0546 | 62.0407 | 1
89.8539 | 59.0821 | 1
73.5943 | 0.51891 | 1
19.2544 | -18.5875 | 1
20.7053 | -6.6802 | 1
50.5351 | 4.8148 | 1
62.553 | 6.4621 | 1
29.3909 | 64.6545 | 1
1.1505 | 55.2325 | 1
95.8674 | -17.5503 | 1
69.4172 | 13.4068 | 1
69.7933 | 48.0696 | 1
63.0965 | 5.4339 | 1
47.1181 | 26.3983 | 1
95.489 | 46.7245 | 1
16.7053 | -22.7408 | 1
94.228 | 45.1773 | 1
98.1307 | 56.222 | 1
42.3979 | 61.3418 | 1
44.8033 | 35.3397 | 1
48.1817 | 44.4491 | 1
94.124 | -0.64558 | 1
12.2338 | -20.9137 | 1
92.8081 | 65.0485 | 1
41.6711 | 19.0626 | 1
76.5177 | 41.8408 | 1
43.2881 | 43.0579 | 1
21.5189 | 49.9598 | 1
26.845 | -18.1327 | 1
20.8046 | -13.1745 | 1
11.3607 | 52.5771 | 1
48.4527 | -7.2437 | 1
30.5477 | 22.864 | 1
20.5839 | 12.7486 | 1
96.9742 | 23.1156 | 1
28.611 | 26.1648 | 1
81.0996 | 69.8506 | 1
48.6609 | -29.6977 | 1
26.8957 | -0.09334 | 1
25.1991 | 20.4984 | 1
6.8032 | 45.3549 | 1
44.2203 | 14.7365 | 1
92.9459 | -17.8642 | 1
43.2484 | 62.0477 | 1
79.3557 | -25.3459 | 1
17.8398 | 28.3145 | 1
42.9233 | 1.3569 | 1
88.2011 | 42.5481 | 1
4.4607 | -12.9126 | 1
78.9807 | 20.4407 | 1
70.4497 | 9.1773 | 1
34.7338 | 17.8166 | 1
48.0842 | 1.5997 | 1
13.8144 | 12.0783 | 1
22.207 | 61.8587 | 1
9.1625 | -4.5258 | 1
8.8591 | -9.9436 | 1
29.0674 | 54.5374 | 1
11.3169 | 24.231 | 1
60.9609 | 67.784 | 1
72.2359 | -4.556 | 1
41.6908 | -15.0884 | 1
51.1962 | 32.6567 | 1
57.3248 | 64.0243 | 1
57.963 | 50.0988 | 1
1.4354 | 49.4536 | 1
92.623 | 68.3207 | 1
18.5166 | -24.244 | 1
43.3907 | 53.133 | 1
43.8759 | -29.7027 | 1
19.8265 | 51.5529 | 1
67.449 | 6.3306 | 1
97.1027 | 44.7223 | 1
63.3075 | 44.435 | 1
31.8451 | 62.5858 | 1
2.0729 | 6.2884 | 1
100.6877 | 49.9674 | 1
51.1063 | 50.3672 | 1
40.1965 | -22.0929 | 1
69.1243 | 32.124 | 1
34.3423 | 35.6233 | 1
84.2949 | 63.1096 | 1
10.5962 | 11.4756 | 1
93.0499 | 32.0258 | 1
74.6361 | -21.4394 | 1
79.4552 | 28.9534 | 1
99.9927 | 19.7629 | 1
14.6034 | 20.3733 | 1
23.771 | 50.7803 | 1
24.2092 | -6.9412 | 1
78.4766 | -21.8907 | 1
39.0781 | -18.9534 | 1
33.5647 | 18.0366 | 1
72.517 | -17.6849 | 1
23.4503 | 17.705 | 1
18.923 | 47.3492 | 1
23.797 | -2.5139 | 1
63.1555 | 56.3299 | 1
25.1827 | 31.926 | 1
83.9722 | 11.2437 | 1
7.1318 | -2.099 | 1
48.1002 | 8.9803 | 1
72.5793 | 37.2961 | 1
24.0561 | -20.7357 | 1
14.1643 | 6.1782 | 1
32.9315 | 11.6795 | 1
53.098 | 44.5808 | 1
79.7117 | -2.6122 | 1
67.0915 | -22.8867 | 1
84.4144 | -11.4277 | 1
65.665 | 21.594 | 1
62.5133 | -25.2537 | 1
76.3415 | -22.7242 | 1
70.7152 | 50.4314 | 1
67.5415 | 59.7898 | 1
37.1967 | 12.0948 | 1
58.5088 | 51.3895 | 1
51.5944 | 4.8983 | 1
89.2155 | 62.4055 | 1
90.337 | 14.9473 | 1
34.2372 | 68.1419 | 1
95.9531 | 51.9308 | 1
19.4252 | 1.1514 | 1
80.9962 | -16.2853 | 1
33.1418 | 42.8931 | 1
90.4805 | 33.4198 | 1
12.4213 | -15.5299 | 1
29.5858 | 1.5651 | 1
27.1131 | 15.4633 | 1
9.344 | 20.1578 | 1
15.911 | -9.1009 | 1
27.1694 | 17.6343 | 1
95.3239 | 31.8057 | 1
60.1017 | -17.5754 | 1
87.9858 | 50.9991 | 1
15.4595 | -8.0952 | 1
6.5028 | 66.3609 | 1
12.0386 | -25.0609 | 1
83.3131 | 60.1136 | 1
91.4912 | 64.0538 | 1
26.4802 | 64.4978 | 1
50.7685 | -2.4949 | 1
65.2356 | 23.8064 | 1
65.66 | 54.7143 | 1
87.7493 | -6.5459 | 1
17.6717 | 36.3165 | 1
11.3829 | 18.2693 | 1
28.4112 | 64.7541 | 1
1.5905 | 20.245 | 1
35.2455 | 21.5635 | 1
0.18282 | -26.4988 | 1
25.3639 | 56.3577 | 1
95.0961 | 55.452 | 1
88.0625 | 17.2002 | 1
59.5456 | 63.2928 | 1
15.71 | 15.6429 | 1
36.3126 | -28.2716 | 1
16.3194 | 32.9475 | 1
73.396 | -3.3408 | 1
17.3058 | -20.4685 | 1
35.8538 | 68.0414 | 1
65.0808 | -29.2755 | 1
66.5712 | 66.3726 | 1
98.0947 | -15.9147 | 1
58.6409 | 40.8626 | 1
14.9629 | -25.7907 | 1
51.0907 | 13.2497 | 1
42.0822 | -17.1727 | 1
41.9608 | 21.5912 | 1
58.7571 | 7.0654 | 1
64.4268 | 47.4586 | 1
78.5917 | 14.916 | 1
41.7219 | -3.0832 | 1
73.9154 | 35.2743 | 1
97.8495 | -22.8029 | 1
7.2468 | 29.1961 | 1
85.0705 | 52.7408 | 1
78.5382 | 35.3278 | 1
22.8596 | 3.0186 | 1
68.4747 | 16.9613 | 1
1.1714 | 8.3026 | 1
71.7938 | 43.1781 | 1
32.7366 | 57.9609 | 1
27.8656 | 24.001 | 1
100.866 | 7.6648 | 1
90.8264 | 7.0994 | 1
13.1323 | -6.5637 | 1
61.0467 | 46.5224 | 1
9.3047 | -2.4443 | 1
54.1249 | 53.7698 | 1
15.1116 | 5.8487 | 1
57.3409 | -3.6242 | 1
94.5367 | -29.2959 | 1
29.4857 | 4.592 | 1
19.8271 | 57.6293 | 1
50.8746 | -19.3812 | 1
34.8455 | 64.203 | 1
100.8491 | 34.5353 | 1
97.088 | 24.6133 | 1
37.9839 | 1.4444 | 1
15.6022 | 49.3236 | 1
57.215 | -27.2999 | 1
32.1962 | -11.179 | 1
88.0318 | 39.9273 | 1
37.1495 | 35.9842 | 1
48.422 | 45.7083 | 1
44.5086 | -6.354 | 1
73.1272 | -6.6582 | 1
56.6139 | 66.7865 | 1
81.7976 | -26.1707 | 1
98.2702 | 67.3364 | 1
64.1487 | 48.8899 | 1
18.5956 | 17.2811 | 1
56.8516 | 25.4854 | 1
16.2997 | 43.3344 | 1
34.5695 | 14.1681 | 1
57.6742 | 64.7217 | 1
19.5705 | -6.7334 | 1
18.8681 | 19.0967 | 1
18.6683 | -12.6752 | 1
49.6581 | 48.6655 | 1
32.2367 | 34.7841 | 1
48.8122 | 34.8596 | 1
90.4069 | -3.5287 | 1
39.5972 | 68.0819 | 1
73.9001 | 45.9815 | 1
88.7088 | 28.3821 | 1
83.0511 | 15.1286 | 1
91.991 | 29.5703 | 1
21.6775 | 3.9704 | 1
25.4774 | -11.6499 | 1
93.0314 | -14.9619 | 1
66.8774 | 50.2094 | 1
68.5819 | 43.3694 | 1
20.1683 | -23.4949 | 1
65.0537 | 50.3539 | 1
90.3297 | -12.7146 | 1
26.8939 | -12.0302 | 1
6.0454 | -3.4704 | 1
60.4641 | 42.2687 | 1
10.7342 | -13.9258 | 1
78.6419 | -0.60591 | 1
18.3068 | -9.4549 | 1
26.0642 | 10.2627 | 1
72.5767 | -15.9909 | 1
28.3319 | 66.3841 | 1
78.3282 | 65.1944 | 1
47.8075 | 6.2386 | 1
37.1451 | 33.8929 | 1
65.7463 | 33.1704 | 1
87.8334 | -10.8674 | 1
64.9259 | 61.8409 | 1
18.5832 | 37.5948 | 1
55.6681 | -3.1577 | 1
82.6633 | 32.8406 | 1
40.7412 | -7.5559 | 1
87.6288 | 34.5938 | 1
60.8673 | 21.2148 | 1
84.7821 | 1.7608 | 1
64.1955 | 53.7455 | 1
91.3276 | -18.5311 | 1
93.3996 | 30.4031 | 1
52.4745 | -16.7548 | 1
64.4364 | 57.077 | 1
96.6926 | 3.3438 | 1
29.8611 | -2.2253 | 1
27.7876 | 64.6419 | 1
94.426 | 43.4102 | 1
54.803 | 9.2057 | 1
86.4413 | 14.5238 | 1
32.5229 | 46.7101 | 1
84.5337 | 34.9571 | 1
76.6259 | 30.6466 | 1
34.0946 | -14.9127 | 1
34.5912 | 9.2292 | 1
43.9654 | 33.0126 | 1
81.8116 | 21.0346 | 1
83.3588 | 42.0086 | 1
97.5178 | -4.5557 | 1
98.8902 | 66.6949 | 1
40.0806 | -18.3633 | 1
74.8773 | 66.0672 | 1
87.9326 | 6.3375 | 1
8.0467 | -11.5282 | 1
7.8299 | -26.2025 | 1
10.3307 | -13.5783 | 1
1.4133 | 50.6566 | 1
23.0077 | 55.7097 | 1
57.1532 | 66.2185 | 1
70.0199 | 41.9161 | 1
56.1484 | -19.8317 | 1
64.9501 | -3.2927 | 1
62.5188 | 15.9762 | 1
82.7488 | -7.2619 | 1
60.0592 | 9.9243 | 1
12.5575 | 68.6545 | 1
18.0532 | 18.3423 | 1
66.7843 | 45.3021 | 1
29.3308 | 43.9089 | 1
40.7406 | -25.3986 | 1
69.3783 | 11.9657 | 1
7.7999 | 53.5758 | 1
48.9087 | 6.512 | 1
89.1252 | 54.4609 | 1
75.5886 | -16.8593 | 1
2.8343 | -26.7079 | 1
30.1729 | 12.6284 | 1
54.5064 | 5.1093 | 1
100.097 | 5.7145 | 1
75.9607 | -22.4694 | 1
29.6338 | -12.2436 | 1
36.431 | 43.1606 | 1
23.2526 | -9.5282 | 1
63.196 | 7.2561 | 1
74.2459 | 56.963 | 1
41.1368 | 41.438 | 1
22.4777 | -28.4166 | 1
15.3772 | 1.5631 | 1
60.0732 | 61.2633 | 1
19.5059 | 6.5665 | 1
68.1043 | 30.0485 | 1
30.7191 | -11.0646 | 1
39.9699 | 67.679 | 1
48.6649 | 29.7539 | 1
21.798 | -22.8842 | 1
80.3897 | 4.602 | 1
77.8201 | -6.5791 | 1
98.0005 | 49.7158 | 1
18.4867 | 6.3947 | 1
95.539 | -18.4634 | 1
37.1959 | 10.2001 | 1
78.7179 | -9.748 | 1
16.4317 | 17.3091 | 1
27.3536 | 36.4425 | 1
84.813 | 56.5875 | 1
39.6006 | -17.887 | 1
58.1859 | 52.7198 | 1
89.7323 | -9.9282 | 1
88.9387 | -1.3514 | 1
40.8904 | 34.8601 | 1
17.1594 | 39.122 | 1
38.9168 | -28.2036 | 1
91.2908 | -25.8745 | 1
55.7951 | -1.5242 | 1
74.2929 | 9.0623 | 1
16.2602 | -21.7159 | 1
24.5747 | -12.1559 | 1
68.7711 | 29.9049 | 1
14.3284 | 12.3026 | 1
94.6895 | 48.1252 | 1
26.0439 | -7.4729 | 1
22.8149 | 1.7855 | 1
36.8568 | -28.0389 | 1
31.3322 | 27.8548 | 1
29.3009 | 23.0645 | 1
3.6517 | 9.5099 | 1
62.7268 | 29.0453 | 1
98.1897 | -28.3905 | 1
66.4165 | -25.5771 | 1
11.027 | 19.8647 | 1
59.156 | 57.3758 | 1
39.878 | 0.02433 | 1
90.4539 | -9.9 | 1
29.4297 | 48.6856 | 1
95.1846 | 41.8823 | 1
82.2301 | 53.3988 | 1
49.3993 | 44.9676 | 1
61.2602 | 7.4241 | 1
82.5141 | 40.1464 | 1
40.727 | 56.2015 | 1
58.8132 | 37.678 | 1
20.266 | 49.3735 | 1
13.5432 | 18.619 | 1
96.0049 | 59.6265 | 1
32.8764 | 49.8063 | 1
63.8054 | 38.2856 | 1
24.6388 | -16.7641 | 1
90.0084 | -29.5305 | 1
60.4091 | 53.7669 | 1
94.2059 | 37.9123 | 1
64.9003 | 28.7375 | 1
73.363 | -10.2519 | 1
85.2252 | 39.7368 | 1
40.0309 | -0.50679 | 1
3.6477 | 19.0032 | 1
25.0568 | 0.15069 | 1
11.3576 | 25.9866 | 1
92.0946 | 32.5365 | 1
23.9206 | 16.278 | 1
37.7535 | 50.8928 | 1
91.8503 | 37.8977 | 1
39.4134 | 15.9062 | 1
14.6686 | 69.8522 | 1
12.0635 | 53.4099 | 1
7.5783 | -20.5171 | 1
19.6798 | 12.9962 | 1
33.1855 | -5.8607 | 1
56.9124 | 3.3462 | 1
38.1117 | 1.8897 | 1
97.7522 | 36.5837 | 1
68.2227 | -13.5408 | 1
0.22328 | 48.6109 | 1
9.0009 | -25.0769 | 1
34.3878 | 68.5691 | 1
49.2138 | 14.8478 | 1
20.1837 | 15.6486 | 1
50.5546 | -23.9099 | 1
36.4779 | -4.7224 | 1
9.344 | -22.8533 | 1
36.2583 | -13.9012 | 1
48.833 | 56.8906 | 1
5.2233 | -28.6977 | 1
94.6073 | 60.4049 | 1
99.9916 | 16.5779 | 1
47.4511 | 38.1233 | 1
100.5719 | 4.2966 | 1
63.8315 | 30.3279 | 1
18.6636 | 25.3008 | 1
94.106 | 2.923 | 1
28.759 | -24.7941 | 1
27.8683 | 39.6647 | 1
13.9624 | -20.8402 | 1
59.725 | 42.5463 | 1
95.5728 | -13.9413 | 1
44.4089 | 68.5851 | 1
99.4817 | -14.0086 | 1
37.0063 | 22.7096 | 1
3.842 | 5.7193 | 1
56.2944 | 5.8916 | 1
80.4183 | -24.2877 | 1
100.7285 | -1.1525 | 1
40.9728 | 46.5491 | 1
90.9652 | 52.3036 | 1
53.6887 | 11.4168 | 1
17.3274 | 55.0226 | 1
27.8236 | -29.7076 | 1
97.7815 | 30.0921 | 1
26.7856 | 4.2307 | 1
52.9794 | 8.3472 | 1
97.5205 | 27.6325 | 1
52.2221 | -16.7889 | 1
47.9903 | 21.7869 | 1
87.5028 | 67.3442 | 1
94.8368 | -21.6113 | 1
18.1007 | 51.9039 | 1
97.2357 | 68.7016 | 1
85.8467 | -10.4496 | 1
87.9251 | 68.9289 | 1
15.2035 | -18.5622 | 1
85.8706 | 0.21349 | 1
65.1382 | 68.7881 | 1
64.9118 | -20.7573 | 1
15.6982 | 25.4919 | 1
66.9661 | 58.542 | 1
55.5295 | 31.4521 | 1
41.176 | -24.6378 | 1
15.4217 | 42.1944 | 1
6.7481 | 13.3798 | 1
17.369 | 2.3264 | 1
21.2953 | 7.085 | 1
6.624 | 35.1925 | 1
49.3086 | 56.2375 | 1
35.6983 | 53.6589 | 1
17.6683 | 3.9456 | 1
24.1803 | 54.2344 | 1
64.9599 | 40.3318 | 1
84.169 | 0.43765 | 1
10.8411 | 30.7977 | 1
35.6089 | 58.263 | 1
7.5039 | -12.9507 | 1
50.9635 | 34.0486 | 1
48.2681 | 8.6312 | 1
41.9745 | -21.4532 | 1
0.49262 | 19.6818 | 1
57.7828 | 22.0215 | 1
28.5372 | -19.775 | 1
65.9722 | 44.7796 | 1
9.9474 | 55.6084 | 1
20.8099 | -6.2761 | 1
9.3278 | 33.1686 | 1
60.8721 | -22.8188 | 1
4.9236 | -28.8966 | 1
11.6363 | -2.0096 | 1
68.1878 | 20.5581 | 1
37.9846 | 58.5579 | 1
67.7379 | -16.234 | 1
59.0871 | -0.26143 | 1
86.6693 | -3.7724 | 1
70.4257 | -13.4927 | 1
22.9694 | 20.9168 | 1
54.3893 | -25.183 | 1
93.8568 | 6.2915 | 1
63.3947 | 7.6551 | 1
29.0263 | 68.5817 | 1
21.8033 | -13.3031 | 1
65.5154 | -22.495 | 1
17.9487 | 63.8521 | 1
20.4396 | 12.2268 | 1
12.4792 | -18.6105 | 1
93.2591 | -1.9534 | 1
30.6892 | 3.494 | 1
80.1472 | -5.9593 | 1
45.7974 | -6.2245 | 1
65.8041 | 55.9649 | 1
1.2286 | 67.8399 | 1
52.5263 | -23.9262 | 1
4.461 | 28.0428 | 1
39.734 | 6.0322 | 1
58.9308 | -3.3123 | 1
89.0954 | 8.6359 | 1
38.3462 | -10.2613 | 1
27.3733 | 59.9575 | 1
90.1422 | 46.9854 | 1
36.399 | 26.0324 | 1
79.6182 | 7.3686 | 1
33.9843 | 21.3274 | 1
47.8164 | 38.7304 | 1
93.1278 | 40.5927 | 1
37.8284 | -0.5898 | 1
57.0254 | 36.3341 | 1
25.8968 | 8.7652 | 1
2.8874 | 69.6016 | 1
87.0993 | 42.4951 | 1
20.5616 | -6.1509 | 1
76.8251 | 42.9929 | 1
25.8026 | -2.3995 | 1
58.4075 | 58.7754 | 1
98.1812 | 33.9897 | 1
50.4653 | -0.67839 | 1
34.3257 | 8.5913 | 1
87.8855 | -17.3187 | 1
26.1869 | 14.3337 | 1
78.8936 | 33.9398 | 1
2.4039 | -14.3021 | 1
71.6947 | 54.4564 | 1
95.4781 | -24.0892 | 1
60.699 | 5.2468 | 1
15.3782 | 6.927 | 1
88.9938 | -22.1631 | 1
45.2601 | -22.7858 | 1
27.0877 | 4.3219 | 1
74.2945 | -10.943 | 1
23.5248 | 47.6138 | 1
99.695 | 20.5054 | 1
33.7317 | 52.8397 | 1
96.91 | 68.2445 | 1
78.9089 | 38.7631 | 1
22.017 | 11.773 | 1
13.3111 | 3.6355 | 1
25.4016 | -28.183 | 1
0.30304 | -4.7703 | 1
62.4848 | 30.9767 | 1
14.5779 | -12.4067 | 1
59.8429 | 2.5712 | 1
50.4726 | 23.5072 | 1
56.4698 | 56.2273 | 1
40.2619 | 19.4286 | 1
91.131 | 67.4933 | 1
6.3604 | 15.0403 | 1
5.8003 | 65.3615 | 1
58.2053 | -3.5409 | 1
14.1569 | -2.8553 | 1
54.4003 | 20.8088 | 1
60.6983 | 12.9381 | 1
95.8199 | 14.355 | 1
0.13472 | -14.8049 | 1
51.1175 | 7.9112 | 1
43.2655 | 29.0009 | 1
25.5886 | 42.016 | 1
13.4462 | 29.3756 | 1
85.3313 | 34.8789 | 1
55.6479 | 57.529 | 1
11.5026 | 33.8956 | 1
25.6885 | 55.359 | 1
50.7894 | 16.5279 | 1
7.6043 | -0.41339 | 1
15.5348 | -6.2582 | 1
12.5007 | 41.3168 | 1
58.1115 | 35.1881 | 1
19.2788 | 44.2934 | 1
100.5954 | 57.8146 | 1
99.4713 | 4.7199 | 1
72.2798 | 62.2061 | 1
35.7349 | 1.2423 | 1
17.6017 | 63.9662 | 1
13.161 | 68.3564 | 1
47.2385 | 67.4697 | 1
27.3436 | 19.4873 | 1
26.2812 | -11.4306 | 1
17.4902 | 31.5997 | 1
33.1333 | 55.4327 | 1
7.9548 | -29.2144 | 1
55.164 | -11.376 | 1
16.4468 | 28.5476 | 1
91.6781 | 12.3721 | 1
95.5869 | 10.3672 | 1
94.2789 | 68.0229 | 1
86.2658 | 39.2764 | 1
5.7068 | -5.1318 | 1
72.3827 | 17.0947 | 1
68.3742 | 37.3231 | 1
80.6867 | 51.0731 | 1
50.0148 | 30.3054 | 1
58.7213 | 43.7241 | 1
53.7065 | 8.8678 | 1
89.3554 | 29.1644 | 1
5.5865 | -0.60141 | 1
6.9879 | 65.1124 | 1
16.5552 | 6.3744 | 1
22.3205 | -28.7426 | 1
59.2254 | 30.7737 | 1
61.0656 | 27.8842 | 1
23.8933 | 35.2052 | 1
19.6731 | 40.964 | 1
82.9903 | 27.4206 | 1
4.8901 | 18.5991 | 1
93.3357 | -11.726 | 1
54.2362 | 19.0992 | 1
58.8397 | 7.0039 | 1
12.8732 | 7.2061 | 1
36.7488 | 28.3795 | 1
66.0268 | 34.0849 | 1
56.4619 | 8.1622 | 1
87.768 | -3.7063 | 1
39.8333 | -2.2148 | 1
92.7215 | -29.5367 | 1
24.0347 | 41.763 | 1
16.9317 | -19.2329 | 1
61.2916 | -7.6795 | 1
32.7958 | 60.3257 | 1
52.4922 | 68.4926 | 1
79.0965 | 43.884 | 1
5.6042 | 69.7437 | 1
41.5066 | -0.59665 | 1
25.677 | 3.2314 | 1
89.917 | 69.5943 | 1
66.3579 | 37.4613 | 1
66.2821 | 59.1735 | 1
36.7745 | 57.0026 | 1
81.5477 | 3.5385 | 1
63.8984 | 11.4356 | 1
39.6453 | 45.6631 | 1
68.1822 | 53.1078 | 1
41.5266 | 14.2264 | 1
66.8236 | 60.3805 | 1
7.0112 | 13.3123 | 1
41.1062 | 18.9977 | 1
93.3255 | -1.634 | 1
48.3547 | -0.60065 | 1
74.6572 | 49.4561 | 1
45.3651 | 16.3561 | 1
98.4754 | -19.3085 | 1
15.1738 | 25.6256 | 1
38.9364 | 5.4386 | 1
33.0636 | 10.6198 | 1
16.505 | 61.7825 | 1
15.3869 | 69.6358 | 1
63.6337 | 15.4406 | 1
70.5992 | -20.7603 | 1
45.374 | -15.1379 | 1
29.1992 | 55.8552 | 1
19.9324 | 18.5915 | 1
8.1422 | 19.6432 | 1
11.8594 | 49.111 | 1
20.4939 | -23.3079 | 1
68.6637 | -5.4264 | 1
70.1358 | 16.7242 | 1
82.8769 | -20.0603 | 1
60.3649 | -28.1922 | 1
18.554 | 50.4585 | 1
27.6502 | -6.3219 | 1
18.584 | 38.3605 | 1
70.615 | -21.1681 | 1
78.8237 | 49.8886 | 1
13.6114 | 45.4643 | 1
95.4477 | -1.2581 | 1
6.842 | -21.3033 | 1
49.2185 | -25.3612 | 1
52.8879 | 19.1481 | 1
6.403 | 20.3552 | 1
62.5422 | -13.0783 | 1
10.7097 | 26.6825 | 1
29.6726 | 38.5464 | 1
89.1699 | -15.3708 | 1
31.9686 | -27.1622 | 1
75.7041 | 26.3268 | 1
12.2004 | 12.8564 | 1
56.103 | -4.5664 | 1
72.6487 | 25.4047 | 1
80.0494 | 11.3245 | 1
75.7059 | 44.7215 | 1
32.8587 | 3.8245 | 1
9.182 | -3.5907 | 1
88.6294 | 49.7089 | 1
64.9948 | 67.8015 | 1
46.5041 | 61.0156 | 1
7.1611 | 31.6644 | 1
13.995 | 66.3394 | 1
26.3735 | -17.9978 | 1
21.8859 | -3.4131 | 1
63.0675 | 33.4832 | 1
39.4246 | 41.7817 | 1
98.0071 | -20.6032 | 1
0.73188 | 53.2401 | 1
9.0091 | 57.8154 | 1
47.9685 | -23.8017 | 1
0.053298 | 36.6 | 1
24.7009 | -19.9568 | 1
74.0051 | -20.9312 | 1
55.415 | 56.1854 | 1
72.8608 | 56.785 | 1
32.0605 | 36.9391 | 1
50.6929 | 13.2735 | 1
92.0725 | 66.0224 | 1
78.3691 | -13.0677 | 1
31.0467 | -28.4023 | 1
35.2444 | 62.8652 | 1
80.8272 | 17.2384 | 1
97.3898 | 0.80389 | 1
88.8648 | 5.5347 | 1
41.6815 | -0.14202 | 1
41.7386 | -23.5571 | 1
75.8432 | 2.2175 | 1
96.8067 | -18.8948 | 1
1.0419 | -23.5761 | 1
61.9433 | 41.5689 | 1
30.3729 | 30.2861 | 1
50.0184 | 33.6778 | 1
39.6668 | 29.852 | 1
97.7893 | -4.8557 | 1
61.3488 | 23.0412 | 1
11.5384 | 32.1291 | 1
8.6527 | 56.5173 | 1
12.5093 | 6.3155 | 1
54.7636 | 66.6298 | 1
99.005 | 47.6357 | 1
18.2564 | 51.5376 | 1
16.0329 | 48.9859 | 1
83.4948 | 8.0265 | 1
100.4701 | 4.651 | 1
38.1526 | 65.2237 | 1
14.1907 | -16.0461 | 1
47.5233 | 54.6158 | 1
5.369 | -6.261 | 1
96.9954 | 65.9126 | 1
96.2143 | 0.55175 | 1
77.0562 | 38.5707 | 1
20.2966 | 28.1383 | 1
60.422 | 61.8652 | 1
87.0911 | 45.8254 | 1
95.0896 | 29.8965 | 1
71.72 | -18.082 | 1
85.5033 | 23.2771 | 1
6.6123 | 25.8478 | 1
47.6005 | -12.9333 | 1
94.2728 | 42.209 | 1
75.013 | 10.5939 | 1
35.7003 | 64.8808 | 1
22.9418 | 49.7618 | 1
94.3671 | 61.5708 | 1
3.6283 | 27.0818 | 1
36.8938 | 63.1207 | 1
71.0583 | 6.4903 | 1
3.5539 | 24.0865 | 1
58.141 | 28.3846 | 1
81.154 | 31.176 | 1
42.5611 | -7.1033 | 1
50.4371 | 34.59 | 1
2.849 | -24.9806 | 1
70.7431 | 17.3329 | 1
94.0716 | 5.1846 | 1
76.0839 | 52.18 | 1
15.8602 | 14.2281 | 1
71.1936 | -15.0373 | 1
92.84 | 5.0487 | 1
35.9979 | 13.3075 | 1
23.3509 | 63.9819 | 1
71.3103 | 19.4086 | 1
67.6409 | 44.1499 | 1
20.2415 | 17.0041 | 1
80.5499 | 63.654 | 1
23.6493 | 63.1907 | 1
21.361 | 57.7021 | 1
22.5839 | -17.0169 | 1
14.1093 | -18.2895 | 1
33.8898 | -4.9185 | 1
42.8568 | 17.1789 | 1
89.1274 | 13.8617 | 1
25.1926 | 15.7054 | 1
100.6191 | 10.3257 | 1
1.5923 | -23.9133 | 1
32.9566 | 9.1498 | 1
85.1405 | 15.1934 | 1
54.8488 | -3.2226 | 1
63.1761 | 13.0924 | 1
41.031 | 56.0155 | 1
4.2282 | -1.5899 | 1
30.8638 | 0.42958 | 1
92.3518 | -24.9961 | 1
95.0439 | 38.5397 | 1
60.7197 | 42.968 | 1
97.0252 | -27.7547 | 1
55.0219 | 2.331 | 1
62.2095 | 45.6589 | 1
96.5689 | 38.425 | 1
46.7455 | 21.3566 | 1
67.5764 | 60.9364 | 1
65.6884 | 67.8089 | 1
0.10315 | -1.1406 | 1
74.3219 | 5.6772 | 1
32.045 | 34.7209 | 1
86.9947 | 23.3204 | 1
21.2518 | 3.942 | 1
58.7636 | 47.6901 | 1
93.3871 | -22.7113 | 1
20.2842 | 62.6912 | 1
30.9613 | 23.6843 | 1
87.2806 | 4.9003 | 1
32.6693 | 11.491 | 1
64.1716 | 48.3208 | 1
44.5965 | 4.3601 | 1
0.43537 | -5.7125 | 1
54.982 | 19.9096 | 1
99.3542 | -21.9541 | 1
11.3428 | 18.5829 | 1
78.3157 | 35.4857 | 1
54.656 | -6.252 | 1
26.0031 | 41.565 | 1
87.3091 | 28.5948 | 1
61.1153 | -23.4717 | 1
94.4114 | 23.2564 | 1
21.4511 | 11.76 | 1
98.102 | 12.5965 | 1
69.4485 | 55.6183 | 1
41.6624 | 51.9264 | 1
0.54158 | 30.2861 | 1
80.9225 | 13.3497 | 1
79.3528 | 56.0427 | 1
63.1137 | 35.1079 | 1
47.7254 | 2.0502 | 1
14.8099 | 40.52 | 1
92.6032 | 13.4269 | 1
57.7175 | 63.5008 | 1
82.1368 | 27.6334 | 1
47.5467 | 30.3131 | 1
63.008 | 0.80271 | 1
77.8199 | 59.6002 | 1
83.526 | 37.5583 | 1
59.6721 | 54.2032 | 1
64.2332 | 39.0216 | 1
94.6311 | -15.4668 | 1
69.965 | 36.1745 | 1
62.2795 | 7.5135 | 1
26.9019 | 64.3424 | 1
21.0861 | 0.093924 | 1
28.7554 | -22.7741 | 1
73.5817 | 64.4241 | 1
8.6359 | 67.5151 | 1
15.4209 | -25.2558 | 1
2.1257 | 4.4526 | 1
39.8435 | 62.3971 | 1
44.1071 | -15.538 | 1
85.7811 | 26.6237 | 1
97.7374 | 2.3868 | 1
90.559 | -24.4143 | 1
42.5482 | 17.2678 | 1
41.8109 | 65.2524 | 1
45.0675 | 15.7562 | 1
53.4456 | 56.7445 | 1
36.8213 | 61.9659 | 1
26.1601 | 9.9438 | 1
97.4199 | 9.3098 | 1
91.0596 | 48.4521 | 1
0.94126 | 16.6384 | 1
22.8008 | 8.4474 | 1
74.2677 | 24.5298 | 1
69.4717 | -23.5531 | 1
34.0343 | 17.014 | 1
98.2814 | -6.7368 | 1
35.7952 | 61.6131 | 1
77.4694 | -3.411 | 1
44.3999 | -25.3301 | 1
54.615 | 20.5419 | 1
93.3283 | 38.8359 | 1
65.0538 | 2.7002 | 1
60.7161 | 60.908 | 1
27.7623 | 42.727 | 1
38.9507 | 50.7926 | 1
42.5238 | -0.39291 | 1
34.7725 | 58.7637 | 1
85.925 | 65.3125 | 1
21.3957 | 16.0601 | 1
72.0531 | 58.8261 | 1
37.6632 | 61.075 | 1
19.4269 | 6.2401 | 1
41.3923 | 39.5521 | 1
8.0626 | -25.5886 | 1
10.3258 | 39.4537 | 1
95.951 | -29.7989 | 1
22.365 | 11.4815 | 1
64.9531 | 32.5906 | 1
34.2555 | 29.5784 | 1
75.3054 | 6.4023 | 1
79.9051 | 26.7645 | 1
39.9033 | -12.5792 | 1
60.5987 | -29.765 | 1
45.5342 | -11.7081 | 1
26.0546 | 34.1111 | 1
25.2923 | -19.9228 | 1
13.0615 | 61.4829 | 1
61.8183 | 42.3099 | 1
6.2098 | 66.7308 | 1
64.471 | 59.3954 | 1
67.9286 | -24.2208 | 1
64.5385 | 58.2995 | 1
7.5102 | 60.6578 | 1
13.6736 | -24.0065 | 1
13.9832 | -20.3513 | 1
88.4396 | -19.0376 | 1
27.9488 | 36.8615 | 1
85.0098 | 20.2557 | 1
36.0699 | 47.7617 | 1
46.1723 | -9.455 | 1
50.9401 | 31.2712 | 1
86.8949 | 37.0331 | 1
88.5952 | 65.2554 | 1
20.6582 | 68.7532 | 1
25.6248 | 60.7366 | 1
41.8152 | 9.0173 | 1
79.5207 | 29.0386 | 1
43.426 | 22.1205 | 1
27.9372 | 34.3555 | 1
79.7807 | 14.1999 | 1
97.1974 | 25.5834 | 1
1.939 | 60.2405 | 1
31.6219 | 22.9122 | 1
74.385 | -28.9073 | 1
51.4564 | 66.707 | 1
69.0427 | -4.8641 | 1
25.391 | 44.0541 | 1
38.2923 | 41.7718 | 1
20.1669 | 27.0135 | 1
85.7852 | 44.7744 | 1
51.9534 | -17.9837 | 1
70.6761 | 14.0154 | 1
43.9274 | 0.059066 | 1
66.044 | 3.5035 | 1
98.1907 | 36.1079 | 1
25.5905 | 6.2167 | 1
31.6115 | 30.3189 | 1
83.8702 | 17.4862 | 1
19.7022 | 26.9253 | 1
57.2178 | 21.3146 | 1
0.82103 | 37.2008 | 1
90.2012 | 12.2185 | 1
29.241 | 36.6184 | 1
93.3418 | 40.4595 | 1
56.1994 | 51.339 | 1
28.3973 | -15.6462 | 1
19.9359 | -7.7998 | 1
88.7777 | -24.8684 | 1
38.439 | 46.7218 | 1
36.2146 | 69.9981 | 1
81.8166 | 9.3329 | 1
59.1826 | 14.9674 | 1
97.4503 | 68.6284 | 1
70.5467 | 22.2527 | 1
81.1565 | -0.47251 | 1
94.1317 | 66.6263 | 1
14.5455 | 67.7687 | 1
82.8471 | 9.3801 | 1
59.2704 | 37.3716 | 1
6.2718 | -9.5971 | 1
43.4051 | 57.612 | 1
36.2181 | 68.2799 | 1
67.1582 | 65.3791 | 1
42.9465 | 27.5907 | 1
32.0063 | 6.3853 | 1
12.0443 | 52.7727 | 1
34.1874 | -5.2469 | 1
74.497 | -14.8935 | 1
57.0116 | 47.2429 | 1
25.839 | 56.6369 | 1
14.5619 | 1.2938 | 1
46.4002 | -6.4359 | 1
15.7617 | 14.2458 | 1
49.3985 | 36.2394 | 1
51.4749 | -5.6094 | 1
83.7228 | 57.0468 | 1
50.3508 | 66.5654 | 1
41.9712 | -9.5107 | 1
19.8663 | 53.8623 | 1
60.0641 | 46.8187 | 1
52.5962 | 0.24578 | 1
14.5887 | -4.5419 | 1
34.0173 | -23.7131 | 1
26.4555 | 4.8189 | 1
49.6724 | 36.9191 | 1
9.0694 | 6.7823 | 1
1.2883 | -16.9876 | 1
64.5403 | 22.9589 | 1
76.2613 | 58.9462 | 1
23.2406 | 66.4898 | 1
34.208 | 67.5397 | 1
38.1806 | 55.6157 | 1
14.2962 | -14.8076 | 1
52.112 | 36.8416 | 1
50.728 | -2.4997 | 1
3.911 | -20.5966 | 1
94.442 | -29.0236 | 1
68.481 | 49.1617 | 1
86.7869 | 65.8135 | 1
93.8525 | 46.4403 | 1
4.2449 | 4.7466 | 1
93.9558 | -19.6806 | 1
31.5428 | -13.176 | 1
42.7237 | 64.4199 | 1
72.9678 | 30.5258 | 1
53.8161 | 28.3386 | 1
24.7667 | -1.5141 | 1
92.9157 | 7.6299 | 1
19.15 | 18.7049 | 1
34.1487 | 9.2725 | 1
43.4646 | 62.5457 | 1
62.6962 | 37.2219 | 1
20.7972 | 21.3299 | 1
78.4998 | 3.4844 | 1
51.2076 | -4.2697 | 1
38.9668 | -7.8809 | 1
68.0126 | 32.7475 | 1
56.934 | 69.6523 | 1
67.9015 | 14.3924 | 1
38.4613 | 60.0068 | 1
66.2735 | 39.5828 | 1
4.4734 | 58.4237 | 1
20.7326 | 7.2857 | 1
4.545 | -23.499 | 1
89.3757 | 26.3306 | 1
47.4073 | 57.2296 | 1
23.6591 | -19.604 | 1
12.9999 | 46.3359 | 1
94.0106 | -20.9049 | 1
100.8667 | -15.7379 | 1
96.3039 | 62.8488 | 1
30.4367 | 34.1145 | 1
27.4765 | -21.8667 | 1
10.2334 | 37.6816 | 1
86.404 | -8.9804 | 1
66.6162 | 40.3082 | 1
23.3575 | -18.1218 | 1
11.7904 | 53.9688 | 1
92.7995 | 40.2891 | 1
45.9298 | 54.455 | 1
6.1406 | -5.7805 | 1
5.1349 | 68.3736 | 1
3.1792 | 49.0499 | 1
40.9959 | 31.8602 | 1
30.8498 | -29.1695 | 1
51.1693 | -11.419 | 1
75.2821 | -18.5355 | 1
53.2598 | 41.1062 | 1
2.572 | 44.3143 | 1
11.8439 | -3.0506 | 1
88.7777 | 24.5944 | 1
99.8492 | 22.2623 | 1
98.0408 | 9.1261 | 1
81.2711 | 55.129 | 1
46.3723 | -8.5033 | 1
64.701 | 69.9313 | 1
90.0357 | 47.4256 | 1
42.4988 | -15.6421 | 1
92.3078 | 35.6962 | 1
79.9558 | 57.6782 | 1
37.3627 | 25.4959 | 1
66.481 | 52.0295 | 1
74.8065 | 4.4575 | 1
57.3742 | -10.5827 | 1
86.1443 | -18.1401 | 1
67.882 | 53.6609 | 1
60.8736 | 31.4158 | 1
3.0714 | 33.8105 | 1
71.6576 | -7.261 | 1
100.0042 | 63.4381 | 1
79.5092 | 42.3255 | 1
76.8483 | -27.5767 | 1
45.2312 | 65.289 | 1
31.9505 | 15.2655 | 1
2.973 | 66.6885 | 1
1.8442 | 50.1597 | 1
50.4869 | 57.7929 | 1
28.3417 | 46.412 | 1
62.0564 | 46 | 1
64.1991 | 55.9625 | 1
96.6799 | 2.195 | 1
98.6238 | -1.3729 | 1
61.6254 | 27.3261 | 1
33.6345 | 19.6223 | 1
74.22 | 14.4271 | 1
27.4941 | 8.1352 | 1
14.0965 | 19.4679 | 1
70.9251 | 66.5364 | 1
42.9589 | 37.0476 | 1
22.4978 | 57.0981 | 1
22.0205 | 59.8252 | 1
59.1075 | -23.3062 | 1
35.2181 | 38.9937 | 1
72.1323 | 60.8677 | 1
43.8618 | 50.2487 | 1
2.1051 | 12.2912 | 1
43.2575 | 44.4622 | 1
91.7392 | 13.1174 | 1
61.9425 | -28.091 | 1
72.8417 | 68.0269 | 1
80.0708 | 56.284 | 1
62.2044 | -11.3233 | 1
55.4481 | 26.0497 | 1
56.2052 | 31.9968 | 1
1.6078 | 17.7619 | 1
58.7317 | 63.8373 | 1
61.6548 | 42.9262 | 1
49.5102 | 44.7313 | 1
33.3696 | -22.7447 | 1
70.0239 | -19.2814 | 1
36.2345 | 67.3954 | 1
67.0978 | 52.7163 | 1
29.7494 | -26.6174 | 1
3.8714 | -23.5675 | 1
89.6985 | 61.3935 | 1
75.5128 | 20.6406 | 1
35.5419 | 7.5741 | 1
8.2943 | 13.7754 | 1
58.9932 | 3.5668 | 1
11.4614 | 20.4755 | 1
88.0941 | 23.0592 | 1
40.7293 | 32.6174 | 1
51.4474 | 42.1358 | 1
86.3777 | 26.6757 | 1
65.8494 | -8.2176 | 1
19.1175 | -6.5119 | 1
55.4823 | 62.0022 | 1
34.5409 | 13.2902 | 1
61.4771 | -2.8662 | 1
5.6828 | 58.6022 | 1
97.1778 | 51.87 | 1
48.6061 | 20.5959 | 1
62.9792 | 8.2981 | 1
51.654 | -22.4971 | 1
88.2843 | 42.944 | 1
92.5003 | 52.6034 | 1
83.5102 | 59.07 | 1
26.0075 | 39.6086 | 1
53.5459 | 69.1572 | 1
48.74 | -2.8456 | 1
91.0493 | 44.6156 | 1
30.5266 | -28.6021 | 1
86.3835 | 13.6104 | 1
88.5135 | 16.9577 | 1
39.9041 | 69.3567 | 1
95.778 | 53.1288 | 1
87.5778 | 49.261 | 1
100.1875 | 55.7542 | 1
90.8374 | 19.6853 | 1
45.5895 | 9.1192 | 1
67.1264 | -15.217 | 1
38.5465 | 4.2438 | 1
57.4751 | 16.8301 | 1
55.3951 | 29.2088 | 1
18.9426 | -13.8187 | 1
23.9445 | 65.9273 | 1
78.2243 | 20.2651 | 1
1.6358 | 64.6896 | 1
65.7237 | 16.6462 | 1
86.2839 | 13.6151 | 1
78.1497 | -6.5174 | 1
40.2968 | -8.2629 | 1
67.689 | 63.4593 | 1
94.5926 | -25.284 | 1
58.0451 | 38.2997 | 1
67.1276 | 24.6698 | 1
0.83373 | 36.1233 | 1
85.3305 | 37.5004 | 1
91.1342 | 57.8136 | 1
59.566 | 31.4418 | 1
28.3045 | 47.587 | 1
23.7188 | -2.5508 | 1
87.7473 | -13.1299 | 1
83.104 | -26.5103 | 1
95.8529 | 44.9243 | 1
41.6983 | 40.7434 | 1
81.927 | -5.3673 | 1
62.6711 | 48.8425 | 1
55.1264 | -11.3215 | 1
69.6965 | -17.1963 | 1
79.8063 | 6.407 | 1
56.783 | 57.4474 | 1
56.7289 | 29.4852 | 1
30.3043 | 9.7511 | 1
67.6339 | -27.8883 | 1
62.177 | 53.3038 | 1
21.7213 | 16.9953 | 1
33.8645 | 39.238 | 1
71.1086 | -3.1275 | 1
96.7671 | -13.8197 | 1
47.5078 | 46.9083 | 1
14.6689 | 26.8899 | 1
83.0605 | 62.2781 | 1
0.22362 | 34.9863 | 1
7.9659 | 43.8637 | 1
15.8479 | 47.7426 | 1
91.4404 | -5.4456 | 1
9.299 | 31.7372 | 1
90.1981 | -1.723 | 1
95.4545 | 21.7325 | 1
83.0595 | 23.9486 | 1
93.3993 | -3.6579 | 1
50.0814 | 16.4974 | 1
0.45887 | 5.0776 | 1
53.9965 | 58.7375 | 1
34.8866 | 26.0777 | 1
35.9118 | 56.3936 | 1
89.4245 | 0.96092 | 1
95.7392 | -4.8797 | 1
27.8267 | -8.108 | 1
48.5893 | 46.0678 | 1
46.9427 | 25.8554 | 1
22.6321 | -19.6163 | 1
26.0265 | -4.8355 | 1
42.1173 | 7.1668 | 1
21.4561 | 4.8021 | 1
83.3707 | 30.9614 | 1
12.6533 | 54.2557 | 1
76.607 | 61.2996 | 1
12.827 | 5.5003 | 1
92.6993 | 16.3853 | 1
10.1521 | 47.8369 | 1
6.9362 | 18.7291 | 1
65.2099 | -0.28726 | 1
87.3976 | -28.8167 | 1
11.1803 | -7.1851 | 1
9.3867 | 63.2794 | 1
77.9754 | -17.82 | 1
34.7636 | 55.437 | 1
27.6929 | 54.9084 | 1
84.3561 | 54.314 | 1
12.7181 | -4.1373 | 1
49.9964 | -12.0095 | 1
77.5261 | -28.9281 | 1
1.3576 | 29.0625 | 1
22.2186 | 66.4797 | 1
47.4807 | -3.1957 | 1
73.7319 | -21.6791 | 1
83.2246 | -12.3959 | 1
65.6075 | 17.4507 | 1
59.3834 | -23.5803 | 1
30.7132 | 28.1454 | 1
98.6346 | 28.1868 | 1
40.0657 | 8.2321 | 1
13.585 | 35.6111 | 1
30.3564 | -14.9368 | 1
11.584 | -28.9149 | 1
54.8415 | 59.3439 | 1
31.7456 | 0.21872 | 1
26.8484 | 45.4845 | 1
46.4785 | 30.7685 | 1
50.5675 | 13.5731 | 1
7.3244 | 25.1866 | 1
99.9704 | -18.2752 | 1
90.3981 | 68.5472 | 1
69.609 | 16.9618 | 1
44.7494 | -8.7768 | 1
81.8806 | 4.5854 | 1
33.7769 | 15.7256 | 1
13.0371 | 30.6516 | 1
1.2901 | -20.8296 | 1
80.0872 | 47.4286 | 1
28.3664 | -3.5877 | 1
81.8314 | -21.5717 | 1
2.2292 | 22.0221 | 1
76.897 | 61.9747 | 1
97.9754 | 23.254 | 1
12.022 | 65.3509 | 1
25.6265 | -1.6112 | 1
44.9586 | 39.8075 | 1
51.2672 | 17.5144 | 1
14.5354 | 20.832 | 1
66.0677 | 52.1901 | 1
83.6598 | -10.0317 | 1
90.5135 | -14.6815 | 1
34.7281 | -27.8308 | 1
88.3837 | 38.4875 | 1
34.506 | -25.1725 | 1
60.9066 | 39.9572 | 1
94.2686 | 41.6102 | 1
79.346 | 51.7621 | 1
91.1594 | 23.6419 | 1
99.0959 | 46.8014 | 1
5.1116 | 26.6256 | 1
20.9649 | 67.1162 | 1
11.6224 | 1.3873 | 1
17.7931 | 4.5374 | 1
79.9132 | 11.5598 | 1
35.2462 | 35.4887 | 1
80.2056 | 61.5225 | 1
1.2881 | 23.6671 | 1
96.1961 | 60.0316 | 1
32.2558 | 38.8062 | 1
100.4385 | 36.458 | 1
91.397 | -5.3248 | 1
0.91697 | -1.7056 | 1
41.6798 | 8.6993 | 1
28.7756 | 10.4943 | 1
3.4618 | 32.0729 | 1
30.4504 | 42.1234 | 1
10.1371 | -7.5944 | 1
49.0903 | 54.3761 | 1
28.8582 | 29.4799 | 1
87.3376 | 36.6328 | 1
83.3034 | 24.767 | 1
30.3062 | 8.4811 | 1
39.3354 | 52.875 | 1
40.2611 | 1.1339 | 1
70.7773 | 46.3991 | 1
61.5907 | -19.5477 | 1
78.6604 | 32.8812 | 1
54.1655 | -20.1126 | 1
72.4227 | 66.2204 | 1
13.9992 | 9.7897 | 1
55.3371 | 62.4305 | 1
14.4497 | 29.6653 | 1
59.7969 | 7.9203 | 1
24.3226 | 54.5211 | 1
85.195 | -26.3007 | 1
93.2889 | -28.2226 | 1
10.4403 | 8.817 | 1
34.9549 | 25.5785 | 1
17.0246 | 52.3313 | 1
57.6265 | 54.3515 | 1
76.457 | 47.4749 | 1
3.8569 | 10.2756 | 1
75.2183 | 32.1575 | 1
71.8618 | -0.88231 | 1
35.8688 | 15.1692 | 1
90.847 | 48.6076 | 1
49.674 | 12.5681 | 1
19.7072 | 9.0015 | 1
57.6546 | -12.8334 | 1
100.8189 | 55.3494 | 1
18.1984 | -28.0433 | 1
16.9269 | -9.1551 | 1
24.0676 | 38.3939 | 1
66.5953 | 68.3692 | 1
16.8506 | -6.9598 | 1
39.3423 | 30.8259 | 1
66.7739 | 53.6104 | 1
31.3358 | 42.0811 | 1
60.1832 | 4.1091 | 1
95.629 | -27.364 | 1
29.9044 | 45.7351 | 1
28.9663 | 45.6407 | 1
65.6114 | 19.6263 | 1
6.4875 | 47.6781 | 1
88.0135 | -11.0822 | 1
68.4334 | -6.2577 | 1
78.3648 | -23.349 | 1
48.3598 | 36.422 | 1
91.2054 | -2.1943 | 1
50.6821 | 5.2863 | 1
52.1903 | -13.5042 | 1
47.4031 | -20.7574 | 1
83.4409 | 45.5109 | 1
26.0143 | 19.9746 | 1
36.945 | -7.347 | 1
77.0933 | 17.3257 | 1
52.4025 | -20.2201 | 1
33.0765 | 7.6356 | 1
60.6622 | 28.7126 | 1
44.8701 | -25.1067 | 1
33.6694 | 63.6473 | 1
6.1828 | -27.8508 | 1
46.9981 | 51.1586 | 1
12.7469 | 0.57331 | 1
65.4438 | 29.1189 | 1
16.7762 | 45.4174 | 1
59.6292 | 31.6309 | 1
63.9013 | 37.4763 | 1
81.2299 | -15.8968 | 1
75.2714 | 19.825 | 1
15.5662 | 37.9335 | 1
26.9207 | 53.8714 | 1
54.7659 | 28.6772 | 1
59.2197 | 47.2414 | 1
79.9392 | 29.0082 | 1
18.3359 | -13.1675 | 1
21.8401 | 52.5929 | 1
70.5908 | 49.3672 | 1
29.4891 | 59.1317 | 1
43.1687 | 39.5757 | 1
97.6321 | 49.5551 | 1
83.7597 | -12.1078 | 1
47.1278 | 26.421 | 1
83.4301 | -15.4992 | 1
52.4569 | -24.2965 | 1
85.0105 | 13.4819 | 1
88.9379 | 56.139 | 1
90.326 | 43.6711 | 1
26.9576 | 69.0227 | 1
11.3496 | -27.7885 | 1
49.0872 | 65.3883 | 1
37.1323 | 64.4063 | 1
45.7309 | 62.3616 | 1
3.6809 | 47.0409 | 1
33.1742 | 35.005 | 1
84.5974 | -19.9925 | 1
87.6237 | 60.0584 | 1
88.07 | 16.228 | 1
42.5724 | -7.6245 | 1
68.3701 | -2.5387 | 1
29.2077 | 51.5824 | 1
53.4463 | 8.7158 | 1
6.1926 | 3.3815 | 1
99.2288 | 46.0485 | 1
13.4928 | 34.5029 | 1
3.9998 | 45.8136 | 1
70.0856 | -9.1603 | 1
45.2548 | 10.3565 | 1
34.1557 | 55.4937 | 1
68.3062 | 3.189 | 1
0.077999 | 48.8369 | 1
11.3798 | 69.6313 | 1
0.14226 | 10.771 | 1
7.9175 | 18.989 | 1
44.2411 | 7.0592 | 1
10.2718 | 62.6179 | 1
2.8304 | 18.4718 | 1
45.3575 | 24.0543 | 1
49.9488 | 47.8884 | 1
43.8984 | -5.2329 | 1
46.2354 | 13.8128 | 1
78.5701 | 35.4698 | 1
48.6197 | 39.6814 | 1
97.8726 | 26.9085 | 1
14.5649 | 61.5342 | 1
30.497 | 58.5617 | 1
62.0239 | -18.1621 | 1
7.5614 | 44.6335 | 1
90.5137 | 34.5522 | 1
37.4997 | 12.2418 | 1
6.8863 | -3.5089 | 1
97.6394 | 49.484 | 1
49.5273 | 7.5561 | 1
98.9827 | 62.6782 | 1
40.1335 | 5.2387 | 1
83.5818 | -8.5393 | 1
24.3552 | 52.9866 | 1
28.8267 | 15.3051 | 1
94.1411 | 47.4484 | 1
34.3274 | 1.5215 | 1
43.6165 | 14.4407 | 1
79.4853 | 19.3168 | 1
85.876 | -6.3172 | 1
70.7014 | 7.3763 | 1
96.7839 | -22.8214 | 1
31.6358 | 55.5222 | 1
85.6393 | 37.576 | 1
26.1986 | 20.2629 | 1
87.1989 | 51.3075 | 1
65.3233 | -8.8195 | 1
84.263 | 69.5537 | 1
94.9004 | 47.3442 | 1
100.522 | -12.5166 | 1
97.4787 | -9.0868 | 1
12.6199 | 11.7898 | 1
98.038 | 45.6134 | 1
72.0721 | -28.884 | 1
90.827 | 16.4803 | 1
33.3748 | 50.0894 | 1
15.1737 | 27.5021 | 1
20.4136 | -21.2296 | 1
71.7295 | 5.9681 | 1
4.5789 | 65.3131 | 1
17.6659 | 64.758 | 1
22.8112 | 22.9242 | 1
92.7228 | 28.4582 | 1
51.8108 | -9.5438 | 1
65.0789 | -22.7745 | 1
24.4015 | -25.9672 | 1
75.0592 | -3.7802 | 1
98.501 | 19.6318 | 1
72.1456 | -14.5654 | 1
91.4929 | 5.1881 | 1
26.2098 | -8.016 | 1
9.6116 | 48.987 | 1
0.72392 | 51.8448 | 1
93.7239 | -24.273 | 1
2.2465 | 45.0818 | 1
91.4365 | 57.4611 | 1
72.0904 | 63.7971 | 1
62.2057 | 38.2378 | 1
19.2832 | 41.6302 | 1
15.874 | -8.5657 | 1
0.14376 | 17.2094 | 1
52.5388 | 69.3177 | 1
43.5905 | 13.1597 | 1
37.3954 | 68.2604 | 1
8.6256 | 5.5868 | 1
80.1921 | 6.8799 | 1
45.3852 | 2.1752 | 1
78.341 | -14.4028 | 1
19.7419 | 54.0369 | 1
100.8127 | 3.9181 | 1
90.8689 | 27.0604 | 1
19.9446 | -2.122 | 1
59.3462 | 14.741 | 1
4.7549 | 8.1797 | 1
43.4492 | -24.9172 | 1
31.0084 | 59.2955 | 1
61.1332 | 3.5276 | 1
85.73 | 47.4086 | 1
20.958 | 55.9371 | 1
45.8488 | 1.1989 | 1
40.4979 | -9.8112 | 1
83.4143 | 46.6474 | 1
56.854 | 12.034 | 1
75.259 | 36.6295 | 1
46.2885 | 36.1212 | 1
23.5577 | -6.2484 | 1
65.1343 | -27.8224 | 1
52.7945 | -18.5633 | 1
83.0135 | 32.8086 | 1
75.2617 | 58.6065 | 1
7.0342 | 37.6854 | 1
29.3394 | 19.4377 | 1
68.8714 | 54.037 | 1
36.2833 | 34.1566 | 1
41.26 | -8.0226 | 1
32.718 | -9.2509 | 1
86.6223 | -4.2283 | 1
62.5803 | 44.6884 | 1
27.0427 | 61.818 | 1
22.7752 | 33.8739 | 1
74.4409 | 28.3069 | 1
39.855 | 5.7086 | 1
7.5091 | 5.5066 | 1
92.5066 | 12.3425 | 1
6.4208 | 60.0225 | 1
66.6373 | -6.3097 | 1
3.8766 | -0.37153 | 1
0.48542 | -27.1734 | 1
10.3141 | 23.5484 | 1
87.1925 | 31.6599 | 1
95.5761 | 58.0651 | 1
17.8771 | 58.8365 | 1
83.1163 | -25.0354 | 1
40.4251 | 49.0126 | 1
67.0336 | 13.3702 | 1
5.5443 | -6.706 | 1
51.2705 | 23.8466 | 1
98.3776 | -25.9459 | 1
77.0001 | 12.6196 | 1
35.0038 | 49.6771 | 1
7.1792 | 64.8364 | 1
53.478 | 25.8775 | 1
25.6617 | 8.5401 | 1
94.8598 | 40.1303 | 1
23.7303 | -28.4407 | 1
86.3995 | 62.7017 | 1
82.5232 | 47.4772 | 1
23.9638 | -4.9889 | 1
48.6476 | 50.5277 | 1
39.6502 | 69.4061 | 1
10.9541 | -15.427 | 1
63.0674 | 40.3416 | 1
62.6124 | 52.2272 | 1
55.4788 | -23.4453 | 1
32.0261 | 53.3705 | 1
67.4619 | 19.1982 | 1
83.6516 | 41.232 | 1
90.0155 | 53.1215 | 1
64.7323 | 68.732 | 1
69.5495 | 21.3878 | 1
75.96 | 37.4155 | 1
67.0954 | 17.9591 | 1
52.0639 | 23.3153 | 1
14.8548 | 45.9256 | 1
15.6983 | 39.4175 | 1
17.2664 | -25.7918 | 1
60.5562 | -25.0202 | 1
24.6317 | 2.6201 | 1
85.026 | 66.315 | 1
8.2874 | 53.7722 | 1
38.4733 | -27.0776 | 1
79.213 | 69.9399 | 1
85.9008 | 44.103 | 1
21.1885 | 33.4673 | 1
61.0022 | 39.1538 | 1
2.9133 | 52.2226 | 1
70.0718 | 52.9943 | 1
14.3808 | 42.3895 | 1
9.3161 | 15.2688 | 1
26.5918 | -22.1731 | 1
25.6239 | -10.8916 | 1
51.4609 | -20.1362 | 1
65.3971 | 39.0838 | 1
80.4289 | 7.6769 | 1
64.5213 | 68.7937 | 1
3.388 | -23.0394 | 1
15.8513 | -13.5099 | 1
42.1051 | 6.9145 | 1
25.1634 | 48.6358 | 1
27.5708 | 63.4381 | 1
36.8029 | 49.0765 | 1
48.6091 | 46.7915 | 1
45.0237 | 65.6673 | 1
45.038 | -21.1954 | 1
13.8004 | 17.8151 | 1
1.999 | 22.9165 | 1
24.9204 | -2.7587 | 1
71.7936 | 12.5677 | 1
30.0166 | 58.6182 | 1
53.542 | 56.6164 | 1
59.4539 | -20.1365 | 1
87.7864 | 58.3169 | 1
55.7068 | 42.003 | 1
48.0905 | 51.6563 | 1
19.3388 | -8.1103 | 1
2.6111 | 58.0372 | 1
87.1131 | 61.1824 | 1
44.6383 | -22.6334 | 1
45.3848 | 32.6387 | 1
58.011 | -11.0026 | 1
1.7273 | 9.739 | 1
90.6965 | 25.7882 | 1
86.7547 | 66.354 | 1
74.67 | 43.9258 | 1
47.7495 | 15.8207 | 1
32.6122 | 40.3735 | 1
89.9739 | 68.721 | 1
25.6778 | 63.5188 | 1
0.9231 | 55.2662 | 1
67.6356 | 21.9806 | 1
87.2104 | 59.8831 | 1
33.7215 | 48.0318 | 1
11.2069 | 20.1163 | 1
30.1759 | 9.6843 | 1
46.326 | -17.3625 | 1
83.8505 | -10.7238 | 1
47.7071 | 25.2125 | 1
2.1747 | 22.2611 | 1
80.9048 | 60.3688 | 1
89.4112 | 31.2146 | 1
90.4051 | 48.5647 | 1
88.3064 | 12.6384 | 1
52.9438 | 0.086353 | 1
23.9543 | 49.3055 | 1
95.6136 | -12.1119 | 1
53.4266 | 3.4112 | 1
25.3492 | 2.9509 | 1
28.2329 | 65.8484 | 1
48.3241 | -14.9291 | 1
75.26 | 67.8305 | 1
1.0001 | 65.9297 | 1
57.8671 | -0.663 | 1
99.1342 | -16.436 | 1
64.2576 | -12.5402 | 1
73.1927 | -2.4047 | 1
86.3467 | 48.4328 | 1
89.9447 | -17.1951 | 1
80.1318 | 36.4298 | 1
2.6456 | -6.6622 | 1
49.2603 | 24.6327 | 1
62.8513 | 56.3213 | 1
21.7351 | -17.7134 | 1
95.1613 | 4.0967 | 1
49.128 | 7.5737 | 1
56.0563 | 49.366 | 1
53.4487 | 57.399 | 1
85.5095 | -28.0673 | 1
67.1006 | -1.1966 | 1
60.805 | -1.7645 | 1
5.6506 | -7.5877 | 1
9.3401 | 9.9602 | 1
60.7778 | 21.5105 | 1
47.6714 | 35.1252 | 1
67.9016 | 57.1386 | 1
1.1491 | 3.5406 | 1
61.6895 | 27.5544 | 1
17.1251 | 41.2462 | 1
44.4269 | -10.2061 | 1
97.321 | 17.3159 | 1
15.4258 | 32.0881 | 1
66.4628 | 43.2465 | 1
1.157 | 20.5022 | 1
58.385 | 66.9112 | 1
92.491 | 65.3935 | 1
89.744 | 51.6479 | 1
95.8691 | 32.9761 | 1
72.9863 | 9.0792 | 1
15.059 | -20.124 | 1
14.1511 | 61.0189 | 1
57.3069 | 29.7647 | 1
25.1487 | 50.7574 | 1
77.2024 | 34.3869 | 1
86.89 | 66.879 | 1
24.0358 | -18.6242 | 1
23.2939 | -15.2149 | 1
46.6914 | 5.783 | 1
81.6216 | -15.9695 | 1
45.3389 | 10.1935 | 1
70.1057 | 3.7806 | 1
85.3119 | -12.0512 | 1
48.3647 | -13.5992 | 1
82.0916 | 39.372 | 1
83.2398 | -13.7006 | 1
74.6231 | 50.9297 | 1
15.6266 | 42.4568 | 1
68.3557 | 14.3065 | 1
0.0091574 | 29.5492 | 1
35.5609 | -22.8535 | 1
35.302 | 69.8968 | 1
63.3229 | -19.1958 | 1
32.6911 | 24.338 | 1
14.1655 | -12.9397 | 1
63.4427 | -22.44 | 1
5.3469 | -2.3885 | 1
15.8088 | -0.076791 | 1
80.3069 | 24.0574 | 1
20.987 | 32.1479 | 1
6.8688 | 16.5026 | 1
3.8149 | 47.9331 | 1
84.0005 | 37.6535 | 1
84.6245 | 62.456 | 1
69.848 | 38.8608 | 1
96.4238 | 13.2 | 1
87.7423 | -17.709 | 1
44.1707 | -3.5987 | 1
63.2083 | -22.1594 | 1
85.9249 | 19.2428 | 1
26.5902 | 4.6292 | 1
17.4771 | 33.6276 | 1
35.4611 | 14.2816 | 1
59.8683 | 28.4603 | 1
78.4716 | 10.318 | 1
22.5281 | 62.5847 | 1
88.3446 | 28.8597 | 1
70.8667 | 62.384 | 1
53.4263 | -10.4246 | 1
49.1101 | 63.5601 | 1
14.3177 | -5.3237 | 1
42.5045 | -28.1416 | 1
52.4027 | 32.2693 | 1
45.6598 | 50.528 | 1
14.6373 | 22.4331 | 1
76.4062 | -29.3777 | 1
4.5784 | 47.1729 | 1
48.7889 | 50.2295 | 1
86.555 | 1.7895 | 1
99.2945 | 19.0267 | 1
51.8837 | 67.9842 | 1
7.0378 | 42.8519 | 1
29.9546 | -13.7102 | 1
21.7446 | -5.1224 | 1
63.2352 | -25.0881 | 1
18.0166 | 36.873 | 1
33.2151 | 43.7352 | 1
8.4796 | -16.6548 | 1
88.9425 | 22.2761 | 1
53.7182 | -14.7599 | 1
64.1171 | -27.9031 | 1
4.9327 | -3.4033 | 1
22.0554 | -20.6193 | 1
90.8117 | -20.952 | 1
59.3202 | 35.9309 | 1
6.2201 | 33.2644 | 1
84.619 | 48.1077 | 1
5.4311 | -5.907 | 1
73.5263 | 21.7219 | 1
73.7236 | -16.3711 | 1
14.7863 | 37.998 | 1
8.3793 | 19.5066 | 1
2.4469 | -19.5398 | 1
29.8503 | 64.7035 | 1
2.2852 | -16.4974 | 1
18.5899 | 12.0504 | 1
88.8501 | 34.6931 | 1
15.7205 | 52.6492 | 1
71.8111 | 12.4245 | 1
14.7779 | -9.1055 | 1
75.691 | 11.0148 | 1
14.5277 | 63.9224 | 1
49.1208 | 18.8737 | 1
33.1689 | -19.9169 | 1
79.8089 | -15.9081 | 1
97.6956 | -7.6951 | 1
54.6772 | 38.1593 | 1
12.5993 | -25.1159 | 1
41.616 | 52.0088 | 1
67.8469 | 68.212 | 1
39.4028 | -25.2466 | 1
49.1873 | 23.9601 | 1
35.1182 | -5.2743 | 1
38.8993 | 9.9849 | 1
55.1397 | 22.299 | 1
30.8955 | 30.8686 | 1
2.4385 | -9.6401 | 1
61.2414 | 26.3897 | 1
49.1453 | 24.4228 | 1
59.0982 | 37.9037 | 1
35.3777 | 52.4809 | 1
8.0812 | 18.459 | 1
80.0143 | 63.6949 | 1
80.4865 | 65.8325 | 1
38.2083 | 24.9342 | 1
32.9934 | -0.83469 | 1
36.2206 | 65.9169 | 1
45.1741 | 38.6408 | 1
2.3921 | -28.9978 | 1
30.0736 | 67.5442 | 1
21.3306 | 22.6197 | 1
56.2437 | 63.8584 | 1
59.2628 | -25.3733 | 1
27.4776 | 52.4691 | 1
71.6232 | -8.924 | 1
99.8174 | 20.747 | 1
3.2599 | -0.97531 | 1
11.8106 | 22.9 | 1
33.5611 | -19.5696 | 1
31.0429 | 12.2347 | 1
30.8649 | -22.0348 | 1
15.5148 | 36.1107 | 1
23.2197 | 43.8058 | 1
56.5609 | 36.382 | 1
50.1034 | -28.7845 | 1
71.0449 | -13.8569 | 1
47.649 | 54.5103 | 1
11.0063 | -23.4824 | 1
23.4427 | -13.1147 | 1
36.967 | 38.789 | 1
82.1824 | -11.9999 | 1
31.3353 | 44.5929 | 1
70.322 | 58.6048 | 1
14.8359 | 18.3031 | 1
79.0273 | 32.3067 | 1
64.0911 | -9.4619 | 1
55.9874 | 2.1918 | 1
69.1283 | -16.6395 | 1
94.0694 | 34.9265 | 1
96.2151 | 53.4821 | 1
94.432 | -12.3852 | 1
96.5855 | 12.8284 | 1
16.2613 | 17.8409 | 1
46.4516 | 25.5827 | 1
69.9991 | 7.0444 | 1
17.846 | 42.2968 | 1
26.8752 | -29.3407 | 1
4.5005 | 63.6511 | 1
67.1002 | 20.9431 | 1
66.9512 | 60.2743 | 1
41.2204 | 33.9815 | 1
80.6364 | 64.1188 | 1
77.4289 | 31.8178 | 1
8.5882 | 42.909 | 1
71.5199 | 6.4035 | 1
93.5394 | 48.0105 | 1
46.2514 | 11.9664 | 1
78.637 | -16.0329 | 1
2.6914 | 66.3782 | 1
58.7302 | 67.0782 | 1
66.103 | 57.5654 | 1
70.9952 | 65.8853 | 1
66.5124 | 2.7794 | 1
11.2083 | -29.0508 | 1
94.7637 | -6.2033 | 1
68.4977 | 31.8104 | 1
22.4713 | 19.5286 | 1
24.4863 | -7.4215 | 1
68.9675 | 54.4513 | 1
56.7065 | 12.4959 | 1
53.4091 | -4.441 | 1
3.921 | -6.5188 | 1
94.7122 | -6.0874 | 1
57.6074 | 50.4064 | 1
34.7038 | 38.5015 | 1
50.0452 | 53.3499 | 1
63.2362 | -21.3619 | 1
64.3416 | 57.7857 | 1
18.0437 | 51.4227 | 1
64.6141 | 19.0294 | 1
13.4435 | 45.8038 | 1
41.3909 | -25.9369 | 1
27.6043 | 66.0174 | 1
100.3454 | 25.2131 | 1
3.1185 | 37.1187 | 1
78.2064 | -5.0234 | 1
42.2852 | -3.3963 | 1
3.1564 | -20.75 | 1
78.1374 | 48.03 | 1
37.6088 | 17.8204 | 1
49.869 | 17.8501 | 1
89.0122 | 52.1593 | 1
44.7128 | 63.7483 | 1
50.9654 | -22.349 | 1
100.8079 | 55.3742 | 1
63.3775 | 12.59 | 1
95.068 | 31.9178 | 1
29.4155 | 31.5674 | 1
63.9579 | 0.53849 | 1
98.9601 | -9.3297 | 1
28.3193 | 64.63 | 1
26.2405 | -21.1346 | 1
96.6125 | -16.8204 | 1
8.4543 | 27.13 | 1
35.0275 | 16.9296 | 1
40.0491 | -6.6216 | 1
59.9631 | 19.8137 | 1
4.2596 | 17.0177 | 1
76.3933 | 20.0934 | 1
13.5286 | -28.4963 | 1
10.0617 | 46.4061 | 1
76.7602 | 15.151 | 1
40.2755 | 19.893 | 1
97.8924 | 2.3459 | 1
71.9676 | 1.7238 | 1
77.1485 | 17.778 | 1
95.2133 | 22.1754 | 1
27.0386 | 12.9299 | 1
43.3438 | -10.1508 | 1
94.0397 | -6.9189 | 1
79.0551 | 63.2887 | 1
77.4337 | -12.675 | 1
6.5391 | 25.5798 | 1
45.5534 | 59.4354 | 1
55.9582 | 47.5376 | 1
30.6987 | 13.3 | 1
82.5669 | 57.5101 | 1
58.2224 | -28.8051 | 1
61.0754 | 31.4256 | 1
18.551 | 64.9155 | 1
58.5553 | 58.5032 | 1
25.9825 | 32.0153 | 1
24.5774 | 50.9945 | 1
11.3028 | -22.8744 | 1
0.25932 | -24.9898 | 1
3.9694 | 26.0739 | 1
81.2775 | 18.0015 | 1
21.3705 | -19.8634 | 1
67.107 | 35.8138 | 1
22.261 | 28.6104 | 1
83.6332 | 63.3333 | 1
14.6695 | 8.2982 | 1
65.6152 | -9.0399 | 1
79.5815 | 50.8142 | 1
49.2227 | 28.8913 | 1
39.3656 | 49.4723 | 1
17.9471 | 44.7786 | 1
68.5322 | -3.8254 | 1
31.9068 | 17.4526 | 1
68.9184 | 0.9652 | 1
76.5983 | 49.7075 | 1
14.6855 | 35.0893 | 1
100.8583 | -7.6995 | 1
66.052 | 13.337 | 1
10.4893 | 65.6291 | 1
36.1354 | 37.449 | 1
4.9778 | 33.0195 | 1
68.1504 | -27.0236 | 1
22.4086 | 64.385 | 1
78.9843 | 48.8027 | 1
26.8196 | 30.1552 | 1
7.5977 | 9.1837 | 1
81.8893 | -20.0505 | 1
100.5313 | -0.44805 | 1
95.7133 | 59.9372 | 1
34.4684 | -6.2595 | 1
82.47 | -15.0666 | 1
2.6099 | 43.1918 | 1
32.1287 | 60.0062 | 1
17.3957 | -26.6752 | 1
65.4325 | 43.6696 | 1
74.6699 | 16.899 | 1
60.0204 | -20.852 | 1
77.3224 | 66.5727 | 1
42.4932 | 3.9575 | 1
49.7525 | 18.8244 | 1
54.5059 | 43.4519 | 1
3.3599 | -11.0594 | 1
32.2699 | 18.8121 | 1
55.7673 | 35.7871 | 1
91.6071 | 26.7205 | 1
22.2591 | 10.4086 | 1
85.3036 | 24.8519 | 1
55.8257 | 61.9534 | 1
56.2505 | 31.8067 | 1
79.9882 | 41.387 | 1
40.5317 | -3.6618 | 1
13.365 | 29.144 | 1
74.1091 | 33.0493 | 1
44.3482 | -21.8918 | 1
98.7024 | 26.5218 | 1
7.7087 | -7.0026 | 1
82.2042 | 27.4165 | 1
27.8403 | 6.8254 | 1
5.211 | 19.2893 | 1
41.5423 | -28.9618 | 1
34.3321 | -9.4215 | 1
7.4973 | -28.1411 | 1
67.4761 | 11.7047 | 1
28.947 | 40.2356 | 1
71.0884 | 41.5477 | 1
19.4121 | -21.6201 | 1
11.1112 | 64.1606 | 1
99.1267 | 50.4727 | 1
34.4623 | 52.6586 | 1
39.521 | -15.4093 | 1
98.7639 | 47.1807 | 1
2.8295 | 18.1356 | 1
1.6477 | 29.3271 | 1
25.4582 | 13.7058 | 1
53.0048 | 17.9312 | 1
28.3091 | 5.0907 | 1
19.125 | 69.8029 | 1
69.8143 | -12.8811 | 1
23.0032 | 63.4329 | 1
16.6578 | 25.3431 | 1
55.2498 | 67.5783 | 1
91.3326 | 62.6302 | 1
81.2611 | 3.0315 | 1
25.6448 | 58.5866 | 1
5.1208 | -18.6754 | 1
13.5017 | 51.9315 | 1
99.6001 | -8.2782 | 1
46.2878 | -20.1029 | 1
27.608 | -22.4902 | 1
77.0412 | 17.5777 | 1
84.9418 | 39.91 | 1
81.8334 | 63.0807 | 1
93.0422 | 22.2129 | 1
59.5227 | 3.1688 | 1
34.4004 | 25.1277 | 1
28.8169 | -28.1911 | 1
15.2626 | 30.1723 | 1
98.8981 | 19.3809 | 1
58.9248 | 68.3407 | 1
21.4476 | 4.2648 | 1
45.1201 | -7.3442 | 1
86.2105 | -26.7316 | 1
98.6037 | -5.0277 | 1
57.0954 | 50.9082 | 1
45.3255 | 66.6791 | 1
5.034 | 3.046 | 1
62.1627 | 35.4096 | 1
77.4157 | 41.497 | 1
60.6245 | 37.2711 | 1
28.4625 | 34.1391 | 1
25.0724 | 52.0575 | 1
96.2886 | 29.4265 | 1
88.239 | -16.1464 | 1
31.5023 | 16.5245 | 1
100.7108 | 53.8646 | 1
19.7096 | -6.2433 | 1
60.1573 | 50.9464 | 1
41.8727 | 11.1714 | 1
18.9261 | 39.2475 | 1
38.7991 | 56.6564 | 1
62.6354 | 60.9178 | 1
6.5307 | 38.1364 | 1
13.2649 | 25.6932 | 1
33.5774 | -29.3845 | 1
94.7165 | 21.1401 | 1
95.0683 | -23.1491 | 1
4.0229 | -19.9367 | 1
1.5356 | -13.5528 | 1
12.4869 | 44.5059 | 1
28.146 | 36.1786 | 1
93.5313 | -3.3811 | 1
87.2608 | 11.0632 | 1
44.8043 | 31.3992 | 1
57.1039 | 19.2838 | 1
5.6547 | -29.5877 | 1
31.0816 | 30.3769 | 1
30.8493 | 54.4551 | 1
69.9979 | 62.4465 | 1
20.7064 | -0.71816 | 1
95.5921 | 17.0644 | 1
4.706 | 6.0987 | 1
79.3307 | -16.6117 | 1
40.1605 | -0.14686 | 1
59.8701 | 21.8277 | 1
56.5577 | 40.3011 | 1
15.8791 | 45.4467 | 1
72.2422 | 1.2359 | 1
34.2285 | 61.6643 | 1
89.0699 | 23.5255 | 1
55.7305 | -29.0207 | 1
46.336 | 3.4023 | 1
63.7151 | 44.2572 | 1
24.1243 | 39.4423 | 1
58.2206 | 5.8787 | 1
16.9515 | -8.8261 | 1
80.9587 | -11.6426 | 1
81.4367 | 32.7492 | 1
9.3688 | 42.3058 | 1
2.6153 | 14.0614 | 1
74.684 | 57.0842 | 1
19.3626 | -13.5669 | 1
91.4587 | 23.3058 | 1
37.7352 | 64.6804 | 1
59.7064 | 23.1164 | 1
39.3497 | 6.1231 | 1
79.1337 | -18.8642 | 1
84.2129 | 52.8999 | 1
42.8157 | -14.5888 | 1
31.8422 | 59.463 | 1
40.2971 | 66.3047 | 1
63.6055 | 34.9092 | 1
30.4888 | 63.2147 | 1
24.3324 | 28.9478 | 1
24.0038 | 11.8391 | 1
89.8239 | 18.0155 | 1
79.0571 | -12.7674 | 1
34.8756 | 33.0949 | 1
35.7123 | -12.4823 | 1
50.9627 | -6.5178 | 1
95.6637 | 29.9064 | 1
27.2866 | 34.4407 | 1
62.8002 | 52.8312 | 1
27.4937 | 17.7785 | 1
76.5661 | 20.3836 | 1
29.3688 | 10.4325 | 1
27.1025 | 6.1735 | 1
35.7337 | 32.0288 | 1
28.1239 | -14.7454 | 1
94.9807 | 26.359 | 1
89.6118 | 15.9511 | 1
93.8957 | -3.1531 | 1
55.9808 | 29.9514 | 1
27.9651 | -15.5023 | 1
77.5425 | 22.5073 | 1
83.1278 | -27.0309 | 1
100.6593 | -9.758 | 1
0.26812 | 25.6157 | 1
30.7598 | 15.9533 | 1
40.1279 | 15.7405 | 1
3.3997 | -13.1059 | 1
88.0928 | -6.4506 | 1
33.3424 | -21.1941 | 1
41.9677 | 37.4303 | 1
74.2236 | 42.3491 | 1
25.5768 | 3.9825 | 1
22.5499 | 2.1197 | 1
84.891 | 16.5075 | 1
40.0214 | -8.1668 | 1
17.1325 | 26.8205 | 1
89.2825 | -5.7597 | 1
13.4681 | 34.0681 | 1
58.9847 | 52.4631 | 1
30.369 | 50.3897 | 1
66.6746 | 45.129 | 1
84.6156 | 21.9944 | 1
28.0794 | 32.7384 | 1
9.4162 | 30.4789 | 1
10.2529 | 5.1612 | 1
60.0539 | -13.0398 | 1
42.0245 | -8.1126 | 1
85.7598 | 23.8611 | 1
64.8959 | -1.0674 | 1
20.5219 | 65.0616 | 1
17.9695 | 44.2098 | 1
39.8897 | 62.7317 | 1
11.6976 | 15.1832 | 1
92.8002 | 19.6637 | 1
72.7661 | 59.5659 | 1
8.2191 | 45.5551 | 1
23.5954 | 31.2864 | 1
60.1781 | 44.9651 | 1
33.1618 | 25.4499 | 1
72.2496 | 46.5308 | 1
72.5701 | -4.9762 | 1
53.1365 | 51.921 | 1
78.0383 | -18.9991 | 1
90.0076 | -24.8461 | 1
40.4731 | 65.9044 | 1
51.2591 | 55.2876 | 1
99.9001 | -5.6928 | 1
69.1475 | 1.0525 | 1
40.1084 | -2.2608 | 1
87.0267 | 33.2856 | 1
67.8874 | 30.3119 | 1
98.7483 | -4.4722 | 1
29.1164 | 42.3855 | 1
32.3851 | 25.2866 | 1
19.6608 | 53.3604 | 1
3.4372 | 68.8643 | 1
4.4259 | 5.8028 | 1
30.706 | 34.5943 | 1
10.5507 | 21.5558 | 1
73.5512 | -15.5053 | 1
1.2638 | 52.8614 | 1
9.9319 | 44.0355 | 1
77.9539 | 10.7606 | 1
61.8683 | 24.6653 | 1
43.2971 | 30.1355 | 1
56.8118 | 34.2269 | 1
72.3352 | 4.0042 | 1
39.444 | 17.8992 | 1
23.3712 | 65.6628 | 1
29.0533 | -25.39 | 1
80.9973 | 49.138 | 1
57.9778 | 44.501 | 1
90.7881 | -24.0699 | 1
37.6668 | 5.5058 | 1
36.1256 | 62.7857 | 1
72.916 | 10.7672 | 1
95.7321 | 15.023 | 1
81.0004 | 41.911 | 1
59.9348 | 55.9324 | 1
44.8415 | -17.9952 | 1
61.4819 | 43.6279 | 1
0.19252 | 17.2884 | 1
94.4022 | 11.3168 | 1
59.3471 | 30.0269 | 1
9.7034 | 55.2767 | 1
19.5773 | -12.0824 | 1
71.3374 | -15.8532 | 1
64.7294 | 47.4173 | 1
75.4911 | -0.046885 | 1
84.7882 | 43.6495 | 1
24.9066 | -25.9239 | 1
19.7588 | 40.2504 | 1
56.7639 | -27.3755 | 1
21.654 | -3.1312 | 1
97.0146 | -12.2374 | 1
99.136 | 62.0489 | 1
98.2179 | 20.2785 | 1
14.4669 | -24.7908 | 1
8.7402 | 16.4582 | 1
22.2253 | -4.6651 | 1
58.5971 | 26.3603 | 1
26.1584 | 6.8133 | 1
92.0305 | 46.8945 | 1
95.8138 | 59.7188 | 1
97.8518 | -18.1024 | 1
83.2168 | 37.9673 | 1
9.0557 | 24.0125 | 1
64.0115 | 33.293 | 1
90.6199 | -28.9427 | 1
94.6159 | 2.9688 | 1
95.1326 | 33.8517 | 1
95.4407 | -8.9637 | 1
95.6055 | -16.2478 | 1
86.8389 | 58.3557 | 1
83.063 | -11.4707 | 1
89.0393 | -21.5842 | 1
46.9147 | 53.8352 | 1
75.5185 | 44.0847 | 1
23.635 | -26.7303 | 1
75.2846 | 63.449 | 1
32.2554 | 49.2143 | 1
48.2266 | 7.6091 | 1
97.2386 | 69.4985 | 1
17.6162 | 68.7259 | 1
79.4557 | -2.5245 | 1
33.5594 | -11.4221 | 1
14.8438 | 52.2914 | 1
53.5464 | 26.7361 | 1
0.86154 | 37.6813 | 1
87.1321 | 17.5308 | 1
60.0723 | 62.9943 | 1
83.4132 | -6.21 | 1
99.566 | 48.6314 | 1
2.4006 | 63.8116 | 1
65.8803 | 8.1277 | 1
54.2345 | 62.4673 | 1
53.2896 | -6.0503 | 1
7.9242 | 3.3317 | 1
28.4268 | 20.3051 | 1
66.5222 | 21.1596 | 1
84.5383 | 11.5829 | 1
26.9944 | 32.4839 | 1
71.0502 | -23.08 | 1
3.0664 | 42.4292 | 1
36.3418 | 36.4377 | 1
97.6813 | 15.1739 | 1
14.8073 | 48.7978 | 1
52.8767 | 48.619 | 1
29.5753 | 1.2807 | 1
91.5671 | -4.4344 | 1
40.9162 | 18.3275 | 1
36.9188 | 25.2042 | 1
15.1495 | -4.3307 | 1
22.3304 | 5.9165 | 1
20.9755 | 53.9739 | 1
19.7246 | 69.6201 | 1
12.5653 | 48.9234 | 1
5.476 | -8.4375 | 1
45.107 | 21.5412 | 1
66.8304 | -13.3083 | 1
22.6433 | -0.56203 | 1
77.4068 | 28.5064 | 1
74.742 | -17.7786 | 1
36.6837 | 64.497 | 1
65.5382 | 14.3916 | 1
57.8032 | 21.0844 | 1
76.0716 | 44.252 | 1
15.6316 | 0.37997 | 1
73.1088 | 19.3226 | 1
76.5131 | -8.9607 | 1
11.3322 | 13.0879 | 1
17.6874 | 23.0695 | 1
63.149 | -27.296 | 1
6.818 | -19.5338 | 1
92.0659 | -7.1371 | 1
1.2367 | 69.3885 | 1
90.4619 | 66.3284 | 1
34.107 | 54.0644 | 1
51.3372 | 17.4898 | 1
6.5595 | -27.84 | 1
83.4488 | 30.9007 | 1
33.8518 | 34.3557 | 1
78.0347 | 50.5176 | 1
90.5666 | 26.3248 | 1
96.456 | -12.9128 | 1
18.952 | 53.1971 | 1
73.6048 | 16.8317 | 1
52.3823 | -11.6635 | 1
38.6098 | 51.8579 | 1
97.2617 | 46.564 | 1
93.6425 | 64.5967 | 1
92.7494 | -19.2845 | 1
66.5232 | -3.7714 | 1
26.1181 | 62.7895 | 1
69.3177 | 24.3147 | 1
6.4495 | 51.0865 | 1
6.5091 | -1.3659 | 1
29.258 | -8.4305 | 1
59.4281 | 33.7355 | 1
70.7929 | 32.3579 | 1
57.968 | 63.8865 | 1
15.6077 | 8.9839 | 1
11.3321 | 33.3779 | 1
5.3274 | 31.4239 | 1
10.2381 | 56.4185 | 1
95.2744 | -12.2356 | 1
85.1849 | 39.7742 | 1
99.1806 | 29.0143 | 1
68.9647 | 52.7608 | 1
37.0291 | 56.6367 | 1
43.39 | -13.1533 | 1
85.4988 | -2.1373 | 1
85.3814 | 3.771 | 1
53.5415 | -7.9716 | 1
9.0408 | 53.6053 | 1
22.3424 | 24.5653 | 1
13.0953 | -16.6877 | 1
65.8028 | 16.8923 | 1
28.7892 | 63.0819 | 1
12.8627 | 5.6983 | 1
82.9199 | -24.4137 | 1
48.881 | -23.6766 | 1
56.2631 | 39.6233 | 1
95.6594 | -22.3399 | 1
49.6486 | -20.1598 | 1
78.4455 | -29.0851 | 1
2.6235 | 36.2335 | 1
55.5183 | 16.2916 | 1
49.4401 | -28.3366 | 1
27.3276 | 53.5379 | 1
56.2745 | -25.82 | 1
47.7966 | 50.1118 | 1
41.0836 | -19.4094 | 1
94.6307 | 20.1825 | 1
65.8225 | 17.5063 | 1
18.1007 | 45.1094 | 1
9.8273 | -1.5695 | 1
67.7537 | 27.9143 | 1
20.7016 | -0.24172 | 1
99.1629 | 46.4251 | 1
11.3055 | 32.9743 | 1
100.2271 | -2.7528 | 1
5.2509 | 7.3378 | 1
90.9067 | 65.0188 | 1
100.428 | 4.1638 | 1
93.6227 | -20.6359 | 1
30.639 | -10.4987 | 1
76.5691 | 8.5832 | 1
69.4803 | 17.5675 | 1
95.6572 | -19.2452 | 1
51.273 | -13.4855 | 1
59.5874 | 34.4672 | 1
77.5627 | 35.6097 | 1
31.0543 | -19.6842 | 1
59.685 | 51.7105 | 1
37.3138 | -8.0245 | 1
65.0966 | -15.6412 | 1
33.7667 | 0.80831 | 1
68.966 | -21.5011 | 1
67.3834 | -2.2971 | 1
4.7367 | 59.0588 | 1
92.6513 | 33.4786 | 1
8.1171 | 40.3123 | 1
82.9544 | -25.5006 | 1
46.9036 | 53.5997 | 1
80.6038 | 55.4293 | 1
70.2172 | -16.856 | 1
25.7213 | 18.8161 | 1
63.6992 | 53.084 | 1
42.0839 | 26.5894 | 1
8.007 | -2.4287 | 1
5.4894 | 6.0153 | 1
55.4573 | 42.5527 | 1
22.1055 | 2.4226 | 1
61.3824 | 10.5635 | 1
25.0675 | -2.2183 | 1
46.6174 | 3.7498 | 1
56.815 | 32.4269 | 1
42.7716 | 1.648 | 1
58.3223 | -9.0472 | 1
73.4496 | 7.5194 | 1
54.1832 | 17.1235 | 1
81.0595 | 46.8342 | 1
42.4187 | -26.8373 | 1
42.5494 | 12.8957 | 1
78.8702 | -19.5987 | 1
65.6882 | 44.2094 | 1
92.668 | 7.4288 | 1
25.1063 | -12.3854 | 1
75.7489 | 28.4572 | 1
78.7515 | -16.459 | 1
19.1377 | 15.1163 | 1
14.5574 | 10.0169 | 1
43.6107 | 35.2021 | 1
52.4931 | -9.8252 | 1
60.4664 | 42.72 | 1
18.4031 | 0.43265 | 1
52.6862 | 62.619 | 1
38.9651 | 18.8917 | 1
91.7141 | 55.7997 | 1
63.963 | 49.505 | 1
74.1016 | 63.4608 | 1
57.7498 | 48.4556 | 1
37.9699 | 63.0575 | 1
41.7917 | -0.47602 | 1
81.6921 | 21.7732 | 1
30.1855 | -2.3016 | 1
35.5048 | 5.3186 | 1
8.7668 | 59.1367 | 1
9.9279 | 50.6169 | 1
40.4396 | 17.1371 | 1
38.2094 | 33.6592 | 1
20.4796 | 43.1687 | 1
50.6715 | 48.8695 | 1
8.9153 | 38.0483 | 1
13.2996 | -3.6321 | 1
42.2436 | 23.7395 | 1
84.7546 | 60.3091 | 1
44.4108 | -10.7162 | 1
87.2597 | 50.1499 | 1
76.5872 | 60.2448 | 1
44.2623 | 9.5657 | 1
66.8109 | 24.2317 | 1
50.2662 | -6.8936 | 1
53.1106 | 38.2563 | 1
60.2913 | 23.6979 | 1
8.1587 | -10.267 | 1
97.1393 | -2.449 | 1
84.3913 | 18.8901 | 1
74.9267 | -0.62719 | 1
77.2167 | 40.7918 | 1
14.8379 | 32.8138 | 1
64.6248 | -26.3996 | 1
85.1981 | 0.74151 | 1
16.3033 | 8.2305 | 1
17.5959 | -15.9619 | 1
36.9462 | 53.6252 | 1
94.5644 | 38.3846 | 1
9.5467 | 20.0437 | 1
18.6871 | 67.2919 | 1
75.5125 | 46.1613 | 1
19.0952 | 54.5345 | 1
10.7978 | 17.4645 | 1
10.0182 | 11.0715 | 1
34.9228 | 30.0394 | 1
0.5393 | -14.9039 | 1
17.7179 | 54.558 | 1
29.8482 | 50.635 | 1
31.6232 | -7.0626 | 1
1.0787 | 5.1067 | 1
33.0381 | 62.4487 | 1
55.5054 | 25.9608 | 1
22.8799 | 65.004 | 1
70.3948 | 4.4929 | 1
91.3013 | 31.5407 | 1
67.7336 | 46.7123 | 1
60.587 | -13.9765 | 1
42.934 | 64.7211 | 1
40.959 | -20.2098 | 1
0.18444 | 68.3116 | 1
31.3609 | -16.1309 | 1
38.8346 | 63.6038 | 1
16.3202 | 43.3496 | 1
58.3605 | 39.1911 | 1
80.4198 | -24.3043 | 1
42.1877 | 15.6589 | 1
21.9407 | 22.1286 | 1
56.8552 | 47.6124 | 1
40.534 | 45.0096 | 1
7.8237 | 5.6932 | 1
21.9644 | 28.3686 | 1
87.156 | 5.881 | 1
73.4651 | 47.5647 | 1
1.5328 | 10.5745 | 1
76.8074 | 4.038 | 1
22.1338 | -15.4431 | 1
81.5508 | 66.3987 | 1
22.1672 | 16.4118 | 1
4.861 | 25.1968 | 1
60.4346 | 39.2488 | 1
100.2812 | 40.4563 | 1
72.5932 | 38.5524 | 1
89.5541 | 55.5017 | 1
29.8875 | 40.0615 | 1
40.115 | 1.4966 | 1
32.8885 | 57.4625 | 1
20.9574 | -15.321 | 1
12.4399 | -12.7052 | 1
18.9812 | 36.6247 | 1
52.587 | 52.8264 | 1
9.6636 | 12.6413 | 1
27.0677 | 51.8061 | 1
19.5343 | 61.9714 | 1
30.3383 | -11.5604 | 1
96.4118 | 4.646 | 1
68.4311 | 35.1365 | 1
3.5942 | 37.2233 | 1
79.5232 | 6.0969 | 1
65.2268 | 45.9615 | 1
66.386 | 38.569 | 1
57.1503 | 51.8088 | 1
55.8273 | 60.1119 | 1
11.3584 | 32.0057 | 1
20.2891 | 64.8027 | 1
23.0259 | 38.5963 | 1
76.7953 | 67.7927 | 1
47.9937 | 10.8947 | 1
52.7332 | 0.33986 | 1
38.1425 | -5.6504 | 1
47.4429 | 26.3423 | 1
14.3186 | -16.2978 | 1
36.3101 | 15.2639 | 1
67.742 | -21.1966 | 1
68.6713 | 48.2604 | 1
12.5938 | 59.4883 | 1
20.7077 | 37.2226 | 1
97.9331 | 68.7968 | 1
50.7252 | 39.1103 | 1
5.0865 | 38.7782 | 1
70.9685 | 46.6136 | 1
100.7322 | -14.5805 | 1
71.4408 | 55.1875 | 1
76.3798 | 26.186 | 1
93.4364 | 22.1596 | 1
99.4022 | -27.3403 | 1
6.9886 | 0.68806 | 1
32.7269 | -16.9602 | 1
26.5886 | -26.1715 | 1
49.2324 | 1.1811 | 1
34.5421 | 58.7743 | 1
48.6161 | -12.9914 | 1
93.1109 | 20.3405 | 1
13.7773 | 44.8283 | 1
24.423 | 66.4614 | 1
73.45 | 62.6069 | 1
66.8202 | -6.5477 | 1
25.6221 | 48.8959 | 1
31.1075 | 13.834 | 1
28.661 | -0.77027 | 1
10.1663 | -12.6606 | 1
68.0638 | -25.5098 | 1
57.6304 | -14.236 | 1
75.7937 | 2.507 | 1
60.8553 | -5.2293 | 1
1.4821 | 20.1626 | 1
50.042 | 4.1655 | 1
91.6743 | 31.3789 | 1
64.8184 | 32.4241 | 1
25.8273 | 32.3601 | 1
61.1251 | -21.837 | 1
82.3455 | 46.1757 | 1
0.73115 | 53.948 | 1
94.3751 | 69.4185 | 1
87.5698 | 14.4979 | 1
57.3 | -18.5311 | 1
30.0034 | 10.8344 | 1
32.4876 | 60.8143 | 1
90.8876 | 49.8121 | 1
76.8406 | 3.6978 | 1
39.2607 | -1.413 | 1
61.2997 | 24.0135 | 1
97.811 | -11.4522 | 1
34.9085 | 62.691 | 1
69.0447 | 45.7872 | 1
16.1181 | 34.3176 | 1
84.3671 | -2.8019 | 1
14.9024 | 34.9122 | 1
24.9791 | 19.5767 | 1
1.5905 | 57.0983 | 1
59.2465 | 31.3361 | 1
53.5204 | 1.5796 | 1
36.1044 | -13.1517 | 1
35.2915 | 28.859 | 1
41.2294 | -25.315 | 1
68.3094 | -18.6009 | 1
12.6512 | 14.0944 | 1
40.5383 | -9.8303 | 1
50.8756 | 6.617 | 1
98.6944 | 49.278 | 1
80.525 | 37.4669 | 1
83.2367 | 61.0333 | 1
9.5856 | 2.6542 | 1
0.82529 | 49.0848 | 1
48.7236 | -5.9549 | 1
94.0649 | 4.9888 | 1
10.5182 | -27.8125 | 1
25.66 | 21.3114 | 1
65.2075 | 65.6905 | 1
24.1187 | 47.1413 | 1
17.0424 | 14.7817 | 1
64.4727 | 51.3695 | 1
60.9706 | 56.4188 | 1
54.2131 | -14.3331 | 1
2.2886 | 50.7521 | 1
16.7969 | -0.729 | 1
31.3043 | -10.9545 | 1
85.5131 | 54.5472 | 1
27.8875 | -11.1241 | 1
26.319 | -5.6347 | 1
29.1313 | 20.147 | 1
5.3043 | 27.0379 | 1
41.1134 | 41.0271 | 1
39.1662 | -24.5115 | 1
23.7434 | -25.8771 | 1
30.5941 | 50.6985 | 1
88.5944 | 5.1775 | 1
25.1389 | 61 | 1
8.4181 | 45.5134 | 1
85.7574 | -11.0459 | 1
47.2843 | 67.4731 | 1
76.8771 | 55.0067 | 1
51.3183 | 55.4695 | 1
42.0841 | -21.6636 | 1
28.6631 | 0.6314 | 1
57.0335 | 7.471 | 1
58.6266 | 50.1724 | 1
68.6035 | -14.2582 | 1
28.8965 | -21.9631 | 1
43.8715 | -4.6065 | 1
14.9571 | -29.655 | 1
29.1593 | 42.7321 | 1
16.2168 | 40.8463 | 1
20.5038 | 58.1251 | 1
88.246 | 56.1529 | 1
17.8876 | 47.1988 | 1
84.6325 | 56.7018 | 1
47.7777 | 54.0315 | 1
48.5377 | 24.3063 | 1
29.5228 | 68.5286 | 1
80.3125 | 6.7984 | 1
70.2044 | 29.1319 | 1
89.3625 | -2.4915 | 1
5.1672 | 31.7551 | 1
65.8798 | 17.8002 | 1
4.3392 | 55.2793 | 1
32.6688 | -28.2313 | 1
11.9955 | 24.6991 | 1
80.9162 | 11.4181 | 1
41.6695 | 11.4646 | 1
75.5916 | -21.0214 | 1
23.7293 | 42.7777 | 1
13.5625 | 18.5953 | 1
69.4008 | 36.0787 | 1
70.7821 | 60.1088 | 1
98.4743 | 47.2022 | 1
50.2061 | -0.60861 | 1
60.8455 | 59.0924 | 1
5.1439 | 55.8735 | 1
9.7789 | 7.8067 | 1
56.9828 | 19.5252 | 1
64.0087 | 53.6322 | 1
86.9614 | -14.7213 | 1
95.9138 | -9.4964 | 1
81.8311 | 33.9959 | 1
58.3013 | 43.7092 | 1
46.1976 | 13.3111 | 1
89.214 | 16.1339 | 1
32.0775 | -18.9763 | 1
94.5357 | -4.7359 | 1
98.2734 | 21.3695 | 1
19.5301 | -21.6785 | 1
41.8716 | -16.7181 | 1
85.5973 | -0.38688 | 1
80.1639 | 29.8283 | 1
51.1211 | 50.2878 | 1
40.5378 | -20.5658 | 1
97.6415 | 67.2103 | 1
31.1074 | 10.214 | 1
11.9452 | 51.2997 | 1
83.446 | 7.8432 | 1
5.366 | -7.9923 | 1
28.6185 | -4.9787 | 1
71.899 | 40.0046 | 1
78.8154 | -29.0179 | 1
96.2366 | -17.4753 | 1
81.6893 | -9.605 | 1
85.2049 | 18.469 | 1
19.6237 | 38.9424 | 1
8.2038 | 14.5677 | 1
22.9811 | 65.2692 | 1
4.9274 | 23.9044 | 1
1.3551 | 55.5216 | 1
90.0668 | -14.6954 | 1
1.7948 | 47.1117 | 1
78.5322 | 25.4089 | 1
11.6357 | -25.1927 | 1
72.4926 | 36.1554 | 1
31.9139 | 15.9887 | 1
45.508 | 51.5344 | 1
72.5286 | 49.5927 | 1
36.3676 | 53.6393 | 1
4.4716 | 52.4779 | 1
41.0504 | 35.2621 | 1
44.7301 | -18.2599 | 1
82.0692 | -11.844 | 1
25.8504 | -19.67 | 1
77.5463 | 7.8446 | 1
34.239 | 56.7359 | 1
77.2926 | 44.9339 | 1
100.7306 | 22.2795 | 1
99.9769 | -10.3792 | 1
83.404 | 16.3381 | 1
21.3849 | -25.1929 | 1
59.4029 | 50.1353 | 1
83.8429 | -26.1679 | 1
13.8316 | 68.0988 | 1
27.8211 | 36.3574 | 1
48.1974 | -9.6299 | 1
28.9189 | 17.4118 | 1
79.0664 | 5.4616 | 1
23.7555 | -23.8873 | 1
76.3294 | 63.0209 | 1
11.3833 | -24.3944 | 1
73.3158 | 29.1294 | 1
65.1519 | -19.5115 | 1
99.2876 | 24.5514 | 1
45.536 | -14.7541 | 1
80.2027 | 66.3651 | 1
85.1433 | 7.5908 | 1
20.2583 | 21.6764 | 1
1.8136 | 46.9504 | 1
5.3002 | 67.7331 | 1
50.1409 | 43.2171 | 1
41.6463 | 15.1 | 1
12.2867 | 69.7693 | 1
25.4167 | 68.6746 | 1
89.2259 | -1.3724 | 1
92.6027 | 23.0224 | 1
89.2228 | 63.775 | 1
24.4563 | -25.901 | 1
98.9626 | 55.1548 | 1
59.2626 | -25.7755 | 1
51.8692 | -12.2351 | 1
98.4377 | 62.8328 | 1
95.1013 | 30.7778 | 1
40.3146 | 62.7683 | 1
55.6721 | 55.0593 | 1
74.4323 | -22.1492 | 1
22.121 | 4.2369 | 1
66.2095 | 23.4204 | 1
20.6625 | -17.2238 | 1
57.8517 | -18.503 | 1
91.8659 | 55.9649 | 1
52.2841 | -7.0274 | 1
82.9412 | 69.3999 | 1
69.2052 | 31.4408 | 1
26.2241 | 47.0175 | 1
88.8246 | -11.6487 | 1
85.6644 | 69.3463 | 1
17.2519 | 15.5721 | 1
61.274 | -3.2251 | 1
76.8686 | 54.0061 | 1
19.1132 | -28.3742 | 1
91.8701 | 50.0692 | 1
66.0256 | 36.5452 | 1
77.0713 | -9.1162 | 1
79.2664 | 51.1294 | 1
49.2463 | -19.2534 | 1
78.4161 | 61.3427 | 1
75.7065 | 20.654 | 1
19.7606 | 60.3142 | 1
66.5921 | 2.2152 | 1
46.569 | 4.541 | 1
81.612 | 13.5805 | 1
49.1158 | 33.1922 | 1
59.4282 | 67.9509 | 1
75.7469 | 14.5328 | 1
18.8736 | 44.1135 | 1
78.8899 | -10.0233 | 1
94.2899 | 46.3677 | 1
31.0381 | 17.2591 | 1
4.8346 | 45.0473 | 1
2.1678 | 67.5109 | 1
97.2191 | 10.4657 | 1
76.5506 | 69.5181 | 1
66.0882 | 30.8768 | 1
33.9266 | 24.877 | 1
8.0984 | 30.1899 | 1
16.9044 | 28.0119 | 1
9.2364 | 1.8677 | 1
1.2462 | 11.3339 | 1
44.4088 | 63.5354 | 1
30.7262 | 14.4665 | 1
84.1155 | 61.1662 | 1
45.549 | 18.4948 | 1
27.9564 | -13.7839 | 1
32.5702 | 22.5379 | 1
82.8257 | 29.8787 | 1
30.0106 | 1.607 | 1
80.0758 | 56.0429 | 1
7.5252 | 36.6172 | 1
25.0093 | 63.7403 | 1
50.9148 | 1.4702 | 1
46.3854 | 56.5631 | 1
38.5586 | -9.9384 | 1
9.3512 | 48.2852 | 1
90.5181 | 52.9216 | 1
43.9842 | 39.0695 | 1
16.3484 | 63.7182 | 1
8.01 | -0.65464 | 1
81.0825 | 19.3869 | 1
5.6004 | 15.8584 | 1
33.2241 | 45.2469 | 1
64.9453 | 67.9973 | 1
50.3176 | 45.6088 | 1
95.1593 | 57.2161 | 1
99.2771 | -4.9298 | 1
25.5963 | 43.3516 | 1
53.8934 | -12.1792 | 1
88.1068 | 10.9862 | 1
74.2652 | -25.0621 | 1
34.8334 | -2.1089 | 1
76.548 | 61.408 | 1
91.7043 | 49.4339 | 1
76.5264 | 15.2868 | 1
17.0536 | 26.2356 | 1
90.6053 | 31.9709 | 1
26.5261 | -2.8304 | 1
70.2799 | 40.5942 | 1
100.9935 | -15.2051 | 1
34.6075 | 53.7956 | 1
45.9128 | 8.1173 | 1
7.4434 | 64.9253 | 1
19.5223 | 9.4747 | 1
90.8931 | 48.8609 | 1
10.9548 | -1.9153 | 1
58.6246 | 33.493 | 1
45.4692 | -5.5282 | 1
93.0456 | 15.08 | 1
93.7988 | -15.6133 | 1
43.686 | -25.4434 | 1
74.4676 | 65.0375 | 1
44.392 | 15.1275 | 1
13.6744 | -14.4498 | 1
93.3997 | 7.5403 | 1
6.285 | 37.0185 | 1
71.3731 | -7.2643 | 1
3.7383 | 16.6193 | 1
57.9395 | 43.7522 | 1
51.1927 | 29.1067 | 1
91.147 | -18.576 | 1
56.8507 | 17.4109 | 1
38.0504 | 28.27 | 1
79.8179 | 41.5831 | 1
34.5473 | 13.5479 | 1
46.3794 | -17.8462 | 1
29.0087 | 56.2196 | 1
94.572 | 7.5869 | 1
78.2672 | 42.2723 | 1
73.5112 | 25.9689 | 1
62.3522 | 50.6048 | 1
62.6061 | 39.3688 | 1
40.8933 | 8.6125 | 1
99.82 | 47.9843 | 1
68.1219 | 51.9276 | 1
65.7156 | 30.6722 | 1
52.7748 | 3.8072 | 1
49.4184 | 58.5407 | 1
57.5601 | -0.93864 | 1
42.7475 | -9.0594 | 1
55.8606 | 0.82183 | 1
50.5278 | -24.0019 | 1
26.5702 | 67.2914 | 1
88.2755 | 33.0695 | 1
91.8969 | -29.186 | 1
36.4835 | -5.0663 | 1
79.2013 | 18.2448 | 1
53.006 | 32.0888 | 1
94.6932 | 62.2672 | 1
81.8641 | 32.7324 | 1
41.79 | 38.8546 | 1
89.2562 | 44.1444 | 1
10.2924 | 66.8564 | 1
33.3188 | 7.0121 | 1
4.0974 | -7.3482 | 1
98.264 | -2.4666 | 1
84.4659 | 27.8727 | 1
68.8273 | 44.2719 | 1
85.0935 | -27.4604 | 1
70.1402 | 45.8926 | 1
91.4695 | -7.5414 | 1
22.3767 | 48.1077 | 1
11.0036 | -25.2107 | 1
69.2356 | 44.1478 | 1
11.8522 | 46.0389 | 1
62.6164 | 48.7647 | 1
45.2365 | 45.503 | 1
89.9534 | 54.9639 | 1
57.0799 | 47.265 | 1
43.3816 | 69.484 | 1
50.6716 | 64.3953 | 1
87.4655 | -3.7949 | 1
27.0099 | 41.2289 | 1
46.3994 | 60.8469 | 1
33.1137 | 40.6331 | 1
44.2776 | -0.68281 | 1
54.2355 | -2.4437 | 1
35.9995 | -16.1591 | 1
85.8739 | 22.5095 | 1
40.2961 | -10.8635 | 1
18.5477 | 7.3693 | 1
54.7628 | -7.3971 | 1
38.8458 | 4.6119 | 1
76.1895 | 3.2111 | 1
7.1522 | -6.8878 | 1
12.6262 | 27.3033 | 1
81.9587 | -13.0291 | 1
85.0478 | -23.1503 | 1
65.8568 | 63.0382 | 1
51.5535 | -21.901 | 1
67.2943 | 29.4086 | 1
88.3885 | 31.5605 | 1
97.7652 | -12.4718 | 1
24.3351 | 52.1404 | 1
86.4187 | 5.6676 | 1
33.8106 | 12.1295 | 1
80.3415 | -3.1846 | 1
45.3877 | -25.1806 | 1
73.1914 | 48.5044 | 1
12.7636 | 60.8173 | 1
58.1424 | 52.0832 | 1
62.9221 | 10.8971 | 1
94.3289 | 15.952 | 1
98.7874 | -12.2293 | 1
38.588 | -9.1343 | 1
18.9068 | 17.425 | 1
81.7689 | 63.8996 | 1
50.4904 | -29.5413 | 1
64.7203 | 51.7543 | 1
84.9667 | -26.9344 | 1
27.4864 | 39.9872 | 1
72.1281 | 4.1789 | 1
3.0215 | 46.2751 | 1
46.0207 | -0.057365 | 1
63.2915 | 60.4601 | 1
24.5168 | 35.0402 | 1
79.4629 | -11.9857 | 1
58.9793 | 18.7055 | 1
50.9375 | 23.0515 | 1
54.8462 | -5.4883 | 1
15.5068 | 1.1432 | 1
64.2344 | -11.5594 | 1
64.3001 | 58.028 | 1
21.7607 | 50.0942 | 1
10.0144 | 52.2433 | 1
2.729 | 58.4131 | 1
51.5024 | -20.7893 | 1
90.1402 | 2.5132 | 1
99.8808 | 65.7651 | 1
35.2295 | 38.3996 | 1
77.7249 | -13.0857 | 1
35.006 | 37.3526 | 1
16.5848 | 23.753 | 1
59.2361 | 16.8118 | 1
56.2448 | 32.9555 | 1
1.7455 | -13.1581 | 1
44.0591 | -16.4989 | 1
94.2726 | 60.545 | 1
37.7329 | 24.7772 | 1
40.9813 | 30.8035 | 1
99.6093 | 13.7802 | 1
92.3406 | -23.5145 | 1
98.5223 | 46.6574 | 1
18.137 | 21.8284 | 1
83.1382 | 13.8665 | 1
16.0611 | 27.0322 | 1
25.9069 | -19.2775 | 1
44.7744 | 61.2331 | 1
5.6234 | -10.3528 | 1
40.1639 | -6.2572 | 1
72.5266 | 43.2517 | 1
69.7993 | -12.097 | 1
8.3819 | 66.8556 | 1
87.3159 | 68.9295 | 1
99.7785 | 26.8943 | 1
59.9079 | 30.2707 | 1
20.1594 | -27.1792 | 1
97.5809 | 53.0381 | 1
6.5593 | 45.8 | 1
52.2188 | 45.1798 | 1
95.5838 | 15.8358 | 1
23.853 | -24.1054 | 1
43.7315 | 47.1971 | 1
68.8268 | 34.8285 | 1
69.1803 | 41.0465 | 1
84.4602 | 45.8197 | 1
99.5804 | 18.6913 | 1
47.3774 | 60.0249 | 1
31.1853 | 24.6454 | 1
83.9643 | 59.1317 | 1
85.2322 | 49.5044 | 1
34.6798 | -22.9804 | 1
20.2723 | 28.3729 | 1
79.7807 | -20.8639 | 1
39.0914 | 5.8405 | 1
97.8867 | -12.2364 | 1
89.6955 | 22.9624 | 1
8.599 | 65.4743 | 1
59.2832 | 52.3638 | 1
37.6005 | 6.9794 | 1
54.4355 | 66.0777 | 1
4.2255 | 53.8094 | 1
100.22 | 32.2677 | 1
31.5507 | -12.1183 | 1
97.9332 | 38.1219 | 1
64.0296 | -11.7928 | 1
15.4887 | 6.5061 | 1
35.2333 | 25.4122 | 1
28.2797 | -8.7016 | 1
20.4428 | 36.0869 | 1
71.8574 | 66.6526 | 1
79.3347 | -13.3258 | 1
83.9166 | 57.411 | 1
1.7089 | 11.3483 | 1
75.3802 | 48.0242 | 1
56.1932 | -27.147 | 1
20.9546 | 56.1988 | 1
68.7671 | 27.8671 | 1
13.6324 | 31.5156 | 1
5.0176 | 54.4279 | 1
83.1405 | 52.6283 | 1
72.6807 | -20.2575 | 1
74.8404 | 44.7658 | 1
65.9877 | -29.687 | 1
44.9892 | -12.9496 | 1
80.4861 | 25.9344 | 1
90.1819 | 35.1777 | 1
57.7291 | -13.0558 | 1
11.0945 | -2.51 | 1
30.5194 | 52.6175 | 1
56.012 | 18.3883 | 1
39.8655 | 47.7583 | 1
78.1798 | 5.098 | 1
60.7054 | 33.1128 | 1
88.8503 | 29.8874 | 1
45.0375 | 52.763 | 1
11.0981 | 68.5032 | 1
54.3228 | 11.3858 | 1
98.5943 | -14.0181 | 1
34.7422 | 43.1983 | 1
38.646 | -20.054 | 1
42.9634 | 29.5119 | 1
55.955 | -10.7056 | 1
31.1019 | 25.1944 | 1
30.7259 | 57.8718 | 1
27.3371 | 32.8237 | 1
15.8507 | 10.593 | 1
61.212 | 13.5038 | 1
58.0679 | -9.9694 | 1
8.1971 | 65.0918 | 1
79.9252 | 13.0343 | 1
28.0406 | 13.4626 | 1
71.7961 | -27.4748 | 1
73.5289 | 0.019374 | 1
79.44 | 42.3661 | 1
54.6968 | 37.2844 | 1
12.192 | 27.0867 | 1
21.9306 | 40.7799 | 1
9.5027 | 23.6566 | 1
8.8103 | 17.5172 | 1
16.2417 | 47.8584 | 1
96.0699 | 23.5052 | 1
30.9636 | 37.0459 | 1
36.3798 | 60.4626 | 1
84.0087 | 2.8826 | 1
68.6252 | 42.2678 | 1
54.1241 | -21.2627 | 1
29.1944 | -0.36139 | 1
31.0665 | -13.6559 | 1
2.8655 | 63.6964 | 1
98.7504 | -2.6827 | 1
38.6532 | 27.0813 | 1
25.7629 | 22.2545 | 1
59.7483 | 29.158 | 1
8.6442 | 56.9961 | 1
34.6241 | 41.882 | 1
90.7582 | -15.6638 | 1
52.8586 | 28.0569 | 1
39.3983 | 58.9221 | 1
14.3392 | -13.1558 | 1
21.3096 | -10.332 | 1
100.2648 | 22.429 | 1
100.2804 | 65.6037 | 1
3.4053 | -10.6295 | 1
74.9847 | 38.6984 | 1
21.5657 | 38.1338 | 1
4.1142 | 52.9364 | 1
53.825 | 47.0859 | 1
53.0588 | 13.8173 | 1
8.9347 | 65.4546 | 1
1.1357 | 38.4091 | 1
73.2087 | -7.936 | 1
85.1956 | -25.0078 | 1
4.8745 | 59.1556 | 1
88.2824 | -11.8409 | 1
23.5998 | 8.4574 | 1
99.8025 | -5.0648 | 1
49.192 | 68.4089 | 1
38.7226 | 26.3209 | 1
49.4587 | 6.3555 | 1
42.4548 | 31.2914 | 1
67.8944 | 16.2801 | 1
2.4107 | 1.1975 | 1
42.7311 | -11.3344 | 1
59.434 | 39.5591 | 1
48.468 | 63.0711 | 1
93.6363 | 44.4856 | 1
99.4986 | 26.7115 | 1
38.7026 | 50.1724 | 1
78.2939 | 14.1709 | 1
17.3169 | 29.9323 | 1
41.9498 | 65.078 | 1
28.651 | -27.3933 | 1
39.5585 | -20.0226 | 1
4.3764 | 7.5959 | 1
73.7503 | 53.254 | 1
42.1475 | 24.753 | 1
98.7522 | 44.8731 | 1
26.5695 | 8.1866 | 1
39.1398 | 10.6055 | 1
64.9992 | 46.91 | 1
9.0977 | -7.6437 | 1
10.7154 | -27.5201 | 1
19.8381 | 46.2289 | 1
42.2938 | 4.6582 | 1
70.9596 | -22.9025 | 1
27.5187 | -8.6302 | 1
17.2497 | 68.5313 | 1
52.2775 | -24.5715 | 1
98.0113 | 2.6505 | 1
44.1452 | -17.0659 | 1
73.9445 | 46.9242 | 1
0.51516 | -6.2074 | 1
48.2686 | 20.1436 | 1
7.2172 | 7.0034 | 1
84.5034 | -13.1891 | 1
94.934 | -24.3858 | 1
59.1861 | 45.7005 | 1
72.8768 | 43.3705 | 1
76.7475 | 18.1025 | 1
27.1416 | 69.488 | 1
56.6332 | 56.4757 | 1
49.4745 | 41.1428 | 1
84.8525 | 30.1722 | 1
86.7232 | 28.8448 | 1
14.3668 | -3.4305 | 1
41.2677 | -23.2612 | 1
19.9013 | 61.2232 | 1
51.5492 | 27.7364 | 1
73.2095 | 21.0682 | 1
79.1575 | 11.1839 | 1
79.4561 | 22.7125 | 1
55.3741 | -25.9049 | 1
87.3302 | 14.3946 | 1
78.0944 | -7.686 | 1
0.68937 | -13.8076 | 1
19.1077 | 20.6651 | 1
74.3412 | 68.974 | 1
2.7679 | -25.869 | 1
91.4909 | 24.4587 | 1
35.9006 | 61.0154 | 1
77.8797 | 18.1778 | 1
49.3084 | -18.2904 | 1
15.5855 | 17.6547 | 1
57.7765 | -17.1537 | 1
1.4896 | 65.3401 | 1
66.7405 | 46.9801 | 1
8.2316 | 0.2241 | 1
3.3508 | -18.5649 | 1
57.6401 | 35.2356 | 1
17.6521 | 65.2721 | 1
66.9025 | 46.8388 | 1
5.5903 | 41.4953 | 1
20.7941 | -13.5924 | 1
24.6387 | -8.8625 | 1
7.8261 | 35.761 | 1
67.2174 | 39.9406 | 1
51.3323 | 36.5641 | 1
26.808 | 3.8322 | 1
89.5466 | 20.6934 | 1
53.139 | 39.3195 | 1
4.3438 | 36.1652 | 1
93.1958 | 14.1658 | 1
94.3303 | -15.938 | 1
94.2565 | 37.0038 | 1
15.4364 | -26.634 | 1
8.909 | 62.2545 | 1
23.4821 | 59.3812 | 1
20.652 | -9.9673 | 1
74.6171 | 10.6699 | 1
99.3677 | -4.6732 | 1
64.7292 | 67.1323 | 1
81.5476 | -12.6 | 1
49.9599 | 11.6238 | 1
3.7233 | 13.5637 | 1
97.1762 | -16.5617 | 1
17.5691 | 38.1966 | 1
25.3491 | 38.2752 | 1
88.4005 | -0.33841 | 1
60.2535 | -5.2845 | 1
7.4558 | 50.3842 | 1
58.7913 | 32.7068 | 1
81.5776 | 3.061 | 1
58.9563 | 59.1887 | 1
45.8547 | 52.3071 | 1
8.8706 | 38.503 | 1
12.8411 | -1.0217 | 1
15.163 | 22.436 | 1
38.7908 | 37.7174 | 1
81.468 | -9.0818 | 1
76.8789 | 49.9422 | 1
83.001 | 55.0571 | 1
73.6197 | -15.9479 | 1
80.6785 | 10.8617 | 1
90.9521 | -16.673 | 1
70.8771 | -1.0737 | 1
53.9274 | 69.2729 | 1
36.9105 | 20.1214 | 1
9.8053 | 42.1677 | 1
95.2941 | 31.5891 | 1
79.2969 | 68.8426 | 1
67.4069 | -22.6076 | 1
33.3623 | -10.138 | 1
40.125 | 53.5715 | 1
56.4258 | 47.3101 | 1
55.5005 | 57.2421 | 1
48.3765 | 11.6426 | 1
41.5322 | 62.7509 | 1
70.5464 | 10.6493 | 1
94.4671 | 29.6432 | 1
40.4365 | -15.0534 | 1
91.5195 | 48.5428 | 1
54.2531 | -6.9022 | 1
14.9445 | 68.0137 | 1
89.7635 | 49.2252 | 1
41.7072 | 21.9217 | 1
84.8779 | 62.0699 | 1
83.0087 | 20.1239 | 1
43.9834 | 42.0612 | 1
77.2446 | -22.3274 | 1
36.082 | -8.6164 | 1
26.2027 | -13.4663 | 1
70.3084 | -2.2668 | 1
21.9096 | 50.4213 | 1
58.9159 | -20.0599 | 1
30.5388 | -3.9516 | 1
15.8975 | -11.7858 | 1
57.3446 | -29.7713 | 1
16.6779 | -14.49 | 1
48.3417 | 66.9274 | 1
12.3798 | 15.0443 | 1
66.8353 | 51.36 | 1
7.7875 | 65.9897 | 1
74.9056 | 9.9569 | 1
93.3014 | 1.9858 | 1
76.8842 | 16.8825 | 1
93.5767 | 61.4867 | 1
15.8179 | 62.558 | 1
88.7398 | -19.9228 | 1
9.9616 | -22.1212 | 1
55.5016 | 49.3785 | 1
49.8989 | 58.0495 | 1
34.7603 | 15.2597 | 1
79.4935 | -23.7034 | 1
43.9213 | 30.075 | 1
29.6883 | 33.4271 | 1
29.4395 | 34.3071 | 1
6.8312 | 48.2517 | 1
36.9129 | -27.9575 | 1
99.9045 | -13.8352 | 1
60.305 | 41.9554 | 1
71.9636 | 31.126 | 1
49.9832 | 56.2162 | 1
10.549 | -9.8721 | 1
81.0247 | -9.9468 | 1
3.0614 | 52.891 | 1
29.343 | 67.9272 | 1
30.5662 | 35.6786 | 1
26.4218 | 14.8954 | 1
8.5738 | 35.522 | 1
13.0973 | -10.7851 | 1
10.1095 | 16.5405 | 1
1.3021 | 32.9085 | 1
26.5656 | 48.7154 | 1
31.8299 | 21.3282 | 1
35.4815 | -17.5048 | 1
31.3813 | 14.6453 | 1
20.4034 | -19.0516 | 1
36.8697 | 33.943 | 1
33.4401 | -9.301 | 1
2.9514 | -0.81455 | 1
63.1869 | 41.0479 | 1
3.6882 | 16.1266 | 1
90.1391 | 46.7596 | 1
74.0761 | 37.6175 | 1
6.6272 | 55.3384 | 1
98.4319 | 19.3725 | 1
46.1698 | 10.3539 | 1
54.4414 | 65.1222 | 1
16.4229 | 31.9075 | 1
34.0341 | 7.0184 | 1
68.1574 | -10.7485 | 1
82.8837 | 48.7952 | 1
43.329 | -14.2195 | 1
72.1712 | -14.0004 | 1
81.6933 | -16.0787 | 1
82.104 | 59.625 | 1
12.1799 | -12.4488 | 1
15.0782 | 61.7608 | 1
45.6879 | -22.8019 | 1
51.4342 | 26.3916 | 1
82.9018 | 15.8345 | 1
63.3313 | 7.8645 | 1
5.2666 | -2.0185 | 1
17.0248 | 51.991 | 1
50.526 | 23.7105 | 1
89.903 | -5.3965 | 1
99.8244 | 34.3718 | 1
20.5489 | -16.5559 | 1
41.3958 | 34.1968 | 1
49.3319 | 11.7323 | 1
25.6442 | 66.135 | 1
10.579 | 39.1129 | 1
11.2391 | -14.3245 | 1
31.0784 | 16.1829 | 1
81.4078 | -27.4278 | 1
46.1502 | 1.3527 | 1
91.0506 | 3.656 | 1
73.4548 | 27.9534 | 1
94.5559 | 41.6025 | 1
38.0525 | 25.705 | 1
5.9839 | 42.6348 | 1
75.7041 | 36.6344 | 1
54.8851 | 35.816 | 1
51.2065 | 19.3591 | 1
72.2815 | 32.7415 | 1
28.8056 | 56.2541 | 1
5.3724 | 58.5227 | 1
13.0898 | 55.5896 | 1
2.0916 | -19.35 | 1
54.5759 | -3.4079 | 1
14.4136 | 31.3458 | 1
56.6076 | 3.9417 | 1
38.4681 | 16.2433 | 1
70.1914 | 40.1128 | 1
43.2326 | 49.624 | 1
28.7035 | 36.0308 | 1
53.9282 | 28.1836 | 1
99.3441 | -27.6187 | 1
13.4841 | -5.7612 | 1
89.9216 | 38.4385 | 1
8.755 | 59.3158 | 1
59.0868 | 1.3393 | 1
13.6241 | 66.956 | 1
41.5818 | -2.6723 | 1
64.1972 | 7.2372 | 1
95.9845 | 40.6719 | 1
26.1588 | 13.3155 | 1
61.0053 | 20.8726 | 1
85.4738 | 65.8718 | 1
49.5876 | -22.1879 | 1
87.2365 | -29.3857 | 1
63.4172 | -15.9052 | 1
97.1292 | 29.6399 | 1
95.8497 | 66.6865 | 1
96.0015 | -9.6675 | 1
20.4374 | 3.5508 | 1
27.9726 | 6.7837 | 1
4.1787 | 55.6856 | 1
0.81146 | 54.6924 | 1
62.1497 | 46.8938 | 1
5.7087 | 32.3148 | 1
71.3912 | -11.4795 | 1
29.7274 | 55.2682 | 1
12.2872 | 37.5187 | 1
31.337 | 16.3042 | 1
39.2833 | -4.9155 | 1
35.4072 | 36.1107 | 1
78.8831 | 61.6722 | 1
26.1978 | 2.3099 | 1
39.2015 | 17.0725 | 1
46.7282 | 46.7264 | 1
81.9431 | 56.4945 | 1
18.5765 | 5.022 | 1
93.4488 | 11.0873 | 1
65.2426 | 33.9666 | 1
51.7133 | 46.1933 | 1
18.8645 | 1.0349 | 1
70.7643 | 31.7518 | 1
79.2973 | 67.2525 | 1
100.7635 | -18.1081 | 1
1.2037 | 18.0081 | 1
84.2892 | 5.9311 | 1
73.2872 | -5.6958 | 1
63.0531 | -3.7747 | 1
23.6647 | -14.8166 | 1
20.107 | 41.664 | 1
8.6421 | 30.6245 | 1
43.2938 | 60.258 | 1
86.6032 | 4.904 | 1
66.0134 | 14.7654 | 1
32.3351 | 20.703 | 1
89.7902 | 13.7598 | 1
13.4472 | 13.7628 | 1
61.0355 | 37.4194 | 1
79.1687 | 69.2665 | 1
42.232 | 38.9676 | 1
79.8103 | -4.7942 | 1
83.5934 | 67.6735 | 1
84.3261 | -23.3793 | 1
10.2543 | 10.422 | 1
44.4346 | -5.6413 | 1
49.5169 | -10.7079 | 1
18.7442 | 41.1999 | 1
9.3722 | 47.9613 | 1
65.3889 | -4.3883 | 1
90.9125 | 34.6345 | 1
30.7913 | 50.0077 | 1
80.3079 | -29.0165 | 1
73.368 | -22.0754 | 1
62.4306 | 33.8834 | 1
0.9705 | 0.94683 | 1
95.1632 | -24.3538 | 1
22.541 | -6.6945 | 1
33.7885 | -6.9931 | 1
23.7792 | 51.187 | 1
35.5627 | 13.9068 | 1
52.5255 | 64.0121 | 1
25.9413 | 25.7693 | 1
6.0507 | 15.8173 | 1
77.72 | -6.299 | 1
88.7805 | 52.8192 | 1
6.5737 | 7.5939 | 1
5.6909 | 31.6783 | 1
18.0305 | 12.7884 | 1
22.7423 | -2.3736 | 1
46.868 | 5.0776 | 1
37.7292 | 6.3096 | 1
14.6805 | -8.1141 | 1
82.347 | 8.9564 | 1
13.2468 | 63.8069 | 1
33.8239 | 56.8171 | 1
71.9034 | 48.8497 | 1
19.6865 | 32.9707 | 1
82.0303 | -0.41019 | 1
48.0353 | -18.5738 | 1
1.3258 | 25.4312 | 1
53.9293 | 54.9022 | 1
25.0657 | 38.8121 | 1
53.6665 | 31.3431 | 1
96.3118 | 56.1808 | 1
99.2981 | -7.8291 | 1
51.905 | -9.7375 | 1
16.4932 | -15.6589 | 1
1.2117 | 27.3071 | 1
60.5906 | 56.4878 | 1
54.9237 | 29.0053 | 1
33.0355 | 4.1506 | 1
40.6814 | 25.8646 | 1
37.9976 | 60.2511 | 1
43.0184 | 24.1062 | 1
100.7551 | 26.6106 | 1
84.7921 | -23.5417 | 1
43.1071 | 67.9151 | 1
0.4679 | 10.5657 | 1
73.2191 | -3.3263 | 1
21.9035 | 69.4439 | 1
86.362 | 27.9906 | 1
34.8155 | 14.1913 | 1
41.6784 | -18.8735 | 1
35.1068 | 60.5029 | 1
10.7145 | -5.5773 | 1
90.3525 | -14.1253 | 1
90.8116 | -2.9796 | 1
58.2468 | -18.0618 | 1
2.8687 | 63.7471 | 1
86.9331 | 36.276 | 1
6.9863 | -29.4076 | 1
61.8608 | 14.7198 | 1
4.9989 | 37.5065 | 1
4.4293 | 60.2871 | 1
61.2071 | 26.6884 | 1
89.5758 | 5.1902 | 1
11.5303 | 29.9175 | 1
11.7588 | 42.2643 | 1
5.1179 | 36.7124 | 1
18.6798 | 37.7307 | 1
57.4864 | 0.72094 | 1
31.4145 | -1.3319 | 1
15.8059 | -28.7146 | 1
6.2545 | -24.1323 | 1
54.4052 | 49.183 | 1
83.6136 | -2.1692 | 1
26.1338 | 68.4597 | 1
65.3836 | -4.3746 | 1
26.0391 | -7.8077 | 1
92.3097 | 7.2971 | 1
26.0969 | 29.3512 | 1
94.1904 | -6.4877 | 1
21.7646 | 33.7261 | 1
15.8682 | 13.697 | 1
31.4958 | -21.6412 | 1
68.4733 | 18.2154 | 1
76.3418 | 56.0784 | 1
71.632 | 31.6755 | 1
93.629 | 30.2333 | 1
81.7961 | 36.8055 | 1
21.1136 | 47.5753 | 1
32.4358 | 3.5684 | 1
16.3658 | -20.9133 | 1
95.4294 | 65.2386 | 1
94.4276 | 18.0741 | 1
80.068 | 15.0705 | 1
10.8687 | 21.3204 | 1
43.7936 | -2.2181 | 1
62.2518 | 31.8019 | 1
9.2834 | 1.0774 | 1
45.6328 | -2.5334 | 1
62.5949 | 38.0794 | 1
47.3911 | 1.9518 | 1
12.524 | 6.2988 | 1
49.155 | 56.2707 | 1
72.5356 | 37.2002 | 1
40.3248 | 44.9432 | 1
41.2033 | 33.5413 | 1
3.0612 | 41.9966 | 1
21.6709 | 9.6747 | 1
3.8338 | 28.4731 | 1
7.642 | -5.988 | 1
26.5548 | 27.1904 | 1
90.1014 | 17.7047 | 1
59.522 | 41.0491 | 1
10.7166 | 66.418 | 1
74.4739 | 46.9195 | 1
61.7345 | 38.5234 | 1
68.7771 | 32.2256 | 1
60.9645 | 38.7062 | 1
32.7808 | 50.8993 | 1
33.4699 | -10.0652 | 1
76.5533 | 30.7581 | 1
97.4777 | 36.4544 | 1
44.5411 | 19.0343 | 1
60.8381 | 51.5512 | 1
59.2372 | 17.8527 | 1
27.1045 | 1.0521 | 1
61.2278 | -25.0894 | 1
16.8674 | -26.6843 | 1
20.8887 | -19.7179 | 1
7.7369 | 20.7792 | 1
8.0661 | -21.1969 | 1
86.1834 | 6.4379 | 1
46.5051 | 32.1446 | 1
73.3534 | -10.9539 | 1
18.2105 | 7.7903 | 1
96.2105 | -10.7231 | 1
31.7118 | 15.8924 | 1
2.6575 | 54.7822 | 1
49.5652 | 36.1828 | 1
34.6242 | 8.5335 | 1
100.4224 | 1.2271 | 1
1.4683 | 12.3017 | 1
50.2775 | -24.992 | 1
14.7694 | 5.3928 | 1
67.8982 | -29.1483 | 1
55.1887 | -6.6543 | 1
61.0244 | 69.0986 | 1
5.9098 | 36.1809 | 1
59.8159 | 13.3562 | 1
100.0137 | 61.0078 | 1
44.702 | -19.3661 | 1
46.7557 | 61.6406 | 1
63.7027 | 61.4549 | 1
78.1801 | 26.4023 | 1
28.4149 | 6.7951 | 1
92.6896 | 4.9545 | 1
29.0516 | 22.1332 | 1
25.027 | 62.0441 | 1
51.6865 | -26.7703 | 1
78.631 | -25.258 | 1
38.8275 | 62.8374 | 1
37.0828 | 37.9218 | 1
66.187 | 39.2649 | 1
86.3575 | 14.1988 | 1
90.6161 | -15.4339 | 1
47.4992 | 9.8746 | 1
62.3547 | -9.0811 | 1
17.4887 | 57.3305 | 1
79.7299 | 65.9444 | 1
11.0451 | 45.4514 | 1
37.5265 | -12.2251 | 1
48.2959 | 43.1228 | 1
28.1209 | 59.5161 | 1
81.9497 | 20.449 | 1
48.2439 | -22.9136 | 1
56.0478 | 5.9751 | 1
4.6309 | 61.5068 | 1
49.981 | -24.5163 | 1
10.4644 | 21.0155 | 1
81.1603 | 67.4178 | 1
22.3648 | 24.4563 | 1
13.6812 | 20.5617 | 1
18.865 | 3.5045 | 1
34.9948 | 40.8596 | 1
5.5837 | 26.6827 | 1
10.2919 | 30.6798 | 1
72.4728 | 47.2609 | 1
72.8922 | -23.1304 | 1
3.1448 | 52.9363 | 1
97.8165 | 12.2378 | 1
78.5392 | -6.3927 | 1
38.2596 | -15.8037 | 1
73.8147 | 36.6172 | 1
36.829 | -7.5317 | 1
44.3962 | 3.3052 | 1
4.8087 | 22.1647 | 1
15.9925 | 17.0038 | 1
20.479 | -3.854 | 1
27.18 | 54.6288 | 1
66.0279 | 23.6493 | 1
91.4473 | 3.5831 | 1
71.9324 | 4.4412 | 1
60.6991 | 65.8731 | 1
64.9633 | -12.6598 | 1
81.3337 | 3.7128 | 1
50.2951 | 47.7833 | 1
75.0932 | 29.7 | 1
42.7154 | 20.5553 | 1
2.9083 | -16.3745 | 1
21.6213 | 31.4178 | 1
18.0789 | 55.9694 | 1
54.1133 | -11.5432 | 1
72.357 | 26.3134 | 1
40.7436 | 20.0594 | 1
30.9602 | 5.6627 | 1
91.9533 | -23.2847 | 1
99.1469 | 33.5787 | 1
4.2031 | 9.6447 | 1
55.9668 | -12.6603 | 1
46.1951 | 31.4152 | 1
20.0015 | 20.9618 | 1
53.029 | -18.8416 | 1
65.4962 | 64.7628 | 1
64.1488 | 36.4886 | 1
33.6043 | 1.342 | 1
4.9604 | 24.1463 | 1
60.5138 | 8.6561 | 1
9.7639 | -29.3206 | 1
48.9436 | 29.187 | 1
66.0712 | -0.49409 | 1
62.976 | -27.0467 | 1
71.5375 | 61.6404 | 1
93.4565 | 47.3371 | 1
67.6286 | -15.3463 | 1
62.2004 | -19.0718 | 1
69.4625 | 8.2502 | 1
62.4421 | 2.3137 | 1
54.1241 | -24.2261 | 1
28.1009 | 40.6594 | 1
43.1236 | 10.9786 | 1
83.7511 | -5.1506 | 1
21.6523 | 49.9902 | 1
87.0092 | 35.1129 | 1
2.8307 | 55.5504 | 1
76.5637 | -4.9671 | 1
87.6104 | 36.6077 | 1
51.5964 | 56.9613 | 1
66.4488 | -9.6986 | 1
39.0144 | -28.6949 | 1
36.3035 | -5.5418 | 1
12.0297 | -6.5542 | 1
23.2028 | 2.6299 | 1
84.8266 | 63.4834 | 1
8.8326 | 49.681 | 1
60.5345 | -15.6773 | 1
63.2785 | 50.4455 | 1
72.6283 | 63.8735 | 1
76.7869 | -13.4748 | 1
20.0264 | 39.7593 | 1
64.1458 | 69.0918 | 1
77.542 | 43.6347 | 1
76.4194 | 6.0436 | 1
97.3691 | 9.9791 | 1
90.8278 | 10.4668 | 1
78.1397 | 12.2293 | 1
74.7266 | 62.1635 | 1
67.4588 | 46.5972 | 1
41.5909 | 20.4364 | 1
90.3687 | -13.7862 | 1
55.2147 | 18.3294 | 1
22.2099 | 28.5661 | 1
88.5685 | 27.9718 | 1
42.4827 | 18.913 | 1
17.8347 | -23.4797 | 1
47.8887 | 48.0038 | 1
51.7641 | -24.3887 | 1
53.9415 | 12.7425 | 1
68.3311 | 59.0296 | 1
74.2167 | 8.3456 | 1
44.8997 | -15.0761 | 1
84.6589 | 22.7392 | 1
41.2365 | 52.6941 | 1
91.3113 | 63.772 | 1
42.1357 | 13.3926 | 1
53.3889 | 66.5992 | 1
31.3934 | 8.9212 | 1
62.0001 | 54.1557 | 1
93.5336 | -4.1747 | 1
92.0358 | -25.7275 | 1
29.1972 | 21.4694 | 1
74.7299 | 2.0819 | 1
10.8271 | 54.0921 | 1
79.8147 | 51.6258 | 1
9.5068 | -28.9526 | 1
36.4601 | 31.3972 | 1
52.8937 | 30.5802 | 1
40.1778 | 0.56187 | 1
68.1718 | 1.1641 | 1
83.8355 | 39.0816 | 1
74.3852 | 36.3979 | 1
46.483 | -25.6585 | 1
33.88 | 33.3778 | 1
15.5363 | 4.3581 | 1
96.0161 | 0.29482 | 1
43.6431 | 52.1094 | 1
9.7276 | 47.8345 | 1
66.0802 | 9.9281 | 1
42.4212 | -1.8005 | 1
40.0027 | 23.6973 | 1
89.3848 | 43.2347 | 1
34.5107 | -5.5495 | 1
63.8653 | 61.8493 | 1
98.4661 | 48.5023 | 1
44.1239 | -7.2934 | 1
50.4041 | 18.6357 | 1
7.1862 | -28.1464 | 1
24.5081 | -4.2026 | 1
32.8438 | -4.4815 | 1
90.3531 | 35.7789 | 1
100.3785 | 18.2682 | 1
25.1979 | 16.6445 | 1
78.475 | 19.9188 | 1
60.2668 | 51.6946 | 1
64.043 | 35.9382 | 1
13.5893 | 46.2005 | 1
93.1143 | 6.2393 | 1
45.7503 | 9.5053 | 1
45.7429 | 27.6757 | 1
81.9733 | 5.3085 | 1
98.4503 | 47.6033 | 1
8.5362 | 59.9909 | 1
79.4129 | 44.8237 | 1
19.6564 | 17.5696 | 1
25.0458 | 61.8015 | 1
47.4499 | -18.3302 | 1
27.1616 | 38.9736 | 1
2.9083 | -24.9166 | 1
20.1215 | 20.4776 | 1
42.3939 | 48.5006 | 1
57.6852 | -20.4285 | 1
74.502 | -27.1574 | 1
78.6025 | -1.4145 | 1
57.7751 | -20.3065 | 1
8.5684 | 4.1283 | 1
66.9612 | -26.3144 | 1
9.9244 | -3.4504 | 1
17.4266 | -11.18 | 1
2.4815 | -6.0503 | 1
88.4868 | 49.2228 | 1
22.5979 | -15.7893 | 1
38.7197 | 61.0042 | 1
22.4367 | 11.2502 | 1
25.0225 | 0.49003 | 1
67.8196 | 28.4371 | 1
78.4937 | 47.9263 | 1
28.3477 | -16.4037 | 1
71.2401 | 4.0314 | 1
83.646 | 0.40217 | 1
90.1429 | 6.3781 | 1
40.8021 | 26.7741 | 1
81.111 | -3.155 | 1
0.94341 | -19.9678 | 1
20.878 | 38.4346 | 1
12.6028 | 56.4171 | 1
45.9609 | 47.1775 | 1
82.5654 | -25.0326 | 1
6.4567 | 64.6822 | 1
50.765 | 52.1594 | 1
44.5155 | 55.5861 | 1
74.0985 | 34.0231 | 1
28.4683 | 24.8447 | 1
92.209 | 57.9661 | 1
2.8188 | 46.3865 | 1
27.7723 | 4.0402 | 1
63.2315 | 33.9079 | 1
74.4258 | 64.5745 | 1
0.12551 | 24.3084 | 1
71.3103 | 44.6023 | 1
19.6451 | 6.8283 | 1
27.86 | 50.9996 | 1
61.0284 | -24.1646 | 1
0.63966 | 6.7754 | 1
58.2706 | 0.37946 | 1
36.0401 | 36.5107 | 1
1.8349 | 22.8065 | 1
51.9397 | -18.0614 | 1
85.0666 | 69.7442 | 1
57.2853 | 63.3912 | 1
76.0061 | 14.156 | 1
94.0522 | -17.81 | 1
12.5757 | 11.6517 | 1
77.4153 | 18.8865 | 1
64.1578 | 52.3762 | 1
65.3287 | 67.9016 | 1
1.1966 | 58.1839 | 1
16.9485 | -6.0673 | 1
40.7101 | -18.3984 | 1
64.474 | -28.0287 | 1
59.9299 | -12.4968 | 1
21.5751 | -14.582 | 1
38.6563 | 52.7832 | 1
56.3093 | 57.873 | 1
40.865 | -23.5368 | 1
71.8685 | 58.5397 | 1
65.7603 | 62.6734 | 1
21.513 | -10.4665 | 1
54.0438 | 50.8536 | 1
25.7283 | 57.1102 | 1
77.5709 | 27.598 | 1
80.3767 | 16.445 | 1
92.5784 | 66.7443 | 1
97.6169 | 14.2573 | 1
83.2807 | 51.8228 | 1
71.1422 | 63.5778 | 1
23.0041 | 33.5539 | 1
20.4021 | 35.3875 | 1
72.5858 | 21.0698 | 1
87.1863 | 37.0585 | 1
3.7781 | 58.3567 | 1
6.3579 | 1.9344 | 1
95.635 | 67.311 | 1
34.8647 | -20.1158 | 1
31.167 | 12.6424 | 1
43.6986 | 10.9236 | 1
3.8713 | -28.8095 | 1
100.1086 | 45.4425 | 1
6.6575 | -2.4503 | 1
79.3142 | 1.2064 | 1
90.756 | -19.8543 | 1
79.9856 | 18.3799 | 1
5.875 | -13.9733 | 1
15.8701 | 3.3468 | 1
98.2756 | 39.3615 | 1
89.069 | 45.5574 | 1
70.3366 | 35.4451 | 1
42.4314 | 54.0982 | 1
99.0075 | 27.2991 | 1
96.4514 | 49.3036 | 1
19.5603 | -22.8606 | 1
20.0912 | 49.3137 | 1
37.8634 | 21.6387 | 1
43.3316 | -8.1976 | 1
77.8885 | 55.4159 | 1
35.51 | 69.5796 | 1
61.6476 | 12.7287 | 1
64.2009 | 7.5605 | 1
21.823 | 42.5769 | 1
21.8665 | 31.6882 | 1
68.5713 | -29.5072 | 1
14.8599 | 61.8609 | 1
11.2722 | 51.1029 | 1
4.0989 | -11.6984 | 1
11.3842 | 35.9217 | 1
40.329 | 27.9412 | 1
18.3876 | -28.3288 | 1
54.9177 | -5.8269 | 1
33.3413 | 48.0944 | 1
67.6001 | 4.6772 | 1
44.8869 | 69.6652 | 1
29.5133 | -9.5227 | 1
17.7003 | 9.4842 | 1
45.8125 | 1.2798 | 1
22.4215 | 36.4436 | 1
21.2295 | 66.3025 | 1
2.0436 | 30.3771 | 1
24.6126 | 56.591 | 1
30.8173 | 30.6703 | 1
36.517 | -20.6688 | 1
97.2599 | 2.9818 | 1
50.8287 | 5.1107 | 1
34.0382 | -16.4625 | 1
36.8304 | 61.4639 | 1
68.2433 | 32.9502 | 1
67.7659 | -10.8126 | 1
47.6333 | 35.3814 | 1
12.6258 | 53.3935 | 1
26.5018 | 43.1486 | 1
62.2529 | 10.1438 | 1
75.082 | 25.0413 | 1
51.8953 | 6.4729 | 1
29.5798 | 25.3486 | 1
99.5621 | 30.5731 | 1
91.2417 | 2.864 | 1
37.921 | 38.5828 | 1
8.1463 | 5.0508 | 1
43.6447 | -16.0916 | 1
23.8277 | 21.0046 | 1
95.9278 | -25.9217 | 1
5.8683 | 25.2567 | 1
24.261 | -9.3245 | 1
6.7122 | 7.9648 | 1
76.1796 | 38.9407 | 1
36.0979 | 32.3264 | 1
24.0042 | -21.7223 | 1
21.6972 | 20.6942 | 1
50.9741 | -23.1147 | 1
10.5624 | 44.5501 | 1
21.4475 | -15.3656 | 1
75.3277 | -3.199 | 1
69.2807 | 9.4537 | 1
49.8471 | 30.376 | 1
1.0152 | 23.6509 | 1
7.8266 | -28.2104 | 1
8.4217 | 0.52736 | 1
32.7525 | 47.4887 | 1
14.9398 | 47.4347 | 1
9.5564 | 52.2173 | 1
33.9916 | -6.4731 | 1
27.2884 | 38.7513 | 1
61.3925 | 47.7971 | 1
33.4763 | 18.3936 | 1
2.1755 | 54.609 | 1
85.8089 | -8.2493 | 1
57.736 | 51.1813 | 1
80.8584 | 3.3019 | 1
77.5111 | 46.0783 | 1
59.7239 | 29.5082 | 1
13.7682 | 38.0922 | 1
19.7442 | 0.56895 | 1
18.1246 | 25.3604 | 1
50.8787 | 42.0643 | 1
44.6085 | 20.7091 | 1
35.9513 | -6.0081 | 1
5.9629 | -22.7208 | 1
43.3716 | -29.7563 | 1
69.4292 | 67.1827 | 1
88.547 | 36.4468 | 1
44.6847 | 7.712 | 1
86.4744 | -3.4635 | 1
1.1923 | 47.5818 | 1
58.8602 | 42.7307 | 1
86.4985 | 68.8582 | 1
24.5812 | 41.1589 | 1
54.0428 | 23.9692 | 1
61.9575 | 37.24 | 1
11.6699 | 55.4452 | 1
14.6799 | -16.5692 | 1
19.364 | 14.0796 | 1
15.6255 | 22.8259 | 1
8.3071 | 28.0544 | 1
92.7177 | 37.1605 | 1
14.5049 | 34.7445 | 1
65.7275 | 47.6221 | 1
43.2239 | 54.3297 | 1
20.0885 | -1.2678 | 1
48.3021 | 52.9954 | 1
70.2129 | 57.3219 | 1
40.7096 | 5.2509 | 1
94.6624 | 66.4491 | 1
95.456 | -10.8624 | 1
78.6901 | 11.0832 | 1
97.1493 | 12.2004 | 1
78.8773 | -0.15063 | 1
21.1073 | -5.4832 | 1
93.0097 | 47.8614 | 1
87.1146 | 4.7638 | 1
29.3659 | 49.9859 | 1
77.8544 | -5.0606 | 1
25.9815 | 10.3839 | 1
14.9705 | 18.4139 | 1
4.7059 | -22.9011 | 1
23.9765 | -0.10652 | 1
24.0237 | 60.6041 | 1
86.1449 | 37.7314 | 1
88.8917 | -20.5104 | 1
84.8718 | 26.3519 | 1
70.106 | 39.0018 | 1
20.9338 | 55.0174 | 1
96.3057 | 19.8981 | 1
63.9872 | -6.614 | 1
28.5777 | -23.6883 | 1
50.0558 | -28.9269 | 1
86.7312 | 8.1253 | 1
10.5754 | 67.0002 | 1
66.2324 | 5.1911 | 1
43.3592 | 52.7223 | 1
33.102 | -21.8821 | 1
77.3919 | -24.4844 | 1
64.7447 | -21.7674 | 1
5.8051 | 31.7131 | 1
20.6227 | 3.2927 | 1
53.5806 | 61.0788 | 1
28.8465 | 2.197 | 1
89.5875 | 41.0758 | 1
90.9501 | 66.1306 | 1
66.0527 | -9.393 | 1
92.3619 | 21.1866 | 1
83.6766 | 30.8737 | 1
14.0942 | -15.8519 | 1
98.6121 | 67.7069 | 1
27.6131 | 7.7401 | 1
33.4273 | 43.8645 | 1
86.43 | -6.8788 | 1
0.7386 | 55.4819 | 1
60.5151 | 3.2102 | 1
67.5099 | 67.5226 | 1
25.8292 | 54.6289 | 1
25.3969 | -20.327 | 1
8.2067 | 51.2113 | 1
58.9378 | 41.339 | 1
85.3459 | 65.9482 | 1
12.7476 | 54.1931 | 1
38.516 | 68.6883 | 1
43.9456 | 26.7798 | 1
8.051 | 69.627 | 1
92.6933 | -14.7551 | 1
62.2126 | 34.7968 | 1
5.8389 | 21.2273 | 1
29.9448 | 57.1984 | 1
40.818 | 68.9889 | 1
94.0683 | 69.5588 | 1
57.7538 | 19.1867 | 1
93.3641 | 64.9891 | 1
89.0992 | 40.3428 | 1
81.5062 | 30.5032 | 1
53.7623 | 67.0528 | 1
36.676 | 57.2777 | 1
40.7408 | 44.0979 | 1
46.2391 | -12.3316 | 1
78.3752 | -14.6571 | 1
54.1548 | -14.0347 | 1
87.5047 | 53.3967 | 1
71.5657 | -1.735 | 1
97.1696 | 34.3362 | 1
1.9208 | -16.9146 | 1
85.2956 | 36.6438 | 1
5.5687 | -1.9369 | 1
65.159 | -2.7893 | 1
68.9326 | 53.5023 | 1
29.8423 | 18.8801 | 1
36.4194 | 26.8734 | 1
52.741 | -20.0353 | 1
95.1841 | 48.2163 | 1
58.388 | 64.4726 | 1
2.9059 | 15.7911 | 1
88.5659 | 47.1352 | 1
53 | 48.9886 | 1
97.4509 | -10.6497 | 1
3.7871 | -21.3521 | 1
88.4279 | -10.8863 | 1
30.0054 | 20.2484 | 1
54.2805 | -28.3453 | 1
84.0142 | 7.8272 | 1
4.5041 | -11.2986 | 1
28.079 | 7.0864 | 1
70.1177 | -23.976 | 1
29.3005 | 60.0439 | 1
70.5584 | 11.2018 | 1
69.0611 | 17.7626 | 1
32.1716 | -15.8184 | 1
69.9535 | 24.7966 | 1
67.338 | -8.9401 | 1
64.8754 | -24.5277 | 1
85.0119 | 7.3842 | 1
90.6307 | 49.1869 | 1
36.6035 | -12.1153 | 1
23.2603 | 58.668 | 1
45.7829 | 2.7148 | 1
42.3398 | 10.7522 | 1
87.854 | 15.5742 | 1
10.3578 | 11.7115 | 1
10.2125 | 50.2937 | 1
13.1208 | -4.1625 | 1
11.5249 | 5.8932 | 1
68.9885 | 53.1111 | 1
55.1962 | 51.3693 | 1
81.2538 | 9.0609 | 1
10.192 | 55.6352 | 1
59.1801 | 44.9757 | 1
75.298 | 56.1883 | 1
50.2053 | -26.7188 | 1
81.4148 | -0.13084 | 1
79.3769 | 69.3848 | 1
21.9728 | 60.5479 | 1
28.985 | 21.6836 | 1
60.122 | -28.5141 | 1
81.8293 | 8.0058 | 1
44.6238 | 31.8016 | 1
6.7234 | -21.1138 | 1
81.3321 | 0.62698 | 1
35.3367 | 46.6258 | 1
29.9372 | 21.189 | 1
33.9478 | 18.3528 | 1
35.3513 | 62.6865 | 1
93.2539 | 37.7073 | 1
61.0583 | 49.347 | 1
22.6593 | -15.8917 | 1
41.4781 | -7.2153 | 1
99.5966 | 53.0272 | 1
76.8647 | -13.007 | 1
47.8682 | -23.5599 | 1
43.9714 | -11.4525 | 1
25.9614 | 23.5079 | 1
21.1834 | 31.4773 | 1
64.1793 | -17.1067 | 1
28.369 | -26.9333 | 1
45.4972 | -1.3544 | 1
56.643 | 1.4509 | 1
68.0416 | 64.7272 | 1
79.6481 | 65.7004 | 1
28.1651 | 48.9288 | 1
1.6313 | -2.4342 | 1
93.7772 | 5.5971 | 1
90.1682 | -26.2353 | 1
11.9611 | 50.5523 | 1
6.7427 | 13.9662 | 1
23.0888 | 29.5653 | 1
55.5358 | -3.759 | 1
98.0355 | 19.569 | 1
39.638 | -7.2474 | 1
100.1082 | -4.6777 | 1
53.3311 | -22.2232 | 1
10.3842 | 60.7403 | 1
83.2245 | 28.3657 | 1
27.6156 | 31.4957 | 1
83.1644 | 9.4144 | 1
53.2144 | 42.3673 | 1
46.3271 | -1.3024 | 1
31.2125 | 1.1789 | 1
53.5417 | 66.5447 | 1
86.8337 | 40.9415 | 1
10.3125 | 55.0454 | 1
40.7472 | 57.6356 | 1
28.7808 | 8.2051 | 1
6.9068 | 24.3047 | 1
98.9537 | 7.401 | 1
37.3591 | 4.4477 | 1
2.5489 | -9.8663 | 1
13.8226 | -0.021465 | 1
44.4686 | 56.856 | 1
24.5811 | 68.5202 | 1
96.3608 | 32.78 | 1
96.8002 | 32.8011 | 1
20.2861 | -6.5999 | 1
67.8688 | -24.9932 | 1
8.0506 | 24.375 | 1
42.0031 | -11.0898 | 1
75.9325 | 54.8495 | 1
22.2976 | -4.081 | 1
17.3769 | -8.5801 | 1
82.6532 | 12.7766 | 1
33.6053 | -16.3748 | 1
21.5527 | -17.9797 | 1
92.1003 | -13.7593 | 1
70.1136 | 42.2593 | 1
95.0872 | -26.5162 | 1
15.3567 | 66.9718 | 1
23.4898 | -5.4177 | 1
73.6553 | 64.7961 | 1
4.6137 | 31.0798 | 1
26.2709 | 14.8668 | 1
5.2996 | -28.0368 | 1
9.181 | 13.8891 | 1
75.9974 | 58.5747 | 1
54.517 | 63.4849 | 1
73.8661 | -16.1579 | 1
34.5104 | 60.088 | 1
57.9413 | 5.8652 | 1
76.377 | 13.6703 | 1
52.606 | 47.858 | 1
91.4081 | 54.8022 | 1
64.1513 | -4.7475 | 1
91.2068 | 45.3776 | 1
61.8515 | 32.0252 | 1
98.2618 | -25.7855 | 1
79.9818 | 5.6867 | 1
95.0614 | -11.5012 | 1
90.153 | 64.923 | 1
24.9925 | 50.3992 | 1
89.7685 | -8.9298 | 1
76.5002 | 55.3567 | 1
71.5944 | 12.5728 | 1
65.931 | 61.4192 | 1
17.7443 | 1.3594 | 1
90.698 | 29.7151 | 1
34.8789 | 39.897 | 1
27.0182 | 35.7499 | 1
30.3118 | 15.4212 | 1
61.2338 | -21.9516 | 1
2.0834 | 37.293 | 1
13.6517 | 39.8484 | 1
96.8055 | 43.8202 | 1
53.7592 | 13.7187 | 1
53.5928 | 36.9108 | 1
10.6523 | 43.8444 | 1
67.5324 | 44.2949 | 1
52.3859 | 3.3525 | 1
74.5887 | 27.0141 | 1
25.0457 | -23.9287 | 1
71.5356 | -7.8335 | 1
24.0309 | -14.8039 | 1
18.0504 | 49.3288 | 1
91.4189 | 33.3948 | 1
54.2382 | -1.7413 | 1
10.5745 | -1.692 | 1
63.8046 | -25.2415 | 1
4.1508 | 46.3566 | 1
22.0182 | 30.2252 | 1
75.4128 | 50.1431 | 1
96.3004 | 52.2875 | 1
66.4718 | -15.5663 | 1
86.966 | -25.7925 | 1
99.4806 | -16.4514 | 1
79.9341 | 0.98694 | 1
54.9082 | -6.8708 | 1
63.6601 | -26.7585 | 1
19.9316 | 36.7685 | 1
43.4888 | 29.8249 | 1
41.0271 | 41.3014 | 1
21.88 | 16.0335 | 1
95.8375 | -4.2081 | 1
37.1757 | 53.3332 | 1
48.5952 | -26.6328 | 1
31.0485 | -19.562 | 1
100.0978 | 36.7314 | 1
2.8169 | 31.5043 | 1
83.1212 | -20.8315 | 1
18.3087 | 32.7593 | 1
10.9452 | -24.9317 | 1
78.1287 | 9.6358 | 1
63.9943 | -15.2441 | 1
67.2897 | 65.3733 | 1
18.4064 | -24.9902 | 1
96.0378 | 35.126 | 1
72.0868 | -22.8422 | 1
48.0143 | 34.1024 | 1
76.9652 | -28.3086 | 1
84.6636 | 4.5504 | 1
25.5955 | -6.2195 | 1
14.3358 | 68.997 | 1
57.2959 | 58.8769 | 1
8.2826 | 44.3533 | 1
26.9614 | 41.6409 | 1
81.8525 | 64.2213 | 1
100.7527 | 28.7927 | 1
92.7581 | 36.1656 | 1
83.5428 | -20.7289 | 1
30.7117 | 8.1389 | 1
40.1521 | 26.389 | 1
15.7449 | -29.7407 | 1
60.0683 | 36.5193 | 1
3.1892 | 22.4582 | 1
50.0012 | 12.0682 | 1
40.9221 | 17.7362 | 1
21.6994 | 40.0844 | 1
45.3333 | -22.6813 | 1
87.6315 | 51.4196 | 1
81.9099 | 18.1284 | 1
3.3033 | 37.0301 | 1
95.1592 | 6.5429 | 1
32.3818 | 61.0988 | 1
6.8017 | 35.9035 | 1
26.2387 | -28.11 | 1
79.4289 | -24.9235 | 1
3.708 | 54.0924 | 1
3.8882 | -2.2139 | 1
11.9178 | 16.092 | 1
2.3907 | 32.5565 | 1
10.4196 | 24.9136 | 1
48.1413 | -17.878 | 1
45.3021 | -12.8574 | 1
85.8436 | 7.4223 | 1
74.9022 | 44.0338 | 1
25.4295 | 17.4505 | 1
47.3815 | -12.1648 | 1
67.548 | -5.9769 | 1
5.0274 | 66.7167 | 1
13.1107 | 6.1031 | 1
55.9982 | 0.63224 | 1
82.4586 | 17.9936 | 1
15.0184 | -9.1234 | 1
88.6846 | -0.57175 | 1
51.4369 | 33.2884 | 1
92.7871 | 15.8401 | 1
51.6709 | -6.5958 | 1
0.91892 | 36.0814 | 1
93.2563 | 62.2708 | 1
62.3285 | 41.2127 | 1
78.9316 | -3.788 | 1
61.4344 | 9.1676 | 1
98.0252 | -1.1881 | 1
73.1851 | 16.3696 | 1
94.3551 | -23.9214 | 1
49.4765 | 50.5155 | 1
64.1211 | -21.3636 | 1
40.3044 | -19.7399 | 1
95.4633 | 35.1427 | 1
46.9772 | -25.0512 | 1
100.4753 | 50.6856 | 1
57.664 | 11.3005 | 1
63.6256 | 16.6455 | 1
56.8875 | 26.9393 | 1
52.5608 | 13.8372 | 1
70.7023 | 62.3266 | 1
67.1704 | 33.1682 | 1
9.7996 | 63.5528 | 1
31.1152 | 63.8289 | 1
81.9698 | 62.0164 | 1
79.9284 | 5.7084 | 1
81.0903 | 1.4415 | 1
39.7168 | 63.9359 | 1
38.4073 | -22.7623 | 1
52.2549 | 12.2083 | 1
18.5589 | 26.6467 | 1
72.2419 | 45.0914 | 1
99.8043 | 3.9968 | 1
95.926 | 13.1729 | 1
10.2012 | 16.2423 | 1
7.6318 | 68.2328 | 1
35.9284 | 58.8194 | 1
63.3019 | -5.2283 | 1
30.3253 | -10.8834 | 1
96.8415 | 45.216 | 1
22.9336 | 38.7109 | 1
68.811 | -28.5217 | 1
76.4187 | -6.179 | 1
73.1625 | -25.6359 | 1
23.3173 | 19.9235 | 1
61.5938 | 7.3079 | 1
88.3199 | -0.33462 | 1
62.4846 | 6.7172 | 1
68.5515 | 23.463 | 1
75.9017 | 10.2086 | 1
58.4265 | 22.3561 | 1
15.1313 | -22.4863 | 1
80.0953 | 16.4606 | 1
46.4875 | -27.341 | 1
5.1419 | 17.6978 | 1
24.9442 | 25.0775 | 1
67.0664 | 37.727 | 1
34.8414 | 58.77 | 1
78.6024 | -8.1532 | 1
63.7814 | 7.9621 | 1
31.4787 | 40.838 | 1
32.2447 | 46.957 | 1
98.4878 | 27.392 | 1
44.6459 | 61.6295 | 1
0.94071 | 3.5549 | 1
45.5003 | 25.4506 | 1
27.0165 | -29.3339 | 1
85.2184 | -14.3416 | 1
47.9792 | 55.6215 | 1
12.7449 | 66.0057 | 1
37.8913 | 26.0883 | 1
40.6881 | 9.1519 | 1
3.1968 | -5.8941 | 1
66.2863 | 21.0742 | 1
87.3496 | -1.4302 | 1
68.5712 | 3.3144 | 1
63.714 | 69.6129 | 1
5.6681 | 2.8273 | 1
21.6233 | -27.9939 | 1
38.563 | -7.0551 | 1
19.7759 | -28.4742 | 1
10.1673 | 43.2482 | 1
37.5065 | 51.541 | 1
93.1464 | -21.6913 | 1
4.1129 | 16.4078 | 1
20.1687 | 63.2854 | 1
50.7617 | 48.1214 | 1
29.3869 | -13.5547 | 1
57.7452 | 32.4876 | 1
65.9435 | 12.8704 | 1
97.8651 | 67.2025 | 1
86.9458 | 53.8445 | 1
90.7019 | 61.2248 | 1
77.7796 | -25.1462 | 1
64.4091 | 15.001 | 1
71.8785 | 54.6334 | 1
63.3137 | 46.4885 | 1
43.5076 | 43.7037 | 1
29.3698 | 35.7096 | 1
62.9893 | 60.3397 | 1
97.8691 | 25.2289 | 1
18.4604 | 31.1983 | 1
15.935 | 19.5327 | 1
76.3869 | 5.3634 | 1
82.0746 | -23.3088 | 1
68.5514 | -2.3632 | 1
54.802 | -24.122 | 1
100.0776 | 31.0196 | 1
46.0472 | -28.7305 | 1
78.7645 | 3.532 | 1
95.5692 | 54.4022 | 1
70.1884 | -8.0001 | 1
37.2615 | 7.4999 | 1
51.6422 | 4.7149 | 1
25.2203 | 48.2315 | 1
7.2155 | -22.8467 | 1
96.4768 | 67.6089 | 1
13.9079 | 55.7574 | 1
85.5764 | 32.5855 | 1
50.5947 | -14.4801 | 1
21.3163 | 7.5693 | 1
53.1747 | -19.922 | 1
20.3247 | -20.549 | 1
46.3483 | 37.977 | 1
100.2015 | -14.4304 | 1
89.0336 | 15.4418 | 1
20.2361 | 65.3689 | 1
52.8311 | 43.3484 | 1
9.5469 | -5.0047 | 1
56.7061 | 20.8728 | 1
23.3573 | 13.5894 | 1
76.499 | 58.2233 | 1
76.5927 | 10.1746 | 1
86.8071 | -14.5306 | 1
54.8633 | 69.8809 | 1
76.5991 | -28.7054 | 1
92.8523 | -5.8944 | 1
92.6043 | 57.6376 | 1
60.9729 | -25.9592 | 1
43.6056 | -12.6353 | 1
29.2618 | 0.30874 | 1
73.5822 | -21.5137 | 1
25.0088 | -23.171 | 1
14.2594 | -16.3589 | 1
54.25 | 28.7338 | 1
79.8624 | 16.7504 | 1
35.8515 | 60.3969 | 1
74.4023 | -22.4856 | 1
66.0458 | 41.54 | 1
46.6916 | -11.1635 | 1
14.3888 | 68.157 | 1
12.4277 | 28.6089 | 1
76.6225 | 65.0854 | 1
35.1039 | -25.6976 | 1
50.1291 | -27.9221 | 1
78.265 | 51.7968 | 1
66.7315 | 57.4639 | 1
18.3175 | 64.5372 | 1
63.9776 | 68.7279 | 1
26.8939 | -12.9644 | 1
10.2047 | 47.5081 | 1
88.1827 | -27.5934 | 1
16.5265 | 51.0275 | 1
100.4654 | 50.1285 | 1
64.2129 | 27.4069 | 1
0.87742 | 19.7198 | 1
56.7583 | -10.3798 | 1
7.7332 | 14.7484 | 1
1.1091 | -29.9455 | 1
89.2982 | 29.7821 | 1
77.1852 | 22.8107 | 1
34.434 | -20.3282 | 1
37.3499 | -10.3299 | 1
64.3266 | 28.0672 | 1
63.7698 | 53.7554 | 1
9.0991 | -13.9953 | 1
38.1343 | -27.5605 | 1
14.6185 | 50.9113 | 1
74.1242 | -28.8788 | 1
41.9916 | -10.3653 | 1
85.3765 | 49.3072 | 1
88.6633 | 6.0734 | 1
99.5551 | 23.1838 | 1
97.571 | 8.0993 | 1
76.9954 | 38.7287 | 1
19.4095 | 40.8503 | 1
62.6479 | 25.9248 | 1
89.8947 | 23.118 | 1
3.9381 | 54.5389 | 1
30.2408 | 53.235 | 1
22.7888 | 46.9077 | 1
17.3137 | 43.6749 | 1
23.4415 | 18.2536 | 1
35.0516 | 62.5563 | 1
51.8486 | 28.2739 | 1
69.892 | 25.9162 | 1
21.3525 | 68.4231 | 1
15.6094 | -25.6441 | 1
39.9559 | -0.25709 | 1
97.611 | 21.7459 | 1
27.665 | 49.1874 | 1
56.0911 | -18.5337 | 1
30.8647 | 22.7956 | 1
84.0077 | -19.1444 | 1
43.4009 | 69.4369 | 1
6.9091 | 45.553 | 1
19.5263 | 42.6685 | 1
32.3384 | 1.8105 | 1
100.253 | -28.9611 | 1
45.2277 | 25.719 | 1
70.2587 | 68.9788 | 1
63.7743 | 43.2525 | 1
20.0793 | 3.4767 | 1
13.6375 | 29.1086 | 1
84.7675 | 41.2405 | 1
79.9709 | 25.7524 | 1
25.4331 | 5.7227 | 1
80.6037 | 32.5018 | 1
94.1169 | 63.4851 | 1
25.7354 | -29.9919 | 1
33.858 | -28.6912 | 1
45.6691 | 45.8976 | 1
63.9374 | -25.9256 | 1
19.9859 | 31.9681 | 1
39.3935 | 15.9488 | 1
25.888 | -4.9564 | 1
45.7363 | 66.3818 | 1
8.2995 | -27.9359 | 1
77.7085 | 68.7067 | 1
79.3793 | 62.9298 | 1
50.7966 | 18.2251 | 1
59.0193 | 45.975 | 1
79.0108 | 53.1989 | 1
26.2227 | 68.9536 | 1
40.524 | -13.0905 | 1
51.5619 | -9.2375 | 1
83.6396 | 35.7089 | 1
34.7654 | 31.523 | 1
35.1302 | 2.2327 | 1
100.3286 | 25.304 | 1
89.9733 | 1.2603 | 1
35.7067 | 68.2662 | 1
14.2282 | 54.9222 | 1
36.895 | -18.2184 | 1
2.1704 | -0.85097 | 1
78.1978 | -24.1367 | 1
87.9219 | 10.1409 | 1
55.9504 | 24.9819 | 1
85.283 | 40.1077 | 1
100.6372 | -0.86768 | 1
42.2659 | 49.8213 | 1
73.9284 | 0.060247 | 1
28.793 | 22.2262 | 1
76.7031 | -0.61185 | 1
34.9682 | 6.6186 | 1
50.0228 | 64.4255 | 1
9.5676 | 62.1005 | 1
90.5746 | 10.7619 | 1
39.5755 | 35.6557 | 1
59.449 | 63.0651 | 1
58.8671 | 26.5407 | 1
99.556 | 65.9886 | 1
12.4656 | -17.4976 | 1
16.4449 | 15.2626 | 1
22.0252 | -16.862 | 1
74.9151 | 15.9358 | 1
81.5596 | 36.284 | 1
13.5983 | 38.8408 | 1
54.5093 | -3.0765 | 1
45.3885 | 40.0711 | 1
81.4435 | -2.4697 | 1
23.7388 | 33.673 | 1
11.8652 | -2.2304 | 1
76.8964 | -15.214 | 1
77.0167 | 54.1248 | 1
12.2206 | 64.0159 | 1
17.8167 | -27.4926 | 1
92.6964 | 52.4554 | 1
21.1622 | 4.6935 | 1
13.9407 | -18.0914 | 1
51.3074 | 17.6535 | 1
98.6263 | -19.0754 | 1
15.2864 | 13.9568 | 1
25.5203 | 36.8528 | 1
56.4683 | -21.4243 | 1
42.2148 | -15.4289 | 1
29.7881 | 42.6739 | 1
29.6115 | 55.5538 | 1
12.1605 | 36.5867 | 1
5.1514 | -6.2322 | 1
24.9986 | 65.0889 | 1
59.6726 | 30.76 | 1
17.2894 | -13.613 | 1
96.8369 | 69.8387 | 1
43.8156 | 16.2285 | 1
20.7883 | 4.6352 | 1
17.9011 | 36.3696 | 1
88.936 | 48.7033 | 1
47.1724 | -13.8252 | 1
15.5767 | 0.95897 | 1
90.6681 | 49.9113 | 1
54.7743 | 45.882 | 1
3.5641 | 0.49577 | 1
88.0372 | 9.422 | 1
3.6995 | 27.0641 | 1
48.3318 | 64.9599 | 1
100.4171 | 49.7812 | 1
5.8243 | 63.1182 | 1
99.803 | 66.5941 | 1
49.7713 | 60.8415 | 1
3.3057 | 33.103 | 1
24.0148 | 44.9203 | 1
57.8203 | 37.6077 | 1
91.7508 | -15.4335 | 1
83.6173 | 16.7177 | 1
80.7981 | -11.1327 | 1
5.7154 | -16.1929 | 1
93.4779 | -7.8069 | 1
85.387 | -22.8892 | 1
9.892 | 8.1073 | 1
2.5823 | 59.8644 | 1
45.862 | 12.7094 | 1
50.8902 | -25.3419 | 1
14.9065 | 43.0452 | 1
26.9014 | 18.0301 | 1
7.3024 | 46.5226 | 1
93.4597 | 63.6473 | 1
26.0775 | -12.651 | 1
37.9242 | 42.6916 | 1
12.2731 | 42.9248 | 1
43.3394 | 24.9001 | 1
69.5266 | 47.8418 | 1
56.0642 | 61.708 | 1
7.7511 | 43.1322 | 1
14.5096 | 38.3176 | 1
20.3279 | 11.8308 | 1
93.0692 | 23.463 | 1
21.1469 | -5.4737 | 1
44.7957 | 5.0765 | 1
92.2921 | 5.7277 | 1
14.133 | -16.2114 | 1
45.806 | 22.8288 | 1
61.8256 | -9.1326 | 1
18.1702 | 4.281 | 1
88.7207 | 61.4807 | 1
68.4415 | 53.5929 | 1
61.7316 | -5.5524 | 1
28.8444 | -23.8486 | 1
31.0072 | -26.8766 | 1
25.6352 | 44.9676 | 1
34.0523 | 55.5744 | 1
5.3351 | 61.5867 | 1
46.5199 | 17.1515 | 1
79.6586 | 24.1268 | 1
34.8144 | 20.8179 | 1
85.7756 | 10.1475 | 1
91.5998 | 44.0429 | 1
13.4513 | 62.9816 | 1
92.1984 | 49.7605 | 1
41.5715 | 11.9255 | 1
57.5241 | 45.8144 | 1
19.3426 | -4.8241 | 1
42.5537 | 61.2947 | 1
84.8192 | -0.15664 | 1
92.9558 | -27.597 | 1
80.2096 | 7.1588 | 1
100.0292 | -28.562 | 1
77.2643 | -6.1836 | 1
87.7148 | -15.7655 | 1
67.0724 | -16.25 | 1
70.6163 | 2.1489 | 1
60.8734 | 17.8524 | 1
63.5045 | -2.4818 | 1
46.6877 | 26.2758 | 1
35.0835 | 37.4733 | 1
1.7297 | 21.3719 | 1
27.1005 | -14.2018 | 1
5.2581 | -3.6559 | 1
36.6305 | 4.6664 | 1
58.4456 | 41.2417 | 1
62.8387 | 7.2427 | 1
39.6594 | 43.8641 | 1
4.8995 | 32.4196 | 1
97.5724 | 31.5669 | 1
79.0043 | 59.2405 | 1
84.8855 | 16.7403 | 1
2.6569 | -12.9047 | 1
96.3109 | 66.6311 | 1
74.7511 | -16.9151 | 1
46.4682 | 59.2997 | 1
17.0434 | 34.3773 | 1
2.8525 | 8.6156 | 1
34.3012 | 21.884 | 1
21.8121 | -1.0703 | 1
94.3746 | -11.8861 | 1
57.2081 | 4.0671 | 1
33.6016 | 15.6799 | 1
14.5205 | 43.5924 | 1
81.9523 | 40.2706 | 1
25.2424 | 50.335 | 1
14.1624 | -2.273 | 1
39.0963 | 30.3639 | 1
46.1636 | -2.6733 | 1
46.8463 | 14.8831 | 1
47.2612 | 54.9085 | 1
58.5475 | 27.409 | 1
32.742 | 58.626 | 1
51.9599 | -18.6333 | 1
1.38 | 28.2351 | 1
36.5448 | -29.0553 | 1
58.6223 | -17.7342 | 1
81.2018 | 48.7278 | 1
4.0167 | 54.8897 | 1
16.8463 | -9.8557 | 1
52.7162 | 17.1665 | 1
64.0729 | -16.8657 | 1
12.9852 | -6.8445 | 1
96.3223 | -12.9323 | 1
7.6478 | 1.9373 | 1
15.898 | -24.0925 | 1
90.8296 | 45.7584 | 1
75.1674 | 12.1763 | 1
45.3776 | -18.6629 | 1
11.3381 | 30.4573 | 1
69.0363 | 29.373 | 1
54.4895 | 2.3802 | 1
66.2753 | 2.4477 | 1
46.8611 | 62.0152 | 1
49.7388 | 59.0718 | 1
32.0521 | -16.4888 | 1
65.1028 | 53.1513 | 1
79.3276 | 41.4902 | 1
63.8748 | 17.9191 | 1
72.3392 | 3.214 | 1
44.3649 | -12.6404 | 1
90.2019 | -10.6247 | 1
55.9989 | 35.1513 | 1
77.6685 | -18.3543 | 1
17.0605 | 36.8118 | 1
54.0494 | 62.6141 | 1
68.4094 | -16.5867 | 1
99.2517 | 32.3272 | 1
54.7342 | -21.6632 | 1
90.5388 | 35.9635 | 1
20.656 | -3.7881 | 1
96.0428 | 14.1863 | 1
48.2283 | 54.3175 | 1
96.4732 | 25.78 | 1
9.098 | -17.5266 | 1
40.8357 | 51.3139 | 1
42.1303 | 2.7515 | 1
8.5166 | 29.908 | 1
42.3981 | 57.8505 | 1
39.7317 | 44.9966 | 1
38.0116 | -12.3159 | 1
84.3097 | 66.731 | 1
61.5841 | 32.9517 | 1
71.0431 | 27.8066 | 1
98.9513 | -6.6398 | 1
72.7709 | 42.4502 | 1
67.2904 | 55.4938 | 1
89.6159 | 22.4926 | 1
27.6402 | -22.6785 | 1
6.3935 | 8.4143 | 1
96.256 | 41.0096 | 1
9.9755 | 65.2283 | 1
30.5394 | 67.2734 | 1
36.5928 | -17.1338 | 1
42.0122 | 53.8528 | 1
78.4524 | 40.4035 | 1
18.1452 | 49.5735 | 1
8.6477 | 22.2258 | 1
42.4205 | -13.7404 | 1
30.6799 | 27.5647 | 1
51.8378 | 19.5256 | 1
38.7356 | 49.3342 | 1
19.6414 | -20.3021 | 1
48.3761 | 18.5219 | 1
9.8024 | 60.8699 | 1
77.8768 | -17.5731 | 1
39.7723 | 52.3403 | 1
83.8716 | 27.1445 | 1
30.8094 | 61.4959 | 1
30.5684 | -0.64812 | 1
100.1477 | 59.7348 | 1
26.3677 | -29.6402 | 1
17.6907 | -18.7111 | 1
56.6584 | -25.0158 | 1
4.644 | -8.6811 | 1
97.4925 | 29.4393 | 1
3.4797 | 2.7186 | 1
75.5459 | 46.5569 | 1
84.7017 | 23.9546 | 1
37.9684 | 8.1632 | 1
59.2216 | 59.6652 | 1
9.8855 | 8.3972 | 1
26.218 | 37.1644 | 1
38.5451 | -29.7165 | 1
45.9869 | -25.271 | 1
3.1003 | -9.8279 | 1
99.3972 | -6.1812 | 1
35.4727 | 32.0255 | 1
7.041 | -10.4515 | 1
88.7853 | 9.189 | 1
35.2833 | 61.7549 | 1
21.9371 | 65.5096 | 1
27.2605 | 61.2996 | 1
33.6416 | 50.548 | 1
27.0109 | 68.4674 | 1
42.2614 | -0.1788 | 1
53.7403 | 60.036 | 1
82.4132 | 7.9709 | 1
52.6889 | 60.8357 | 1
65.498 | 3.137 | 1
71.3641 | -2.4788 | 1
72.9931 | 57.6635 | 1
87.2341 | 32.7004 | 1
13.888 | 44.8497 | 1
5.9228 | 21.2718 | 1
15.3451 | 52.9752 | 1
41.0336 | 58.1466 | 1
44.3505 | 13.4058 | 1
14.1002 | 41.2888 | 1
20.9741 | -21.4951 | 1
32.5085 | 35.4961 | 1
94.1432 | 26.7588 | 1
74.7558 | -23.0681 | 1
98.4409 | -12.7999 | 1
26.3044 | -12.7046 | 1
84.1406 | -28.9842 | 1
0.29187 | 65.0829 | 1
48.8821 | 26.8815 | 1
75.9133 | -19.3562 | 1
21.6537 | 1.4716 | 1
80.9454 | 27.6992 | 1
63.0457 | 60.4877 | 1
53.1865 | 40.3435 | 1
11.0074 | 53.2526 | 1
86.6674 | 61.3467 | 1
90.3814 | -12.2546 | 1
79.3247 | 22.6938 | 1
36.0165 | -6.9149 | 1
25.2405 | -7.1045 | 1
60.2839 | 36.97 | 1
81.6633 | 14.3643 | 1
65.7652 | -11.0086 | 1
47.8822 | 56.6486 | 1
20.7199 | 7.1857 | 1
61.3638 | 51.0827 | 1
75.5454 | -3.3621 | 1
19.0965 | 25.4494 | 1
18.1916 | 27.0835 | 1
48.8136 | 50.4164 | 1
5.9203 | 21.1166 | 1
16.0704 | 9.5105 | 1
31.6308 | 62.994 | 1
5.8238 | 31.4479 | 1
31.3105 | -4.1067 | 1
53.162 | 15.2043 | 1
51.8067 | -21.4559 | 1
89.3952 | 34.772 | 1
23.6031 | 57.2233 | 1
3.2076 | 23.7399 | 1
59.6653 | 0.93064 | 1
27.124 | 21.3627 | 1
86.3006 | 2.3449 | 1
15.0176 | -16.1706 | 1
57.4892 | 67.096 | 1
66.2216 | -22.6511 | 1
90.0082 | -4.5957 | 1
62.5457 | -7.4467 | 1
42.4631 | 60.4632 | 1
0.62831 | 29.4465 | 1
38.1015 | -27.7424 | 1
52.5601 | -20.9091 | 1
90.0303 | 29.2808 | 1
7.8726 | 24.1721 | 1
58.7251 | 67.3372 | 1
15.2433 | -15.1174 | 1
35.8982 | -9.4107 | 1
26.3268 | -12.095 | 1
37.7629 | -21.5335 | 1
63.4248 | 43.2745 | 1
21.698 | 36.5732 | 1
79.3267 | -1.0877 | 1
17.1465 | -7.2503 | 1
33.4393 | -29.4155 | 1
35.5973 | 51.7268 | 1
81.606 | -8.6338 | 1
83.7071 | 66.7155 | 1
27.4355 | 48.3795 | 1
0.020625 | -13.0533 | 1
38.6378 | 2.7101 | 1
84.4137 | 50.7954 | 1
73.5891 | 37.4898 | 1
48.0368 | 31.7794 | 1
60.2741 | 17.7567 | 1
73.8049 | 60.5538 | 1
95.7689 | 59.5398 | 1
91.6711 | -2.7136 | 1
97.9039 | 60.9054 | 1
13.3633 | -3.3444 | 1
96.6829 | 4.9003 | 1
58.4362 | 58.0649 | 1
72.0974 | 11.0832 | 1
3.1819 | -20.5604 | 1
70.683 | 14.6804 | 1
55.3661 | 63.4894 | 1
28.5456 | 53.188 | 1
61.3671 | 61.4599 | 1
92.439 | -28.9292 | 1
26.2072 | 14.8044 | 1
94.5223 | 16.6714 | 1
28.7605 | 32.0677 | 1
77.166 | 38.7459 | 1
68.158 | 31.8031 | 1
30.2362 | 54.3038 | 1
61.0879 | 38.8373 | 1
0.88606 | -5.8827 | 1
23.0433 | 49.3502 | 1
32.9797 | -11.2706 | 1
100.3822 | -20.1695 | 1
79.9389 | 15.4473 | 1
44.6185 | 44.6576 | 1
2.7124 | -29.12 | 1
97.6091 | 37.7107 | 1
24.3993 | 56.9825 | 1
54.3288 | -0.64484 | 1
12.511 | 67.5519 | 1
21.3007 | -1.2488 | 1
93.7898 | -12.6627 | 1
13.4094 | 2.5064 | 1
42.3447 | -19.2028 | 1
14.4716 | -21.9258 | 1
51.7392 | 24.5015 | 1
57.0165 | 29.222 | 1
23.8305 | 48.8617 | 1
47.1388 | 3.0819 | 1
86.1962 | 32.5895 | 1
17.7509 | 50.0837 | 1
11.3305 | 9.4988 | 1
68.6701 | -27.9577 | 1
25.2017 | 45.8786 | 1
14.6667 | 17.5563 | 1
82.6357 | 19.6605 | 1
58.6139 | -21.2521 | 1
10.5128 | 2.5539 | 1
52.0776 | 6.0824 | 1
78.9737 | -10.5703 | 1
12.0653 | -15.2044 | 1
58.6054 | -5.2576 | 1
11.5601 | -7.0434 | 1
62.8248 | 64.4804 | 1
51.5135 | 29.7388 | 1
20.6656 | 4.5729 | 1
31.0356 | -18.0144 | 1
64.9877 | 13.4184 | 1
18.4728 | 5.6356 | 1
0.26552 | -11.6195 | 1
35.6155 | 49.673 | 1
30.4363 | 10.5194 | 1
42.5703 | 69.4481 | 1
70.3355 | 10.2947 | 1
12.8733 | 34.0736 | 1
66.6805 | -19.8404 | 1
7.4918 | 41.8221 | 1
54.9349 | 18.6043 | 1
72.2729 | 42.3403 | 1
0.82341 | 39.8082 | 1
71.087 | 28.5371 | 1
42.5842 | 59.5919 | 1
63.8115 | -6.7823 | 1
51.0089 | 30.7316 | 1
96.6942 | 62.2975 | 1
61.6386 | 35.7312 | 1
45.3266 | 21.453 | 1
28.7915 | 26.1424 | 1
62.5165 | 9.5418 | 1
35.3995 | 35.3471 | 1
87.2398 | -7.7901 | 1
34.2354 | -27.2097 | 1
76.7169 | 57.2984 | 1
18.7549 | 44.8038 | 1
14.1402 | 60.8299 | 1
62.1913 | -24.7945 | 1
95.0262 | 29.1767 | 1
17.473 | 22.9761 | 1
58.8799 | 53.3206 | 1
6.2393 | 32.7771 | 1
2.0284 | -24.0553 | 1
96.0067 | 4.3514 | 1
58.1115 | 49.9983 | 1
74.8061 | 19.6751 | 1
48.7591 | 23.7021 | 1
38.2964 | 46.2804 | 1
39.7986 | 27.1787 | 1
63.5567 | 18.8146 | 1
29.9163 | 65.9419 | 1
49.6752 | 16.2458 | 1
8.642 | -7.4247 | 1
100.1121 | 5.4778 | 1
93.8678 | 18.0141 | 1
11.204 | 17.1823 | 1
83.0412 | 1.5163 | 1
27.8441 | 11.195 | 1
15.9346 | 30.8103 | 1
26.8578 | -0.56423 | 1
3.0613 | 46.5838 | 1
54.2496 | 32.1348 | 1
83.8924 | 68.449 | 1
40.4234 | 45.52 | 1
33.002 | -4.2467 | 1
0.3628 | 6.602 | 1
15.9778 | 0.038282 | 1
0.027865 | 14.4028 | 1
99.9431 | -23.0206 | 1
70.9155 | -25.437 | 1
42.0025 | 37.9613 | 1
63.3994 | 36.677 | 1
76.4803 | -27.193 | 1
28.0965 | 23.1633 | 1
27.9075 | -3.3629 | 1
88.3579 | -7.1398 | 1
24.5636 | 23.6995 | 1
83.6387 | 31.9037 | 1
81.8611 | 47.5955 | 1
18.7025 | -12.1253 | 1
93.9909 | 50.9576 | 1
96.9704 | 25.0097 | 1
10.9691 | 23.5235 | 1
30.4263 | 44.1105 | 1
36.8913 | -21.3268 | 1
21.9278 | 41.6546 | 1
100.2312 | 27.833 | 1
4.0599 | -0.40091 | 1
76.8007 | 48.8324 | 1
50.547 | -28.5957 | 1
56.5207 | 1.4498 | 1
22.2575 | 45.2311 | 1
37.563 | 40.5834 | 1
31.7555 | -17.7635 | 1
96.8734 | 4.3826 | 1
69.8296 | 20.1683 | 1
95.6674 | -24.7077 | 1
16.8594 | 11.3987 | 1
33.7173 | 50.6988 | 1
98.7269 | -15.8688 | 1
51.2283 | -15.5241 | 1
28.3128 | 49.7697 | 1
93.1497 | 54.0014 | 1
61.0896 | 19.3285 | 1
46.9495 | 39.1429 | 1
76.6865 | 24.3739 | 1
94.2681 | -29.1925 | 1
90.0172 | -14.8049 | 1
50.8381 | 43.7477 | 1
20.7545 | 1.4788 | 1
56.7935 | 62.9315 | 1
76.1543 | 54.5705 | 1
40.2229 | 40.3252 | 1
39.1621 | 8.3911 | 1
63.3323 | 27.023 | 1
27.2386 | -25.5307 | 1
32.923 | -1.6946 | 1
5.7701 | -16.6759 | 1
81.0398 | 44.1554 | 1
22.5777 | 26.8899 | 1
4.4495 | 6.6601 | 1
72.9137 | -6.0441 | 1
97.9794 | 31.7377 | 1
81.6984 | 61.3039 | 1
28.4733 | 35.3595 | 1
92.3052 | 14.3176 | 1
25.4996 | 27.8571 | 1
11.8873 | 12.0987 | 1
77.2151 | 37.9849 | 1
25.726 | -13.0484 | 1
20.9541 | -6.334 | 1
59.8589 | 60.2241 | 1
81.1979 | 40.9213 | 1
74.2816 | 53.8183 | 1
78.7139 | -20.335 | 1
22.5536 | -5.4299 | 1
87.921 | -10.8016 | 1
4.5665 | 54.9759 | 1
72.2886 | 13.9286 | 1
76.0371 | 55.4545 | 1
13.2072 | 58.0757 | 1
75.9378 | -11.1243 | 1
31.4548 | 13.679 | 1
36.4793 | 48.6031 | 1
46.1431 | -23.5889 | 1
5.0775 | 53.5942 | 1
64.0392 | 37.5176 | 1
38.4265 | -21.6475 | 1
17.387 | -10.5833 | 1
59.6399 | 8.3552 | 1
14.9567 | 63.1716 | 1
76.5994 | -18.4713 | 1
87.093 | 20.0039 | 1
57.322 | 11.686 | 1
12.0205 | 54.2667 | 1
83.3434 | 46.7765 | 1
77.208 | 55.6232 | 1
42.3199 | 64.2062 | 1
17.7979 | 51.654 | 1
16.3772 | 27.3901 | 1
59.1617 | 25.9044 | 1
24.7112 | 37.2231 | 1
85.654 | 14.7914 | 1
58.7774 | 3.711 | 1
5.3297 | 24.0183 | 1
55.6482 | 49.3509 | 1
26.0994 | -7.5119 | 1
7.8331 | 66.7264 | 1
23.2481 | 69.7301 | 1
91.8772 | 26.6776 | 1
13.9561 | 17.2114 | 1
71.1729 | -2.7601 | 1
68.1646 | 23.2772 | 1
87.849 | -14.2473 | 1
31.3261 | 32.1411 | 1
60.7152 | 32.3599 | 1
15.6616 | 65.245 | 1
8.0395 | 45.2148 | 1
9.3684 | 15.5034 | 1
44.815 | 36.1296 | 1
49.4174 | 40.3827 | 1
77.4801 | -22.7872 | 1
75.7704 | 4.0184 | 1
55.4986 | -24.3927 | 1
42.8961 | 45.9979 | 1
88.2826 | -29.7078 | 1
15.6004 | -27.3418 | 1
79.227 | 31.2331 | 1
87.0987 | 50.5573 | 1
69.5632 | -13.2021 | 1
37.8798 | 34.4993 | 1
0.70892 | 50.9702 | 1
15.9198 | 62.2786 | 1
73.2825 | -7.9455 | 1
85.6351 | 38.6204 | 1
57.2622 | 13.6671 | 1
7.6591 | 0.44735 | 1
1.6745 | -21.7681 | 1
33.0747 | -0.22999 | 1
68.5998 | 56.2632 | 1
78.6314 | 14.8634 | 1
88.9709 | 1.033 | 1
53.3783 | 67.0389 | 1
89.4888 | 58.389 | 1
66.4386 | 67.6379 | 1
64.1568 | 6.3211 | 1
12.1012 | 50.6972 | 1
41.9972 | -19.4762 | 1
37.255 | 21.8719 | 1
35.7779 | 5.1746 | 1
64.5952 | 43.5584 | 1
53.59 | -4.9489 | 1
11.5859 | 51.3 | 1
76.8806 | 60.5396 | 1
36.8747 | 34.3593 | 1
88.7318 | 14.7587 | 1
32.2233 | 41.4006 | 1
81.6597 | 31.1221 | 1
63.7193 | -18.8918 | 1
81.6566 | 1.9611 | 1
78.3207 | 0.53032 | 1
39.5189 | -0.25949 | 1
51.4213 | 6.6975 | 1
34.1006 | 35.5118 | 1
73.9114 | 48.8612 | 1
33.4576 | -15.7394 | 1
61.8899 | -8.7057 | 1
10.1235 | 48.5924 | 1
74.4916 | 26.2514 | 1
12.4786 | 6.4322 | 1
83.8288 | 52.3379 | 1
3.4393 | -16.6624 | 1
44.3337 | -18.919 | 1
24.805 | -28.3423 | 1
41.5728 | 67.4045 | 1
72.9074 | 23.2845 | 1
60.8408 | -3.4495 | 1
55.7218 | -0.93542 | 1
8.6577 | 12.2581 | 1
48.6329 | 9.8748 | 1
52.2731 | 1.1974 | 1
24.2965 | -9.5019 | 1
95.913 | 69.1133 | 1
53.7205 | 17.4707 | 1
22.3311 | 49.2412 | 1
100.1978 | -12.0605 | 1
40.8116 | 34.7008 | 1
29.8756 | -6.6788 | 1
59.8032 | 45.6229 | 1
99.6257 | 44.5919 | 1
5.5896 | 12.0553 | 1
5.1813 | 63.9667 | 1
17.531 | -9.6469 | 1
40.3653 | 6.0443 | 1
51.2194 | 18.1242 | 1
78.4584 | 28.3619 | 1
100.3347 | 34.8883 | 1
59.4253 | 65.9258 | 1
36.4702 | -9.3063 | 1
51.7101 | -21.7645 | 1
42.8957 | -29.9919 | 1
80.2665 | 27.2499 | 1
2.2946 | 52.4677 | 1
68.6343 | 3.9999 | 1
14.035 | -14.0997 | 1
73.4502 | 62.6186 | 1
29.3068 | 68.9822 | 1
51.8385 | 32.4151 | 1
92.8186 | 65.8048 | 1
87.0675 | 22.6206 | 1
35.2666 | 20.9475 | 1
53.5229 | 16.5707 | 1
64.4818 | -10.8872 | 1
74.238 | -16.9186 | 1
48.6484 | 67.7613 | 1
8.3058 | 35.8343 | 1
97.6194 | -23.6158 | 1
6.3058 | 60.6313 | 1
30.5225 | -5.2327 | 1
97.8399 | 0.10541 | 1
72.4945 | 67.7182 | 1
4.8807 | -24.691 | 1
91.9186 | 12.6103 | 1
56.1147 | -19.0797 | 1
14.8914 | 34.6018 | 1
86.9874 | -4.6752 | 1
39.315 | 38.2618 | 1
6.8679 | -14.4433 | 1
54.3924 | -19.1367 | 1
45.9961 | 54.0788 | 1
54.3733 | -20.5929 | 1
92.2362 | -12.9487 | 1
12.2233 | 14.0317 | 1
96.6254 | 56.2859 | 1
85.6867 | 26.4559 | 1
66.5892 | -5.4737 | 1
17.3797 | 17.7359 | 1
56.7459 | 14.4113 | 1
84.2577 | -8.2098 | 1
87.8686 | 25.1556 | 1
16.6486 | 14.4691 | 1
54.204 | 67.9636 | 1
79.1563 | 50.1614 | 1
26.5619 | 31.2444 | 1
57.7412 | 25.6214 | 1
85.8598 | 6.0194 | 1
61.471 | -13.8713 | 1
6.8405 | -19.0143 | 1
21.1455 | 43.1102 | 1
32.2074 | -5.5016 | 1
60.9677 | 53.2281 | 1
10.2707 | 14.6965 | 1
38.6653 | 23.2506 | 1
18.9748 | 25.4558 | 1
12.895 | -4.2304 | 1
92.8384 | 11.4921 | 1
95.3863 | -28.6929 | 1
52.3997 | 54.9595 | 1
86.7434 | 56.824 | 1
29.2087 | -14.3997 | 1
31.8991 | 14.9279 | 1
54.7002 | -15.0996 | 1
14.2111 | -20.1646 | 1
4.0688 | -0.96481 | 1
100.7739 | 32.7999 | 1
86.8504 | 42.9924 | 1
71.8666 | 14.1097 | 1
33.1491 | 22.3712 | 1
80.9106 | -1.8165 | 1
73.8563 | 51.1963 | 1
61.5379 | -21.0589 | 1
60.7038 | -22.6865 | 1
100.229 | -28.4649 | 1
44.0046 | 44.5675 | 1
75.7394 | 21.905 | 1
43.3398 | -15.4434 | 1
7.0393 | -2.0415 | 1
86.2941 | 54.6274 | 1
90.0662 | -6.5095 | 1
88.4266 | 6.9749 | 1
12.3063 | 57.7315 | 1
75.8814 | -13.9547 | 1
21.7893 | 14.8731 | 1
88.4905 | 63.7333 | 1
69.9663 | 49.5203 | 1
0.05284 | 55.8247 | 1
61.978 | -21.6575 | 1
88.9904 | 38.4707 | 1
8.1678 | -25.2487 | 1
88.2427 | -15.6082 | 1
2.9333 | 48.8373 | 1
59.464 | 25.7726 | 1
5.9414 | 69.4536 | 1
63.0737 | 48.983 | 1
34.4838 | -20.1055 | 1
83.4011 | -27.5932 | 1
34.5598 | 69.083 | 1
88.599 | -28.568 | 1
27.4954 | 6.7118 | 1
49.7057 | -12.409 | 1
31.5972 | 12.4031 | 1
64.6989 | 32.4545 | 1
67.4089 | 66.0026 | 1
43.2665 | -25.1187 | 1
10.4509 | -16.2364 | 1
83.5013 | 11.6337 | 1
6.7348 | 4.6224 | 1
65.1723 | -5.2142 | 1
40.8543 | 5.7032 | 1
53.4137 | 17.713 | 1
17.9136 | 18.5397 | 1
14.9432 | 64.6023 | 1
96.5099 | -16.545 | 1
63.5341 | 1.2276 | 1
98.7476 | 6.1793 | 1
10.7392 | 58.8655 | 1
16.0072 | 61.3699 | 1
35.4328 | 48.5182 | 1
35.4018 | 13.5923 | 1
13.0387 | 68.3869 | 1
59.169 | 2.1905 | 1
54.6717 | 57.4542 | 1
29.6967 | -3.3702 | 1
16.344 | -13.7468 | 1
34.2657 | 63.5292 | 1
81.0263 | 43.8368 | 1
85.4796 | -29.2605 | 1
92.9099 | 38.6043 | 1
82.0271 | 20.7054 | 1
77.4194 | 6.5262 | 1
70.1825 | 59.3793 | 1
64.4629 | -3.3832 | 1
1.6123 | -13.8605 | 1
80.7336 | 50.3769 | 1
92.8669 | 24.0044 | 1
60.8793 | 33.1513 | 1
100.1761 | 16.7305 | 1
44.8047 | 17.0528 | 1
58.7239 | 29.9061 | 1
29.8615 | -5.6972 | 1
35.2785 | -9.9898 | 1
59.1691 | 12.7612 | 1
58.0992 | 61.556 | 1
91.7188 | 2.5008 | 1
50.1107 | 1.8666 | 1
11.8851 | 48.7862 | 1
44.5294 | -20.5288 | 1
53.3057 | 37.098 | 1
97.8544 | 4.8687 | 1
27.7789 | 49.177 | 1
2.1233 | 33.3568 | 1
90.6868 | 61.1151 | 1
30.2185 | 59.1756 | 1
72.5699 | -10.9808 | 1
19.4893 | 3.9466 | 1
67.6528 | 8.3396 | 1
47.956 | -22.1688 | 1
94.4804 | 43.72 | 1
59.6789 | 26.4946 | 1
4.2742 | -19.5188 | 1
59.6916 | -21.5216 | 1
99.7236 | -28.5796 | 1
82.1258 | 51.1446 | 1
34.2901 | 38.5882 | 1
41.4373 | 54.747 | 1
90.5527 | 68.2449 | 1
30.7553 | -28.2549 | 1
98.5742 | -15.8283 | 1
88.2474 | 4.6613 | 1
62.2647 | 4.7084 | 1
75.5689 | 38.9173 | 1
37.4246 | 41.859 | 1
24.4078 | 19.0443 | 1
100.7076 | -20.1659 | 1
95.329 | 6.415 | 1
95.3366 | 21.5271 | 1
33.7967 | 52.61 | 1
87.1489 | -4.6894 | 1
21.0173 | -27.8835 | 1
80.0005 | -29.6685 | 1
87.8048 | -9.3416 | 1
30.9964 | -4.2554 | 1
49.545 | 59.0325 | 1
79.297 | -26.026 | 1
49.5528 | 34.8968 | 1
45.1031 | 22.2211 | 1
35.5933 | 65.8395 | 1
47.5595 | 45.5164 | 1
48.0977 | 50.008 | 1
36.9322 | -4.8086 | 1
52.0308 | 30.2953 | 1
21.5531 | -22.0705 | 1
17.9349 | -16.1121 | 1
81.0309 | 52.6123 | 1
12.9399 | 26.6211 | 1
24.4544 | 35.7329 | 1
39.2672 | 51.6628 | 1
58.4845 | 0.72562 | 1
23.8065 | 1.0711 | 1
84.4011 | 13.8336 | 1
90.6768 | 4.4253 | 1
46.0947 | 67.8068 | 1
62.0252 | 44.1413 | 1
95.189 | 57.7715 | 1
59.4216 | -28.1699 | 1
64.253 | -25.4183 | 1
21.7664 | -0.56906 | 1
8.7748 | -29.2239 | 1
84.1173 | 58.564 | 1
36.9261 | -11.4699 | 1
8.1011 | 8.4672 | 1
9.5201 | 29.1782 | 1
36.3057 | 30.221 | 1
8.1183 | 39.4118 | 1
82.3653 | 40.8972 | 1
63.5823 | 37.6951 | 1
74.2837 | 54.8265 | 1
55.2721 | 66.5898 | 1
87.4951 | 36.6632 | 1
33.2122 | 49.9761 | 1
88.5503 | 4.8515 | 1
76.5532 | 6.9822 | 1
28.4523 | 25.5272 | 1
29.4312 | 9.3043 | 1
52.8822 | 63.6401 | 1
8.5304 | 52.3466 | 1
31.8867 | 39.7699 | 1
59.9015 | -5.6919 | 1
5.306 | -9.8931 | 1
10.4079 | 28.5288 | 1
99.1206 | 36.8999 | 1
75.2572 | 38.2622 | 1
76.6569 | 29.4993 | 1
11.6136 | 6.0334 | 1
35.0083 | 47.5957 | 1
13.9606 | 44.0395 | 1
72.2273 | 36.6736 | 1
32.0068 | 41.1599 | 1
14.6958 | 35.1259 | 1
61.0231 | 11.053 | 1
46.4394 | -13.347 | 1
80.8417 | 58.536 | 1
16.6734 | 24.9248 | 1
18.5546 | 67.5108 | 1
32.3604 | 42.6834 | 1
88.3256 | -9.1502 | 1
64.7161 | -20.0487 | 1
31.9356 | 16.5918 | 1
49.7309 | 52.8574 | 1
33.6058 | 29.1737 | 1
61.9101 | 35.1182 | 1
51.3686 | 64.8721 | 1
40.3236 | -3.4097 | 1
66.5614 | 2.5455 | 1
37.2323 | 9.3223 | 1
39.8605 | 42.3647 | 1
83.8616 | 53.7788 | 1
42.1924 | -24.1886 | 1
5.6727 | -26.1746 | 1
28.7117 | 23.9 | 1
86.5466 | 30.0144 | 1
15.2677 | 20.7174 | 1
30.7346 | 53.3651 | 1
1.1437 | -20.2918 | 1
22.386 | 46.1059 | 1
40.2732 | 65.6129 | 1
18.159 | 5.2007 | 1
64.4875 | 11.5983 | 1
69.6328 | 62.7409 | 1
52.6512 | 67.3887 | 1
11.1483 | 34.0572 | 1
22.3758 | 50.2991 | 1
27.1489 | 58.9063 | 1
12.9914 | 43.2012 | 1
48.2667 | 37.9926 | 1
54.5949 | 62.799 | 1
42.3765 | 7.0467 | 1
24.8099 | -10.5472 | 1
0.93315 | 31.441 | 1
56.2726 | -6.9752 | 1
91.7731 | 35.9623 | 1
25.4166 | -17.7579 | 1
40.0553 | 26.5016 | 1
3.6024 | 6.7126 | 1
52.9152 | 54.7612 | 1
41.3405 | -17.6281 | 1
60.6647 | 30.0788 | 1
95.0331 | 56.1837 | 1
85.1618 | -28.5364 | 1
6.3837 | -2.075 | 1
16.7319 | -4.0378 | 1
44.4829 | 60.6486 | 1
53.1287 | 35.5251 | 1
18.0984 | 6.7512 | 1
20.7646 | 27.017 | 1
81.5627 | -24.8192 | 1
8.8425 | -26.8512 | 1
95.0149 | -5.6675 | 1
88.2245 | 50.8195 | 1
50.0799 | 41.9429 | 1
96.4267 | 50.7963 | 1
73.6258 | -25.778 | 1
7.9568 | -24.5145 | 1
32.1279 | -12.7747 | 1
88.9873 | 24.7097 | 1
60.9161 | -14.7238 | 1
81.6452 | 21.8087 | 1
26.584 | 14.2967 | 1
72.8996 | 1.8355 | 1
82.3401 | -21.7387 | 1
52.0564 | 32.8567 | 1
63.6545 | 15.7862 | 1
84.4105 | 20.3468 | 1
50.8315 | 53.5211 | 1
25.1322 | -19.5782 | 1
19.4342 | 20.0573 | 1
67.969 | -5.1398 | 1
78.5169 | -16.1759 | 1
94.6034 | -14.4183 | 1
17.9476 | 24.0636 | 1
78.2527 | 48.2776 | 1
49.6892 | 48.6898 | 1
30.2575 | -23.2379 | 1
0.86999 | -12.5392 | 1
15.7594 | -18.3772 | 1
86.266 | -18.1799 | 1
16.4701 | -2.46 | 1
18.4015 | 10.2016 | 1
6.1442 | 53.3404 | 1
88.1387 | -14.4919 | 1
77.6677 | -8.5316 | 1
86.0119 | 24.3593 | 1
71.7163 | 32.7183 | 1
78.4558 | 7.9087 | 1
39.2537 | 12.1576 | 1
63.8446 | 22.7362 | 1
61.099 | 55.5098 | 1
40.2241 | 37.4749 | 1
62.6 | 4.3662 | 1
68.788 | -17.7659 | 1
33.2107 | 18.0584 | 1
41.6005 | -21.4928 | 1
62.9503 | -5.038 | 1
84.7685 | 50.7742 | 1
96.3259 | 15.6396 | 1
30.961 | -23.3918 | 1
41.5694 | -22.6589 | 1
7.2129 | 54.4997 | 1
44.3428 | 26.2296 | 1
27.942 | 46.2282 | 1
9.8936 | 39.5784 | 1
97.8407 | 28.2133 | 1
41.6411 | 31.8071 | 1
61.8853 | 34.8437 | 1
64.5871 | 39.9963 | 1
64.7439 | 66.4706 | 1
52.4503 | 43.8857 | 1
45.8686 | 7.57 | 1
47.4099 | 27.1786 | 1
33.3543 | 53.842 | 1
87.6767 | 54.6246 | 1
57.4083 | -19.8744 | 1
54.3284 | 11.3277 | 1
87.5153 | 37.7987 | 1
91.0755 | 9.4429 | 1
60.4892 | -27.8084 | 1
57.6163 | 66.7115 | 1
1.9575 | 67.3791 | 1
63.1294 | 5.6726 | 1
32.5753 | 63.8192 | 1
88.1831 | 32.5221 | 1
42.6423 | -22.8418 | 1
61.7224 | 0.39666 | 1
56.3945 | 8.6369 | 1
37.5176 | -4.7554 | 1
42.3882 | 6.1805 | 1
10.1021 | 17.353 | 1
94.7099 | -1.2905 | 1
58.5082 | -11.283 | 1
64.4298 | -17.0799 | 1
32.6854 | -7.9799 | 1
61.0573 | 37.9848 | 1
6.5197 | 31.2883 | 1
43.2182 | 29.4328 | 1
26.3246 | 59.5542 | 1
7.4145 | -20.8356 | 1
85.2274 | -5.4625 | 1
42.2251 | -25.3912 | 1
31.4036 | 50.0751 | 1
39.965 | 46.5009 | 1
59.76 | -22.6356 | 1
55.2197 | -13.4712 | 1
76.4372 | 38.7989 | 1
71.6606 | 48.7552 | 1
11.769 | 32.1168 | 1
95.7916 | -6.32 | 1
80.3724 | -15.2468 | 1
48.6352 | 54.6112 | 1
79.1463 | -8.0865 | 1
69.0745 | 24.6462 | 1
61.7579 | 0.13067 | 1
4.3204 | 57.2148 | 1
17.8008 | -26.7416 | 1
3.1631 | 66.2231 | 1
5.7554 | 48.8345 | 1
58.2787 | -10.3147 | 1
6.09 | -29.1424 | 1
93.2144 | 0.044598 | 1
37.3829 | 19.8926 | 1
79.1708 | 48.5078 | 1
66.8303 | 44.6862 | 1
85.3872 | 2.3539 | 1
92.4627 | 58.4775 | 1
55.6418 | 66.3377 | 1
31.4961 | -14.2699 | 1
98.2544 | 31.9529 | 1
77.0852 | -13.7698 | 1
50.5578 | -14.3258 | 1
95.8118 | -22.352 | 1
78.031 | 50.0871 | 1
80.88 | 36.5832 | 1
77.1186 | 30.0816 | 1
59.7689 | 11.8863 | 1
42.1252 | 13.2444 | 1
52.5415 | 26.4366 | 1
56.4516 | -7.4296 | 1
4.2886 | -2.4577 | 1
71.7967 | 38.1773 | 1
80.0363 | 62.8853 | 1
67.7156 | 64.9496 | 1
69.4131 | 56.4249 | 1
93.3239 | -13.6248 | 1
66.6404 | 47.7552 | 1
5.183 | 57.0433 | 1
89.7015 | -20.2293 | 1
28.1589 | -29.2353 | 1
12.4098 | -25.6276 | 1
16.0157 | -0.44382 | 1
87.5872 | 27.1906 | 1
0.52277 | 46.3728 | 1
75.2981 | 19.224 | 1
62.9176 | -16.9278 | 1
38.0162 | 69.3586 | 1
37.2355 | 10.5071 | 1
96.2042 | 3.0379 | 1
5.7847 | 40.2129 | 1
45.055 | 7.5137 | 1
78.5497 | 48.9598 | 1
71.1488 | 64.2346 | 1
72.2887 | -2.0075 | 1
2.8953 | 17.1938 | 1
17.6156 | -24.1811 | 1
60.2011 | -21.8057 | 1
41.8869 | 11.4369 | 1
9.5275 | -11.8249 | 1
80.5098 | -2.8361 | 1
75.5455 | -6.7767 | 1
24.9079 | 29.7437 | 1
14.5362 | 38.5911 | 1
23.0015 | 25.8112 | 1
36.2817 | 46.9385 | 1
78.3611 | -24.4404 | 1
81.3375 | -6.8812 | 1
34.2327 | -13.7668 | 1
67.0298 | 44.8241 | 1
25.3145 | 55.0757 | 1
59.4856 | -22.1979 | 1
14.4411 | -7.2626 | 1
7.3372 | 18.1992 | 1
33.0641 | 34.2894 | 1
64.339 | 32.2723 | 1
91.9901 | 33.3067 | 1
15.2882 | -1.3615 | 1
38.8823 | -6.8311 | 1
6.5923 | 33.5255 | 1
96.1584 | 55.8591 | 1
33.4792 | 7.8234 | 1
11.0314 | 29.6171 | 1
69.2065 | -20.8897 | 1
9.8042 | 19.3078 | 1
21.3752 | 8.7985 | 1
99.3271 | -10.9626 | 1
95.2816 | 42.2434 | 1
77.7493 | 41.7663 | 1
84.4123 | -12.181 | 1
83.9779 | -3.1153 | 1
95.9699 | 0.13173 | 1
44.2775 | 16.1777 | 1
90.4298 | 58.7004 | 1
26.8706 | 53.3903 | 1
98.7014 | 48.0686 | 1
35.4609 | -0.50542 | 1
30.0753 | 48.3992 | 1
12.2788 | 55.3961 | 1
93.7648 | 38.9167 | 1
3.1274 | 20.9465 | 1
28.1393 | -14.8333 | 1
78.9295 | 55.2242 | 1
14.2505 | 49.8265 | 1
18.7508 | 7.765 | 1
69.2061 | 22.7604 | 1
58.1412 | 32.8959 | 1
68.4809 | 10.6164 | 1
95.6664 | 1.5429 | 1
37.544 | 0.44821 | 1
60.378 | 50.9415 | 1
2.7257 | 24.9419 | 1
76.9969 | -28.4337 | 1
35.616 | 55.6828 | 1
85.2647 | 41.925 | 1
1.5312 | -9.9438 | 1
87.529 | -10.0687 | 1
67.3792 | 62.8621 | 1
1.4096 | 16.9286 | 1
80.7401 | 48.0927 | 1
93.9783 | 25.1013 | 1
0.78024 | 58.5169 | 1
65.2746 | 53.7497 | 1
100.2755 | 16.9139 | 1
52.0871 | -14.092 | 1
40.3919 | 40.8878 | 1
20.4964 | 33.8716 | 1
70.5445 | 67.6308 | 1
37.4124 | 65.4982 | 1
7.1639 | -0.35395 | 1
23.4965 | 52.5649 | 1
74.3639 | 8.8859 | 1
90.8186 | -28.2043 | 1
4.845 | 5.2067 | 1
69.399 | 3.7532 | 1
99.5998 | 65.4125 | 1
8.2491 | 60.1351 | 1
57.1831 | 55.6333 | 1
55.2495 | 23.094 | 1
32.6292 | -7.146 | 1
18.2482 | -24.2266 | 1
96.4116 | 9.3982 | 1
76.115 | 24.1978 | 1
33.4854 | -27.9372 | 1
87.8946 | -25.6477 | 1
5.8745 | 0.23831 | 1
86.8684 | -15.3634 | 1
72.5288 | 15.328 | 1
84.8354 | 57.4391 | 1
11.2558 | -5.4744 | 1
88.2109 | 56.4243 | 1
3.8159 | 6.3066 | 1
55.0632 | -29.5721 | 1
27.7667 | 6.8752 | 1
77.0985 | -10.3227 | 1
32.4054 | 14.7786 | 1
47.7975 | -3.8687 | 1
99.288 | 49.1251 | 1
19.9 | 52.9973 | 1
93.457 | 28.7173 | 1
89.6164 | 49.1075 | 1
11.1575 | -24.1246 | 1
81.1777 | 14.2836 | 1
62.4888 | -2.4589 | 1
75.0707 | 44.0281 | 1
23.4165 | -8.7304 | 1
11.2236 | -2.4798 | 1
95.7179 | -12.3267 | 1
62.6834 | 45.9043 | 1
4.9424 | 13.4815 | 1
12.3407 | -12.4114 | 1
22.1741 | -29.4579 | 1
24.7122 | -14.9008 | 1
44.5879 | 28.6972 | 1
45.1909 | -14.0201 | 1
65.4176 | 47.9545 | 1
69.8288 | 3.4274 | 1
83.6347 | 12.8802 | 1
85.6323 | 17.7602 | 1
41.1035 | 10.7654 | 1
52.0252 | 57.8057 | 1
29.7454 | 51.7987 | 1
3.7502 | 14.3469 | 1
9.3424 | -15.768 | 1
10.3217 | 52.283 | 1
52.6251 | 65.9649 | 1
81.0017 | 19.7001 | 1
3.5452 | -19.4597 | 1
99.0928 | -14.1781 | 1
66.219 | -29.6419 | 1
77.7826 | 3.8116 | 1
5.1112 | 0.58002 | 1
96.4816 | 16.4204 | 1
65.3624 | -16.5585 | 1
99.3658 | 17.3843 | 1
25.7736 | -26.2471 | 1
15.3687 | 62.9468 | 1
3.9357 | 28.8177 | 1
68.6286 | 45.5011 | 1
28.4361 | 64.7994 | 1
60.7191 | 30.4291 | 1
59.4179 | 57.6855 | 1
96.2668 | -17.9849 | 1
94.4351 | 27.5325 | 1
97.9791 | 35.1647 | 1
83.7605 | 13.8018 | 1
0.2151 | 26.2466 | 1
0.49946 | 68.9375 | 1
68.3446 | -6.1499 | 1
23.9977 | 19.6793 | 1
73.7041 | 55.2109 | 1
68.8234 | -21.437 | 1
72.4125 | 37.5283 | 1
16.3445 | 42.5764 | 1
76.9886 | -19.8362 | 1
65.1737 | 58.9529 | 1
19.1842 | 58.0311 | 1
98.5798 | 2.3268 | 1
69.1246 | 10.0209 | 1
62.5265 | -17.9369 | 1
93.6183 | 39.5858 | 1
82.4596 | 28.961 | 1
79.6208 | 6.8872 | 1
83.4425 | 43.5846 | 1
47.754 | -0.8273 | 1
38.5887 | 8.2174 | 1
18.8472 | -9.5818 | 1
81.6984 | -3.6105 | 1
33.6516 | 58.1003 | 1
14.2028 | 58.7892 | 1
7.6763 | 30.2973 | 1
98.7174 | 9.5274 | 1
93.6941 | 7.5351 | 1
96.2343 | 25.1501 | 1
32.4866 | 39.4168 | 1
78.6305 | 35.2531 | 1
2.2376 | -3.8386 | 1
24.5617 | -6.8653 | 1
87.5529 | -19.7834 | 1
41.4779 | 46.2575 | 1
94.5386 | 38.3676 | 1
75.7087 | 37.6039 | 1
4.8788 | 58.8684 | 1
68.8567 | 11.4756 | 1
8.6646 | 50.3627 | 1
24.0781 | 29.2962 | 1
74.2031 | 12.607 | 1
52.9217 | 2.6276 | 1
63.6488 | 69.2172 | 1
29.2428 | 15.1984 | 1
24.4204 | 27.7286 | 1
48.5691 | 7.3113 | 1
66.4017 | -29.3279 | 1
12.5249 | 38.9233 | 1
70.3811 | 52.4954 | 1
60.2411 | 19.8943 | 1
48.8201 | 28.0558 | 1
91.1454 | -7.7961 | 1
26.3452 | -21.4934 | 1
63.071 | -15.161 | 1
98.4895 | 10.937 | 1
94.873 | 13.1784 | 1
93.0984 | 9.3483 | 1
2.293 | 9.4283 | 1
45.0423 | 0.09632 | 1
74.3001 | -10.3258 | 1
89.6834 | 39.0952 | 1
53.4762 | -26.1955 | 1
55.5047 | 43.9637 | 1
99.8943 | -18.3321 | 1
31.5614 | 67.2806 | 1
76.5123 | 3.1475 | 1
20.0105 | -16.7813 | 1
56.2335 | 55.5966 | 1
6.0669 | -29.1835 | 1
65.593 | 26.2186 | 1
49.4833 | 15.6039 | 1
72.8057 | 16.8058 | 1
44.5549 | 41.3558 | 1
89.9074 | -9.4869 | 1
77.7249 | 54.9351 | 1
17.8916 | 21.0011 | 1
77.0195 | 26.5234 | 1
66.4349 | 27.2119 | 1
54.9701 | -12.5991 | 1
74.3721 | 20.2863 | 1
55.6749 | -7.0382 | 1
28.3909 | -15.9034 | 1
44.9125 | 27.6632 | 1
72.3667 | 14.6271 | 1
7.8604 | 48.294 | 1
87.4336 | 1.1295 | 1
16.204 | -1.0327 | 1
73.3713 | 65.6348 | 1
35.222 | 37.3024 | 1
86.333 | 13.9742 | 1
53.509 | -8.1584 | 1
9.5552 | 49.1499 | 1
98.9317 | 22.9996 | 1
20.4062 | 41.5994 | 1
13.2999 | -16.3365 | 1
47.7453 | 63.978 | 1
61.3688 | 43.3681 | 1
99.6206 | 38.7954 | 1
4.7121 | 32.1975 | 1
95.9578 | 54.9647 | 1
14.9894 | -3.585 | 1
85.6839 | 1.7698 | 1
87.1802 | 52.2923 | 1
9.1768 | 64.7554 | 1
92.8741 | 11.1277 | 1
52.7475 | -6.314 | 1
65.2976 | 13.6544 | 1
27.1251 | 28.1301 | 1
11.7852 | 43.6718 | 1
76.3091 | -21.4294 | 1
98.2963 | -5.1411 | 1
10.167 | 27.1403 | 1
17.2627 | -14.057 | 1
61.2823 | 29.5043 | 1
79.4752 | 2.4833 | 1
40.2849 | -19.5507 | 1
51.2932 | -26.0492 | 1
29.6652 | 21.4894 | 1
26.7713 | -16.4678 | 1
57.0206 | 27.3139 | 1
21.4448 | 48.0656 | 1
53.7588 | -17.98 | 1
4.414 | -17.6383 | 1
72.7528 | -2.6665 | 1
20.5574 | 46.136 | 1
72.0373 | 11.7425 | 1
47.521 | 68.4768 | 1
60.8236 | 8.7591 | 1
23.2717 | 31.2455 | 1
29.0912 | 65.8344 | 1
17.0036 | 49.9514 | 1
75.0418 | -4.8545 | 1
27.0161 | 10.5267 | 1
42.1689 | 28.3833 | 1
8.6053 | 56.0862 | 1
1.8916 | 3.0358 | 1
97.5367 | 17.1669 | 1
5.996 | 63.3769 | 1
46.8967 | -16.1034 | 1
29.1229 | -27.115 | 1
11.1884 | 67.8253 | 1
67.2952 | -4.1174 | 1
71.6737 | 29.8175 | 1
96.7989 | -24.1808 | 1
71.5386 | 14.7116 | 1
95.3805 | 48.3072 | 1
21.3957 | -1.9143 | 1
62.8418 | 41.0037 | 1
61.5962 | -16.9131 | 1
13.0903 | 24.2895 | 1
10.6611 | 44.0006 | 1
53.8508 | 63.1474 | 1
31.836 | -8.8545 | 1
13.145 | -7.2404 | 1
57.0335 | 15.9646 | 1
25.5456 | -18.2838 | 1
77.2137 | 1.9891 | 1
50.4129 | 19.0665 | 1
13.8201 | -7.3258 | 1
67.91 | -26.1772 | 1
31.2487 | 11.8015 | 1
30.8805 | 25.8424 | 1
30.073 | 13.7429 | 1
57.0461 | 20.8463 | 1
82.7575 | 28.2013 | 1
86.7107 | -3.5095 | 1
79.214 | 34.7853 | 1
42.3179 | 1.7332 | 1
83.0349 | 66.8253 | 1
46.9783 | 52.6918 | 1
86.0309 | 43.1777 | 1
51.1526 | 64.7425 | 1
60.23 | 48.3087 | 1
90.6918 | 37.5236 | 1
55.4359 | 63.9213 | 1
75.8087 | -21.6639 | 1
24.5988 | -4.2107 | 1
91.1376 | 67.8412 | 1
55.7636 | 45.2328 | 1
79.9493 | 31.6147 | 1
36.1223 | 33.5131 | 1
38.4767 | 50.4422 | 1
39.4499 | 8.4042 | 1
76.9057 | 2.0175 | 1
48.8171 | 32.9234 | 1
22.9347 | 63.5072 | 1
40.9814 | 41.1795 | 1
89.2005 | -18.8073 | 1
50.5664 | 69.7735 | 1
68.1412 | 47.7683 | 1
36.5787 | -10.4938 | 1
87.7616 | -21.9064 | 1
82.7533 | -3.2701 | 1
33.8558 | 56.7608 | 1
34.2943 | -2.7541 | 1
18.8631 | -17.4824 | 1
53.9456 | 41.6388 | 1
61.4386 | 34.4016 | 1
96.8585 | 6.0969 | 1
16.89 | -4.7035 | 1
97.6323 | 18.1072 | 1
64.1709 | -20.6655 | 1
24.369 | -17.9062 | 1
24.9526 | 59.5541 | 1
69.9348 | -20.9056 | 1
25.8682 | 53.3778 | 1
90.1932 | 26.1967 | 1
65.2609 | 30.8171 | 1
85.8822 | 33.8425 | 1
86.3849 | 28.3249 | 1
94.488 | 29.7843 | 1
99.5933 | 15.7589 | 1
77.5863 | -17.5099 | 1
43.6701 | 53.3428 | 1
41.5106 | 22.2893 | 1
31.9109 | 59.0792 | 1
17.9362 | 11.4248 | 1
65.6474 | -7.3674 | 1
78.1393 | 33.3024 | 1
84.2667 | 17.0361 | 1
47.7696 | 39.8728 | 1
29.255 | 11.0041 | 1
34.3194 | 21.3992 | 1
72.3019 | -17.1348 | 1
0.33219 | -18.0291 | 1
77.3227 | 25.4823 | 1
32.3914 | 35.1876 | 1
26.9209 | -16.9404 | 1
77.6078 | -21.0349 | 1
2.3233 | 31.5351 | 1
93.7305 | 40.6335 | 1
69.3037 | -10.8402 | 1
87.1182 | 35.9834 | 1
82.5378 | -19.8293 | 1
37.2024 | 37.3835 | 1
86.1016 | 23.0922 | 1
15.2878 | 15.9473 | 1
26.1108 | 60.0363 | 1
15.8208 | -15.1774 | 1
39.4005 | 62.4815 | 1
46.0741 | -6.0814 | 1
59.8653 | -11.5148 | 1
69.3079 | 15.0616 | 1
53.4071 | -18.6277 | 1
35.2849 | -0.44064 | 1
74.2828 | 29.3343 | 1
48.0888 | 60.0546 | 1
71.7918 | -20.5698 | 1
39.0306 | -7.3464 | 1
7.0139 | 65.9837 | 1
47.6573 | 69.0966 | 1
97.7534 | 68.9902 | 1
35.4393 | 58.2087 | 1
24.4012 | 59.8097 | 1
52.6603 | -20.3094 | 1
54.1522 | 5.1711 | 1
73.2815 | 57.379 | 1
44.4772 | 59.491 | 1
75.9585 | 52.4298 | 1
71.5264 | 27.8536 | 1
84.319 | -27.7772 | 1
71.3289 | 19.5924 | 1
5.7623 | 17.4733 | 1
74.6282 | 4.2994 | 1
50.7385 | -20.9469 | 1
23.5876 | 49.8467 | 1
13.3806 | 40.0379 | 1
60.7962 | 45.7076 | 1
99.1773 | 6.5218 | 1
72.9592 | 15.5122 | 1
18.4062 | 64.8984 | 1
81.5813 | -1.4135 | 1
30.7879 | -10.899 | 1
44.8299 | 36.8031 | 1
15.0069 | 46.4415 | 1
60.7522 | 31.1212 | 1
96.0755 | -18.1028 | 1
46.9859 | 54.8612 | 1
33.575 | 47.7396 | 1
87.5117 | 32.0952 | 1
90.5458 | 3.285 | 1
81.2727 | 59.7638 | 1
36.7041 | 58.3777 | 1
84.5757 | 40.9936 | 1
6.8425 | 69.0964 | 1
51.5309 | 53.6027 | 1
20.4546 | 2.2541 | 1
11.5282 | 60.8386 | 1
67.4801 | 17.3574 | 1
47.878 | 23.4302 | 1
75.6803 | 54.734 | 1
14.6189 | 26.5444 | 1
4.9645 | 56.9003 | 1
57.4813 | -25.7176 | 1
82.5343 | 34.0945 | 1
33.5135 | 10.5632 | 1
64.2558 | 1.3146 | 1
13.0919 | -28.5425 | 1
5.6513 | 46.359 | 1
37.3588 | -18.4693 | 1
17.5952 | 42.3734 | 1
65.0256 | 65.4054 | 1
15.7027 | -0.32742 | 1
55.2186 | 14.234 | 1
46.4689 | 20.451 | 1
2.2862 | 33.797 | 1
90.0457 | 33.9846 | 1
28.7019 | -21.18 | 1
27.4992 | 41.7219 | 1
44.9849 | -20.7757 | 1
72.5845 | 36.9636 | 1
99.8865 | 64.2135 | 1
18.1804 | 2.9236 | 1
53.4198 | 68.5975 | 1
35.1977 | -29.31 | 1
87.4734 | -13.8031 | 1
35.0212 | -20.911 | 1
37.9397 | 28.5603 | 1
24.8372 | 48.6573 | 1
87.4906 | 48.011 | 1
96.4364 | -16.2435 | 1
67.8274 | 2.9137 | 1
81.2211 | 20.1837 | 1
26.4225 | -6.8746 | 1
96.3936 | -18.9042 | 1
45.7698 | 52.0713 | 1
55.2114 | 39.9183 | 1
78.4461 | 42.9126 | 1
53.331 | 48.3595 | 1
93.5532 | -18.7772 | 1
48.1616 | 39.123 | 1
69.7793 | 61.2483 | 1
56.6074 | 28.0265 | 1
92.5922 | 45.6805 | 1
38.6587 | -19.2491 | 1
40.5251 | 34.5267 | 1
58.337 | 45.5991 | 1
41.9652 | 41.2654 | 1
5.044 | 58.234 | 1
63.4015 | 4.8307 | 1
35.9343 | 53.7549 | 1
41.4614 | 2.9215 | 1
80.1997 | 56.2397 | 1
96.0891 | 12.9824 | 1
73.1919 | 66.4545 | 1
59.6142 | 62.1717 | 1
55.4988 | 55.1694 | 1
91.7151 | 42.6279 | 1
32.4394 | 39.4381 | 1
97.2375 | 12.9887 | 1
59.3152 | 59.3963 | 1
25.8727 | 32.8394 | 1
86.9866 | 33.4665 | 1
66.4691 | 19.5571 | 1
99.6284 | 61.3286 | 1
84.7377 | -18.9066 | 1
24.4768 | -6.0893 | 1
4.7411 | -21.1039 | 1
3.1187 | 59.9819 | 1
77.4543 | -6.8702 | 1
78.9261 | 20.8751 | 1
19.2835 | 33.4952 | 1
42.8421 | 60.2013 | 1
64.203 | -8.133 | 1
73.6406 | 7.8463 | 1
29.8421 | 0.81292 | 1
65.2999 | 26.7892 | 1
32.8659 | 32.0779 | 1
46.1386 | -3.8898 | 1
71.8967 | 17.121 | 1
18.3081 | -12.5251 | 1
9.3703 | 2.7958 | 1
83.642 | -6.3713 | 1
55.1942 | 17.7297 | 1
2.2502 | -23.7986 | 1
15.1793 | 20.5657 | 1
79.954 | 5.3259 | 1
54.5943 | -24.3501 | 1
94.3556 | -12.9906 | 1
88.746 | -3.8385 | 1
96.1526 | -12.8415 | 1
6.9567 | 66.3214 | 1
95.8449 | 42.1864 | 1
62.2773 | 52.8482 | 1
4.0945 | 12.8596 | 1
28.4757 | 24.7086 | 1
49.0139 | 55.3291 | 1
48.8885 | -6.0352 | 1
35.9656 | 24.5839 | 1
47.4608 | 19.5022 | 1
45.3244 | -22.278 | 1
5.4283 | -27.2308 | 1
29.523 | -23.9429 | 1
70.4736 | 21.1263 | 1
13.5481 | 45.3034 | 1
28.8169 | -27.529 | 1
28.1024 | -24.642 | 1
94.904 | 13.712 | 1
35.0734 | 5.6043 | 1
84.7947 | 5.0035 | 1
55.0628 | -13.8638 | 1
73.1979 | -12.1139 | 1
37.7681 | 64.1944 | 1
21.8845 | 13.6277 | 1
10.5216 | 17.6721 | 1
100.0557 | -13.7465 | 1
35.8032 | 38.3296 | 1
41.466 | 42.7415 | 1
91.1631 | 50.1279 | 1
36.1851 | 7.1428 | 1
49.3612 | 16.4735 | 1
57.5955 | -7.9996 | 1
17.2604 | 23.0959 | 1
33.8804 | -19.2601 | 1
3.2838 | 37.2261 | 1
77.1539 | -18.9391 | 1
15.5703 | 56.2691 | 1
12.1949 | 39.151 | 1
84.7577 | 42.7058 | 1
26.0727 | -9.6791 | 1
31.6169 | 12.9962 | 1
79.0569 | -8.2531 | 1
14.6765 | 15.342 | 1
91.3393 | 33.8284 | 1
73.3778 | -10.1292 | 1
95.9968 | -14.2112 | 1
55.9358 | -8.3306 | 1
72.6944 | 46.5091 | 1
84.4467 | 53.9643 | 1
33.8009 | -13.4757 | 1
73.7441 | 57.4969 | 1
49.2045 | -18.095 | 1
2.6243 | -25.1795 | 1
50.1784 | 20.6042 | 1
69.1143 | 28.5328 | 1
68.291 | 30.093 | 1
53.3337 | 37.1222 | 1
66.0193 | -16.7545 | 1
0.057041 | 68.8621 | 1
84.8008 | 40.1913 | 1
28.7197 | 49.0793 | 1
92.367 | 37.1214 | 1
9.2186 | 39.3628 | 1
29.3883 | 2.935 | 1
83.6918 | -24.4629 | 1
59.8577 | 15.3737 | 1
3.379 | 44.5482 | 1
39.8637 | -15.0529 | 1
99.5567 | -4.5036 | 1
8.1292 | 42.7951 | 1
32.2312 | 25.1714 | 1
27.0711 | -11.7363 | 1
80.7562 | 17.4847 | 1
66.7316 | -10.0123 | 1
72.6724 | -24.0451 | 1
90.3879 | -16.9067 | 1
30.7361 | 66.7103 | 1
88.7626 | 8.7101 | 1
95.8951 | 35.9578 | 1
60.1593 | -4.5112 | 1
77.2903 | 18.5422 | 1
69.3532 | 15.9619 | 1
91.2269 | -6.838 | 1
46.5548 | 50.2255 | 1
96.0524 | 29.5491 | 1
75.0979 | 29.1796 | 1
76.0306 | -15.7476 | 1
11.3835 | 49.86 | 1
79.6008 | 30.7131 | 1
10.187 | -14.4928 | 1
8.1006 | 37.8816 | 1
61.4801 | 30.0201 | 1
98.7179 | 29.5469 | 1
10.4091 | 24.1396 | 1
53.7185 | 60.0112 | 1
90.0992 | 12.4737 | 1
58.7178 | -26.2651 | 1
48.2632 | -27.4161 | 1
73.1643 | 3.6123 | 1
42.1562 | 42.9353 | 1
2.6844 | -7.6495 | 1
29.1507 | 57.5995 | 1
17.8543 | 18.0611 | 1
95.2183 | 59.1354 | 1
36.8949 | 40.4237 | 1
54.5865 | 36.1654 | 1
92.7495 | 50.0172 | 1
92.2184 | 52.4476 | 1
38.6221 | -5.6363 | 1
29.6418 | -20.4861 | 1
99.5263 | -0.7034 | 1
44.5536 | -8.4914 | 1
43.8341 | -16.0015 | 1
17.3437 | 56.444 | 1
79.33 | -7.1216 | 1
61.9479 | 47.1773 | 1
69.7885 | 17.9211 | 1
9.333 | -18.2291 | 1
17.1248 | 52.7622 | 1
75.8328 | -6.8367 | 1
89.5151 | 18.9867 | 1
34.2883 | 57.6863 | 1
95.5851 | -4.899 | 1
96.3517 | 61.2721 | 1
42.5082 | -2.207 | 1
63.7328 | 2.56 | 1
49.0123 | -22.2088 | 1
64.8833 | 56.9591 | 1
18.2548 | 37.7886 | 1
42.7816 | 57.7061 | 1
42.273 | 30.8597 | 1
61.1516 | 48.1798 | 1
77.3826 | 21.0575 | 1
40.0693 | 15.5615 | 1
55.8979 | 5.0306 | 1
6.7351 | 15.2147 | 1
47.575 | -5.5627 | 1
32.5586 | -10.9195 | 1
100.6724 | 55.1748 | 1
18.44 | 16.2869 | 1
3.7306 | -19.9149 | 1
56.3953 | 9.4754 | 1
51.3209 | 66.5937 | 1
22.6759 | 13.5436 | 1
25.1878 | 35.2078 | 1
37.6812 | -19.8118 | 1
75.5187 | -12.2737 | 1
25.1159 | 5.872 | 1
12.1001 | 8.2755 | 1
78.7801 | -9.7955 | 1
55.5337 | 64.7432 | 1
57.1329 | 67.2097 | 1
81.8995 | -23.3141 | 1
78.722 | -12.9658 | 1
81.1345 | 62.148 | 1
44.8151 | 14.3981 | 1
14.7662 | 51.7891 | 1
52.0079 | 53.8831 | 1
77.3535 | 20.9021 | 1
45.7757 | 48.9966 | 1
97.2832 | 8.7892 | 1
76.9067 | 7.838 | 1
0.47363 | -10.7027 | 1
45.2071 | -12.2006 | 1
28.2523 | -8.9264 | 1
39.6203 | 43.9985 | 1
51.1263 | 12.1037 | 1
58.4471 | -16.2562 | 1
75.8332 | 19.9219 | 1
13.9352 | 19.3998 | 1
20.9047 | -3.3788 | 1
25.0048 | -20.0463 | 1
39.3443 | 24.4175 | 1
22.8542 | -28.0701 | 1
54.3869 | 50.5701 | 1
48.9127 | 5.2626 | 1
67.6676 | 8.787 | 1
84.2454 | -11.1752 | 1
26.3888 | 20.2738 | 1
100.0033 | 49.8659 | 1
22.6847 | 13.0816 | 1
57.7943 | -10.6787 | 1
28.9185 | 35.6598 | 1
44.606 | 61.6383 | 1
66.838 | 23.0657 | 1
8.2846 | 47.6959 | 1
69.0969 | 68.0024 | 1
100.3535 | -27.9933 | 1
84.4034 | 4.4025 | 1
39.6215 | 10.2602 | 1
77.6408 | 1.4061 | 1
86.0855 | 27.9902 | 1
0.24611 | -12.0367 | 1
55.3764 | 9.592 | 1
9.381 | 12.5617 | 1
73.3404 | 54.2522 | 1
8.4488 | 44.6974 | 1
68.426 | -14.9575 | 1
80.8264 | -12.5518 | 1
37.9993 | 28.5884 | 1
16.1296 | 9.0494 | 1
81.0322 | -6.6555 | 1
73.8642 | 44.0608 | 1
76.1462 | -21.486 | 1
74.1429 | 26.0513 | 1
13.8974 | -29.306 | 1
81.5493 | 46.8968 | 1
5.6375 | 15.969 | 1
98.8799 | -29.8702 | 1
61.9038 | 56.5574 | 1
48.3017 | 40.8088 | 1
74.0045 | 14.6531 | 1
58.0797 | 39.8205 | 1
87.8941 | -17.5931 | 1
96.8348 | -2.7195 | 1
59.7802 | 2.647 | 1
11.635 | 52.2642 | 1
70.3305 | 53.5678 | 1
7.1649 | 14.4272 | 1
52.0654 | 50.014 | 1
73.5551 | 26.8856 | 1
18.2484 | 8.6559 | 1
46.1122 | 69.2442 | 1
60.9488 | 23.2127 | 1
41.5633 | 29.7512 | 1
18.2072 | -6.7627 | 1
24.2959 | 5.1126 | 1
9.6896 | 62.7055 | 1
26.0058 | -0.12157 | 1
44.7012 | 63.5467 | 1
47.1114 | -8.4708 | 1
90.3529 | -10.3523 | 1
16.5077 | 12.9336 | 1
9.2958 | 0.49245 | 1
26.3838 | -28.5286 | 1
38.1463 | -28.9347 | 1
49.4817 | 54.8538 | 1
1.7579 | 29.1393 | 1
76.9979 | 64.2252 | 1
46.8006 | 1.1853 | 1
79.8375 | 38.8159 | 1
42.8042 | -6.1041 | 1
29.031 | -12.8561 | 1
55.0739 | -14.0652 | 1
63.189 | 28.3693 | 1
63.1269 | 9.7516 | 1
60.2536 | 38.607 | 1
30.5381 | -19.6392 | 1
56.409 | -9.2903 | 1
20.1095 | 1.8787 | 1
100.4338 | -19.3441 | 1
18.6735 | 41.4611 | 1
36.5089 | -15.0162 | 1
12.6964 | -28.0326 | 1
69.5076 | -13.6858 | 1
93.5499 | 55.6145 | 1
41.4964 | 24.0977 | 1
6.8035 | 37.067 | 1
95.0987 | -17.1591 | 1
52.5853 | -4.3077 | 1
49.8947 | 59.7642 | 1
56.7316 | 41.4996 | 1
62.3303 | 64.8489 | 1
95.4018 | 44.7388 | 1
87.7574 | -21.6801 | 1
43.1126 | 10.0357 | 1
74.8777 | 13.8725 | 1
29.7161 | 48.5981 | 1
71.7731 | 29.9447 | 1
14.8985 | 55.8903 | 1
46.6944 | 53.6104 | 1
63.3295 | -24.3974 | 1
91.35 | 49.3407 | 1
41.3115 | -6.6246 | 1
53.5642 | 17.8661 | 1
0.65375 | 27.4959 | 1
37.9762 | 45.6265 | 1
69.0511 | -15.8127 | 1
14.5618 | 67.6055 | 1
58.2881 | -7.6554 | 1
29.0223 | -26.12 | 1
8.2163 | -0.82447 | 1
20.8189 | 65.5777 | 1
48.8148 | -13.7169 | 1
32.8628 | 2.1691 | 1
82.532 | 4.3768 | 1
24.072 | 60.7389 | 1
83.9719 | 49.45 | 1
54.4872 | 46.2537 | 1
75.4536 | 55.3925 | 1
49.6038 | 8.0728 | 1
69.0815 | 66.4028 | 1
91.2929 | 8.2132 | 1
94.2861 | 37.2503 | 1
21.1608 | 17.0223 | 1
28.0959 | -10.2316 | 1
27.3094 | 2.7497 | 1
40.35 | 21.0124 | 1
62.5762 | 42.5723 | 1
26.2765 | -12.881 | 1
34.6611 | 29.4147 | 1
6.3314 | 24.8071 | 1
2.559 | 35.6281 | 1
25.8449 | 53.3331 | 1
17.1156 | 17.7811 | 1
68.7783 | 68.7661 | 1
45.8749 | 62.9524 | 1
37.0961 | 18.8048 | 1
35.617 | 11.9411 | 1
73.0937 | 6.0414 | 1
24.3526 | 54.9248 | 1
28.0123 | 57.6789 | 1
38.7666 | -0.48483 | 1
91.4385 | 60.0471 | 1
18.8579 | -23.2652 | 1
71.4195 | 68.5092 | 1
96.2752 | 46.1155 | 1
86.4332 | 30.3656 | 1
15.8338 | 15.146 | 1
43.8462 | 39.3834 | 1
99.7978 | -27.3392 | 1
2.7479 | -1.3909 | 1
80.809 | 41.5692 | 1
11.14 | -5.3192 | 1
43.3756 | -12.9332 | 1
58.3846 | -0.32123 | 1
15.2182 | 46.7115 | 1
57.8006 | 11.1917 | 1
49.3689 | 13.4377 | 1
22.9587 | 13.6344 | 1
70.6144 | 10.5564 | 1
36.3826 | 14.947 | 1
60.8858 | 68.591 | 1
75.5527 | -19.9777 | 1
84.4099 | 36.5202 | 1
68.8274 | 49.6438 | 1
9.0263 | -11.0027 | 1
83.8958 | 31.6189 | 1
64.999 | -9.9228 | 1
25.6836 | -23.7894 | 1
3.1657 | -19.904 | 1
95.9758 | 62.364 | 1
1.96 | 18.9593 | 1
5.1507 | 27.7423 | 1
60.8599 | 11.3752 | 1
5.9346 | 64.8078 | 1
51.2972 | 2.3381 | 1
20.3599 | 57.9638 | 1
11.3696 | 27.0356 | 1
34.2838 | -19.8142 | 1
7.1967 | 39.9066 | 1
36.1181 | 53.0895 | 1
72.732 | 2.4268 | 1
56.1879 | -26.3324 | 1
19.2007 | -13.3213 | 1
23.0873 | -11.6494 | 1
25.0858 | 1.2728 | 1
68.7639 | -25.246 | 1
36.5515 | 61.557 | 1
77.9504 | -5.6891 | 1
60.5019 | 56.9511 | 1
28.5715 | 17.1259 | 1
31.1759 | 4.8556 | 1
40.4149 | -11.4973 | 1
62.5829 | -20.3865 | 1
71.6029 | -7.0101 | 1
8.6373 | 9.5121 | 1
47.954 | -16.1416 | 1
71.57 | -8.175 | 1
53.0884 | 54.4481 | 1
74.8851 | 47.4886 | 1
67.1543 | -12.3515 | 1
24.8573 | -23.3515 | 1
21.3603 | 63.4799 | 1
38.6127 | 33.0527 | 1
15.9064 | 63.6298 | 1
24.6321 | 60.4811 | 1
55.7763 | 6.9666 | 1
21.269 | -24.0751 | 1
44.2113 | -23.7162 | 1
66.8166 | -13.6751 | 1
14.3596 | 12.4486 | 1
40.3055 | 54.4619 | 1
35.9311 | 34.9788 | 1
82.225 | -23.2503 | 1
36.0288 | 63.7645 | 1
24.5769 | -27.2896 | 1
45.5469 | -7.9593 | 1
28.0364 | 68.3855 | 1
82.0518 | -27.829 | 1
100.3708 | 3.4549 | 1
20.1885 | -10.1292 | 1
35.7773 | 13.6973 | 1
82.4639 | 28.4845 | 1
29.8085 | 60.4953 | 1
18.0828 | 35.4281 | 1
97.4207 | -24.4645 | 1
88.6867 | -15.6051 | 1
14.4227 | -12.5135 | 1
40.1802 | 61.8337 | 1
20.5645 | -21.3878 | 1
39.6661 | -2.1029 | 1
66.996 | 20.1557 | 1
35.9225 | -17.8505 | 1
46.9123 | 39.9983 | 1
10.3578 | 34.2821 | 1
28.6263 | 11.1846 | 1
0.47715 | 33.4752 | 1
23.473 | 23.2983 | 1
32.4025 | 13.0419 | 1
77.5364 | 30.1962 | 1
19.4466 | 8.8958 | 1
0.7203 | 56.8401 | 1
95.613 | 54.3732 | 1
61.3618 | -16.3995 | 1
41.3457 | 8.4297 | 1
85.3444 | 59.0263 | 1
2.2719 | 48.1769 | 1
79.7154 | -17.5519 | 1
83.2215 | 8.7145 | 1
82.4012 | 44.5026 | 1
96.7098 | 61.0683 | 1
36.3028 | 23.8417 | 1
93.7556 | 11.0048 | 1
83.6523 | 61.3687 | 1
64.8007 | -20.6895 | 1
99.1332 | 15.5003 | 1
12.5932 | -23.4729 | 1
10.8703 | -20.6325 | 1
33.3237 | -19.4449 | 1
63.3021 | -2.1923 | 1
27.0059 | -3.4333 | 1
93.6294 | 66.2898 | 1
45.5678 | 19.5887 | 1
35.8408 | 55.6058 | 1
25.675 | 5.9911 | 1
20.1229 | 54.0035 | 1
69.4992 | 19.5425 | 1
53.3763 | -22.416 | 1
78.8224 | -24.5526 | 1
50.1363 | 56.7441 | 1
98.6293 | -5.9852 | 1
48.9538 | -28.4298 | 1
77.1783 | 19.9151 | 1
40.2753 | -17.6107 | 1
19.597 | 66.7753 | 1
52.2586 | 63.3753 | 1
62.8016 | 0.71639 | 1
55.5429 | -14.2054 | 1
49.2815 | 24.8137 | 1
49.4743 | 37.8014 | 1
31.6376 | -17.366 | 1
45.4854 | -29.5346 | 1
35.0056 | 32.8598 | 1
10.6699 | 44.8182 | 1
58.1442 | 48.9437 | 1
60.81 | -12.6494 | 1
97.4013 | 21.0001 | 1
25.0121 | -11.6607 | 1
45.7023 | 0.85082 | 1
44.5939 | 24.6622 | 1
69.1241 | 55.0037 | 1
75.6087 | 63.5883 | 1
18.8409 | -15.7708 | 1
80.115 | 15.5706 | 1
81.0665 | 1.1522 | 1
57.8978 | -16.2591 | 1
3.1322 | -7.283 | 1
30.1629 | -19.4816 | 1
8.112 | -22.9616 | 1
21.0381 | 44.5325 | 1
54.1211 | -5.6817 | 1
24.6612 | 20.8074 | 1
74.3774 | -22.9314 | 1
87.0711 | 54.2627 | 1
8.2248 | -7.8188 | 1
84.5447 | 8.8656 | 1
37.5674 | 10.4312 | 1
5.8006 | 61.9225 | 1
49.5869 | 11.4742 | 1
98.6421 | 31.1781 | 1
30.8926 | 65.9521 | 1
91.2514 | 7.3233 | 1
5.943 | -0.78975 | 1
84.5098 | 43.7582 | 1
44.837 | -2.0293 | 1
81.1079 | 25.0763 | 1
24.4047 | 57.6258 | 1
50.2927 | -22.3295 | 1
12.1931 | 9.6205 | 1
25.1138 | 23.857 | 1
81.7606 | 31.8264 | 1
35.6008 | 45.7335 | 1
7.4581 | -5.3467 | 1
72.9188 | 36.0239 | 1
12.3047 | -12.7027 | 1
81.4905 | 68.8229 | 1
93.0454 | 57.2805 | 1
98.5731 | 61.7165 | 1
11.367 | 50.1168 | 1
12.7013 | 62.986 | 1
91.8654 | 9.5579 | 1
79.807 | 46.4637 | 1
61.843 | -9.6773 | 1
44.0694 | 38.4882 | 1
56.5963 | -5.7236 | 1
63.571 | 69.7371 | 1
59.7235 | 11.9088 | 1
65.4857 | -2.6046 | 1
63.4042 | 52.3411 | 1
66.0036 | 55.2406 | 1
33.4192 | 60.0176 | 1
46.515 | 36.0558 | 1
28.5113 | 60.4868 | 1
86.8019 | 6.4749 | 1
80.4023 | 49.5282 | 1
7.8173 | 11.0565 | 1
18.4115 | 44.2254 | 1
51.0321 | 29.0432 | 1
60.1456 | -14.5477 | 1
30.3392 | -20.6108 | 1
81.8693 | 42.325 | 1
42.2081 | 61.0168 | 1
28.4859 | 63.744 | 1
77.8288 | -28.5804 | 1
28.851 | 65.098 | 1
100.9122 | -7.6483 | 1
54.0783 | 3.3808 | 1
30.2302 | 26.2045 | 1
63.1628 | 60.5417 | 1
83.2824 | -16.4157 | 1
17.5914 | 53.8252 | 1
28.7604 | 30.6562 | 1
99.3238 | 4.3954 | 1
72.6162 | 50.2838 | 1
41.2177 | 40.381 | 1
4.2921 | 41.9334 | 1
1.877 | 31.803 | 1
33.0059 | 46.2466 | 1
68.8487 | 3.5948 | 1
88.5424 | 55.9084 | 1
91.0396 | 34.1952 | 1
0.95919 | 36.1276 | 1
96.9106 | 4.0347 | 1
18.1161 | -29.3177 | 1
41.9385 | -8.6888 | 1
71.018 | 37.4173 | 1
14.6148 | 56.2853 | 1
24.3131 | 44.919 | 1
5.5086 | 11.8092 | 1
17.4719 | -12.4318 | 1
31.0435 | -1.4149 | 1
40.2678 | 44.2085 | 1
82.2434 | 6.4573 | 1
41.7349 | 15.5139 | 1
17.7134 | -24.5256 | 1
94.293 | 53.3572 | 1
46.358 | 43.7735 | 1
61.9434 | -25.6432 | 1
95.0656 | 23.5854 | 1
73.016 | -14.2717 | 1
35.4677 | 66.0739 | 1
85.3177 | 43.5579 | 1
50.9985 | -25.1261 | 1
12.1328 | 17.5211 | 1
73.4659 | 6.629 | 1
88.326 | 31.2937 | 1
78.3361 | 0.71969 | 1
54.0364 | 34.3416 | 1
96.0299 | 31.5332 | 1
20.4012 | -18.3719 | 1
41.6436 | -13.1879 | 1
2.2581 | 26.4849 | 1
97.8695 | 33.435 | 1
72.1051 | 18.0169 | 1
51.7936 | 4.9919 | 1
89.9666 | 11.5973 | 1
52.6213 | 43.7433 | 1
62.2277 | -20.7605 | 1
55.3969 | 49.7578 | 1
97.702 | 63.3796 | 1
19.3514 | 28.5685 | 1
20.0278 | 46.8418 | 1
58.8483 | 5.3495 | 1
51.0121 | 66.2657 | 1
26.3687 | 32.284 | 1
60.5246 | -8.9164 | 1
100.6261 | 46.0363 | 1
35.6681 | 12.3774 | 1
51.2491 | -15.2255 | 1
33.3639 | -13.3166 | 1
36.9705 | -29.4184 | 1
21.5213 | 49.4976 | 1
20.1232 | 55.4746 | 1
92.6811 | -13.8394 | 1
88.7794 | 58.1764 | 1
4.106 | -13.8938 | 1
41.2619 | -27.0842 | 1
49.603 | 56.0233 | 1
24.2189 | 52.4334 | 1
95.0907 | 64.8529 | 1
26.1817 | -20.0863 | 1
92.0556 | 64.9312 | 1
53.1456 | 55.0579 | 1
62.6147 | -4.0924 | 1
56.8432 | 38.5255 | 1
36.7289 | -23.3275 | 1
4.1406 | 45.2512 | 1
77.9822 | 7.7597 | 1
44.4196 | -13.8387 | 1
97.7454 | -9.9209 | 1
2.0857 | 50.2908 | 1
79.1 | 29.994 | 1
56.2855 | -8.7032 | 1
62.1988 | -11.1605 | 1
30.724 | 62.7207 | 1
75.7861 | 3.482 | 1
21.1132 | -17.8705 | 1
33.9734 | -7.5447 | 1
97.7503 | -7.3774 | 1
89.5719 | -5.9446 | 1
65.7845 | -16.1935 | 1
0.92487 | 49.9341 | 1
96.0628 | -10.1818 | 1
49.6099 | 1.0087 | 1
57.7124 | -26.1895 | 1
51.2248 | -6.4761 | 1
8.6665 | 5.3448 | 1
49.8441 | 47.4015 | 1
92.9384 | 44.686 | 1
57.0584 | 67.2836 | 1
65.1962 | 37.5627 | 1
68.3716 | 30.8968 | 1
10.429 | 9.2781 | 1
33.7259 | -2.8374 | 1
53.4769 | 10.6464 | 1
37.3171 | 4.9511 | 1
2.1932 | 35.1864 | 1
28.431 | 44.6137 | 1
56.1412 | 63.8489 | 1
94.1662 | 13.3723 | 1
31.447 | -19.1658 | 1
43.1314 | 67.2939 | 1
8.2357 | 25.1835 | 1
36.6015 | -8.2666 | 1
13.1874 | 53.29 | 1
97.3459 | 68.2997 | 1
98.6442 | 27.6431 | 1
86.9829 | 57.7172 | 1
59.144 | 56.5214 | 1
98.1212 | 50.6126 | 1
79.6837 | 27.7205 | 1
86.8134 | 68.0881 | 1
68.0142 | -14.827 | 1
15.2549 | 19.9641 | 1
73.8009 | 16.4084 | 1
59.1227 | 62.5244 | 1
55.0522 | -13.5114 | 1
55.5467 | 62.0313 | 1
71.8172 | 11.8722 | 1
92.3056 | -26.3962 | 1
17.1334 | -3.8758 | 1
100.3938 | 18.5277 | 1
2.4712 | -13.241 | 1
61.8562 | 24.0548 | 1
35.3553 | -17.9913 | 1
42.6503 | 3.6053 | 1
63.5886 | 69.696 | 1
1.1999 | -28.4896 | 1
50.3799 | 62.4648 | 1
12.8554 | -8.0523 | 1
71.1615 | 28.9667 | 1
20.7613 | 6.9655 | 1
81.8159 | -19.2978 | 1
14.3778 | -24.9326 | 1
66.047 | -12.9887 | 1
91.4323 | -3.7993 | 1
30.7993 | -4.4796 | 1
55.1429 | 7.8294 | 1
100.6364 | -19.3991 | 1
82.7843 | -21.191 | 1
6.5497 | 13.682 | 1
55.6544 | 7.537 | 1
42.8027 | 8.4404 | 1
68.254 | 42.9258 | 1
12.4191 | 50.519 | 1
35.4449 | -19.8262 | 1
44.8092 | -13.0819 | 1
32.22 | -8.0841 | 1
94.5829 | 30.1432 | 1
30.4168 | 48.7815 | 1
44.9012 | 24.9253 | 1
11.5554 | 50.1963 | 1
93.9522 | -29.9731 | 1
75.5054 | 52.4664 | 1
77.7972 | -27.68 | 1
87.9441 | 54.5677 | 1
76.9623 | 1.7265 | 1
59.5947 | 36.9152 | 1
92.1537 | 25.4565 | 1
1.6728 | 34.6646 | 1
28.9344 | -22.2611 | 1
64.0627 | 31.4739 | 1
58.6046 | 8.8787 | 1
8.9978 | -13.4823 | 1
99.7798 | -14.2783 | 1
30.1274 | 33.7009 | 1
71.9172 | -19.5381 | 1
72.76 | 21.2194 | 1
48.5799 | -11.7808 | 1
72.8533 | 4.243 | 1
69.0246 | 33.3266 | 1
33.2508 | 58.9251 | 1
12.5962 | 37.5255 | 1
81.8558 | 13.164 | 1
53.814 | 29.6103 | 1
74.1935 | 30.3399 | 1
60.0105 | -29.5631 | 1
47.5831 | 40.1407 | 1
31.9092 | 32.9563 | 1
61.6283 | 55.8486 | 1
69.3121 | -14.7915 | 1
1.896 | 8.1351 | 1
9.4219 | 59.1158 | 1
78.0859 | 68.4242 | 1
36.7505 | 21.768 | 1
62.3228 | -0.43349 | 1
82.3765 | 59.9707 | 1
27.191 | 25.5563 | 1
65.7552 | 17.3836 | 1
32.4379 | 36.2658 | 1
64.7933 | 35.8157 | 1
2.8256 | 68.4976 | 1
29.2598 | 1.6871 | 1
28.2542 | -13.4505 | 1
43.9584 | 26.5068 | 1
37.1426 | 55.9253 | 1
86.5713 | 23.5953 | 1
74.3789 | 15.1113 | 1
28.3493 | 50.0978 | 1
96.8247 | 50.1447 | 1
51.1071 | 2.6606 | 1
77.012 | 25.7594 | 1
56.7898 | 4.9354 | 1
62.3553 | 48.5989 | 1
36.7987 | 36.5236 | 1
3.6438 | 51.3393 | 1
87.0254 | 21.7862 | 1
41.5636 | 27.0736 | 1
97.7494 | 44.6236 | 1
36.5782 | 21.7673 | 1
2.6064 | 55.2261 | 1
57.1085 | -2.8049 | 1
57.2401 | 5.2645 | 1
6.4234 | -4.3751 | 1
86.8818 | 45.8689 | 1
99.0895 | 27.1356 | 1
1.7821 | -12.7558 | 1
77.4983 | 19.8581 | 1
1.5696 | 67.9874 | 1
21.0327 | 60.9687 | 1
37.538 | 49.6897 | 1
3.7684 | -18.0219 | 1
6.2246 | 11.3187 | 1
57.125 | -24.7292 | 1
31.2715 | -6.3922 | 1
59.6749 | 46.5946 | 1
63.9301 | -25.3072 | 1
81.5426 | 8.0658 | 1
98.9908 | 52.8871 | 1
6.6136 | 13.1682 | 1
43.0994 | -12.3261 | 1
27.4387 | 67.2965 | 1
32.2099 | 14.7335 | 1
0.2902 | 48.9991 | 1
46.8189 | 11.8631 | 1
35.9968 | 13.8258 | 1
17.0622 | 39.2515 | 1
87.9421 | 46.3087 | 1
96.8443 | 53.783 | 1
12.5497 | -3.3872 | 1
67.2465 | 11.3947 | 1
86.3861 | 65.3531 | 1
57.5275 | 18.0078 | 1
60.2972 | 57.82 | 1
76.7507 | -20.3662 | 1
15.6341 | -15.5417 | 1
84.8912 | 59.1476 | 1
82.5686 | -11.7191 | 1
13.451 | 62.2019 | 1
31.9884 | 37.8097 | 1
99.0097 | 17.717 | 1
62.1372 | 2.3856 | 1
17.2804 | 34.6877 | 1
92.1889 | 20.3504 | 1
9.1021 | 28.6382 | 1
23.7302 | 19.0385 | 1
67.7585 | 38.4375 | 1
28.4854 | -10.8123 | 1
34.9945 | 30.2708 | 1
30.9398 | 51.7362 | 1
87.3138 | 63.7372 | 1
26.7554 | -0.28509 | 1
36.1055 | 30.6659 | 1
89.3364 | 50.2792 | 1
11.2891 | -17.7102 | 1
51.2416 | 16.0221 | 1
17.8795 | 56.0534 | 1
34.7526 | 28.899 | 1
7.2318 | 57.7751 | 1
95.6506 | -6.1372 | 1
81.1269 | 6.4661 | 1
62.9533 | 3.8117 | 1
86.8075 | -16.0722 | 1
74.8273 | 37.7425 | 1
76.0465 | 14.0237 | 1
42.6231 | 10.7178 | 1
19.4932 | 41.8577 | 1
14.3831 | 10.6704 | 1
91.1187 | 23.3372 | 1
52.3004 | -20.0177 | 1
92.1781 | -2.0824 | 1
27.2109 | 38.3294 | 1
96.7566 | 31.1971 | 1
53.0837 | -23.9745 | 1
30.7483 | 5.1456 | 1
20.4168 | 54.1764 | 1
96.5318 | 45.4092 | 1
69.8243 | 43.0065 | 1
28.4165 | 46.1232 | 1
5.3191 | 21.9555 | 1
83.7841 | 45.4032 | 1
23.5665 | 65.2841 | 1
92.548 | -6.1595 | 1
81.5154 | 19.5921 | 1
2.5212 | -14.2367 | 1
94.3627 | 54.7694 | 1
47.6944 | 44.7502 | 1
77.0685 | -20.4968 | 1
68.8478 | -1.5241 | 1
2.1828 | 8.8494 | 1
2.2139 | 45.0653 | 1
25.4575 | 69.3318 | 1
95.2837 | -6.7856 | 1
62.3352 | 17.4109 | 1
49.4856 | 13.5326 | 1
55.1451 | 68.4372 | 1
54.9858 | -0.77515 | 1
49.3415 | 4.6003 | 1
92.2631 | -21.0535 | 1
19.7091 | -14.2044 | 1
99.6403 | 8.4791 | 1
15.5754 | 39.0713 | 1
11.4283 | 58.519 | 1
68.2911 | 52.7892 | 1
22.7401 | -17.8765 | 1
33.3526 | -29.3141 | 1
14.1648 | 11.011 | 1
38.0437 | -20.245 | 1
54.0203 | 53.2652 | 1
55.7269 | 58.8596 | 1
44.5966 | -26.9229 | 1
59.1758 | 10.6322 | 1
32.9423 | -8.0222 | 1
90.9631 | 4.5251 | 1
35.8879 | -12.1434 | 1
54.5518 | 49.5624 | 1
91.795 | 26.3595 | 1
23.8117 | 17.3451 | 1
68.1174 | -6.7846 | 1
49.9436 | 37.3159 | 1
64.8645 | 48.5193 | 1
33.0172 | 61.9283 | 1
81.9748 | 2.4008 | 1
24.4 | -27.9509 | 1
72.8953 | 20.7865 | 1
46.3718 | -0.45265 | 1
83.7382 | -0.98265 | 1
16.8777 | 58.0447 | 1
75.674 | -24.5213 | 1
28.2683 | -6.3224 | 1
35.988 | -15.8168 | 1
40.2405 | 12.0942 | 1
54.3417 | 40.0278 | 1
36.0996 | -4.2146 | 1
55.1713 | 38.0554 | 1
73.0511 | 25.3841 | 1
3.6512 | -6.477 | 1
96.3751 | 24.3018 | 1
23.1626 | 61.7521 | 1
18.6282 | 59.3921 | 1
27.3813 | 34.7708 | 1
26.3269 | -6.9107 | 1
98.9428 | 16.1838 | 1
11.8555 | 56.1807 | 1
5.7794 | 35.1298 | 1
77.715 | 69.9929 | 1
54.7582 | -12.2047 | 1
79.3641 | -24.6047 | 1
30.4485 | 35.5127 | 1
14.9334 | -0.015332 | 1
32.3604 | 30.5364 | 1
64.5402 | -3.3104 | 1
22.8138 | 44.3136 | 1
73.6744 | -8.8496 | 1
24.6346 | 57.6478 | 1
6.9558 | 47.3312 | 1
46.4035 | 0.29849 | 1
89.02 | 29.9664 | 1
55.9172 | -0.31978 | 1
6.0219 | -18.7186 | 1
24.2539 | 18.6353 | 1
38.5673 | 32.2702 | 1
81.3649 | 56.3284 | 1
11.5887 | 9.4523 | 1
50.266 | 27.9025 | 1
1.9632 | 1.6171 | 1
93.3792 | 33.7604 | 1
41.3931 | 20.8035 | 1
77.555 | 2.8888 | 1
99.6248 | -23.9056 | 1
7.9342 | 47.0681 | 1
0.15788 | 17.8247 | 1
18.4682 | 52.0965 | 1
71.9211 | 37.2074 | 1
92.5298 | 47.5244 | 1
86.8348 | 24.9415 | 1
97.8341 | 19.9959 | 1
83.7093 | 2.0845 | 1
31.5252 | -4.7651 | 1
49.994 | 69.5812 | 1
38.6271 | -16.2918 | 1
87.2313 | -8.3461 | 1
91.7021 | 44.3523 | 1
69.6218 | 61.2362 | 1
71.3698 | -8.75 | 1
46.4144 | 36.8712 | 1
68.1349 | 3.6039 | 1
60.8026 | 24.3611 | 1
5.8829 | 50.5189 | 1
34.5229 | -7.4634 | 1
41.4744 | 17.2216 | 1
51.8296 | 32.8595 | 1
25.5142 | 43.7269 | 1
78.9542 | 33.8711 | 1
39.8478 | 27.3235 | 1
3.0585 | 51.0271 | 1
59.9085 | 51.3359 | 1
79.9553 | 8.2938 | 1
39.6043 | -29.5553 | 1
19.7217 | 26.9181 | 1
36.558 | 0.59361 | 1
34.7868 | 62.1058 | 1
72.72 | -13.2132 | 1
39.0227 | 50.2195 | 1
23.1636 | 25.6488 | 1
97.0935 | 25.7798 | 1
17.4548 | 56.2958 | 1
69.0175 | 64.7917 | 1
26.7784 | 63.6605 | 1
100.6538 | 26.5028 | 1
43.3913 | 27.4176 | 1
76.9257 | 65.9563 | 1
65.3935 | 35.992 | 1
44.5006 | 32.0104 | 1
16.0033 | 39.5398 | 1
26.1558 | 62.8253 | 1
53.2565 | -18.4787 | 1
18.7493 | -0.010673 | 1
83.6291 | 48.8141 | 1
36.2206 | 55.6794 | 1
72.0099 | 38.7714 | 1
80.5064 | -0.60903 | 1
83.4941 | 32.2707 | 1
61.7695 | 65.7331 | 1
72.0174 | 42.7473 | 1
83.7601 | 11.6857 | 1
22.8078 | 49.0084 | 1
25.7562 | 64.4279 | 1
62.0471 | -6.6253 | 1
4.0924 | 52.4178 | 1
10.1995 | 15.7286 | 1
42.0671 | 21.0113 | 1
29.6388 | 35.3447 | 1
50.94 | 55.666 | 1
33.8226 | -21.8698 | 1
0.45453 | 50.2955 | 1
44.9016 | 27.1744 | 1
74.9928 | 61.8404 | 1
97.9265 | 11.9307 | 1
8.1897 | 31.2885 | 1
45.847 | -12.9446 | 1
51.0114 | 12.914 | 1
24.954 | 68.0832 | 1
44.3211 | 16.322 | 1
81.9226 | 42.2673 | 1
23.0799 | 33.5638 | 1
95.1541 | 68.0309 | 1
57.2017 | 68.7114 | 1
92.222 | 19.6585 | 1
89.1746 | 3.4759 | 1
41.0042 | 28.8637 | 1
34.4695 | 67.3624 | 1
22.4479 | 32.414 | 1
39.814 | 69.1137 | 1
71.1157 | -15.8407 | 1
3.2106 | 58.9678 | 1
66.2774 | 41.7694 | 1
35.5982 | -2.9993 | 1
82.7413 | 15.3219 | 1
91.512 | 51.8102 | 1
43.6631 | -16.6878 | 1
42.1236 | 4.5301 | 1
94.8037 | 0.31282 | 1
52.6528 | 60.1489 | 1
8.2105 | 5.1917 | 1
57.5946 | 3.487 | 1
100.03 | 4.206 | 1
47.3763 | -9.4565 | 1
56.2275 | 9.9539 | 1
79.1879 | 53.2487 | 1
67.7987 | 21.1856 | 1
81.7126 | -8.679 | 1
66.758 | 13.83 | 1
29.5862 | 36.2201 | 1
21.0597 | 6.9619 | 1
31.8308 | 33.74 | 1
6.9092 | 17.2573 | 1
55.5063 | 57.337 | 1
5.4569 | 27.217 | 1
6.983 | 45.4946 | 1
27.1426 | -5.1704 | 1
74.3243 | -15.1768 | 1
93.5354 | 0.80462 | 1
74.9521 | 39.1055 | 1
57.1699 | 58.091 | 1
23.2068 | 44.7427 | 1
43.637 | -16.3838 | 1
34.006 | 39.9448 | 1
0.55642 | 39.0764 | 1
86.5334 | -6.7642 | 1
60.5924 | -0.016984 | 1
88.9031 | -10.6644 | 1
0.86502 | 56.5211 | 1
60.9894 | 68.4713 | 1
42.8944 | 39.2372 | 1
72.1109 | 15.1133 | 1
79.3467 | 53.7759 | 1
13.2785 | 13.5222 | 1
60.0158 | 64.5766 | 1
2.8549 | 45.9166 | 1
86.3899 | -21.5633 | 1
97.5306 | 41.3068 | 1
35.4272 | -2.9811 | 1
78.4959 | 41.3657 | 1
87.0051 | 2.9976 | 1
42.3492 | 22.7719 | 1
90.1813 | -28.9255 | 1
9.2594 | 5.4084 | 1
81.6289 | 66.9244 | 1
30.4048 | 42.3325 | 1
28.0387 | 21.0585 | 1
52.2108 | 63.4384 | 1
4.773 | 41.8805 | 1
20.3898 | 41.6566 | 1
29.8438 | -12.4898 | 1
0.16774 | 25.8858 | 1
61.3513 | 39.7114 | 1
5.8313 | 22.5407 | 1
4.8753 | 7.9269 | 1
55.7283 | -19.8419 | 1
18.5296 | 61.6986 | 1
65.3427 | 10.7671 | 1
4.811 | -28.1354 | 1
18.7406 | 7.323 | 1
20.3979 | 17.934 | 1
34.2855 | -9.0586 | 1
1.2573 | 18.4284 | 1
0.28899 | 46.5281 | 1
75.7155 | -28.2938 | 1
63.903 | -8.724 | 1
1.5964 | 10.3107 | 1
20.5074 | 56.4725 | 1
71.4816 | 33.2177 | 1
50.9026 | -21.8672 | 1
34.4287 | 38.4827 | 1
35.8125 | 66.0065 | 1
72.529 | 50.2845 | 1
75.02 | 10.3462 | 1
33.9551 | 2.7886 | 1
46.518 | 6.3299 | 1
16.3131 | 33.1995 | 1
27.6818 | 42.5981 | 1
42.0329 | 22.4681 | 1
2.9858 | -13.8103 | 1
78.936 | 47.9177 | 1
16.3244 | -6.1703 | 1
63.1498 | 16.8634 | 1
4.3203 | -28.4056 | 1
66.5211 | 29.5492 | 1
63.5238 | 40.0733 | 1
47.0219 | 49.3388 | 1
8.4619 | 64.3839 | 1
16.6282 | -11.6838 | 1
1.6166 | -10.6909 | 1
61.298 | 6.5396 | 1
66.9972 | -29.3003 | 1
41.5598 | 0.57587 | 1
34.1956 | 1.7235 | 1
12.9764 | -7.3504 | 1
53.2701 | -1.7925 | 1
74.4345 | 10.208 | 1
11.2119 | 4.5398 | 1
57.8968 | -3.4414 | 1
16.8247 | -16.573 | 1
66.9471 | 9.353 | 1
87.9276 | -1.9527 | 1
84.0119 | 45.0356 | 1
91.2365 | 17.7185 | 1
51.1246 | -0.28724 | 1
78.3013 | 46.1646 | 1
9.7268 | 54.4768 | 1
77.8401 | 5.2774 | 1
13.0105 | 40.6885 | 1
35.2426 | -1.7512 | 1
47.5231 | -23.0177 | 1
48.752 | 45.7479 | 1
85.3076 | 32.1718 | 1
77.6279 | 30.7509 | 1
81.5117 | 63.5809 | 1
98.0721 | 47.3588 | 1
37.4269 | -18.4812 | 1
42.3513 | 27.0159 | 1
89.2658 | 65.4146 | 1
57.9475 | -18.0527 | 1
16.2726 | -2.1611 | 1
19.2235 | 11.3566 | 1
36.9378 | 8.6322 | 1
38.2716 | 34.4153 | 1
31.8113 | 9.6392 | 1
26.5082 | 24.9666 | 1
51.8379 | 26.4022 | 1
21.3952 | 16.614 | 1
19.5107 | -17.75 | 1
5.4829 | 67.4644 | 1
29.891 | 13.0399 | 1
38.1253 | 15.641 | 1
67.3283 | 65.6456 | 1
14.6949 | 16.448 | 1
4.2699 | 44.384 | 1
70.955 | 39.5853 | 1
81.5694 | 27.9703 | 1
81.3219 | -24.4888 | 1
36.5062 | 28.0114 | 1
66.5405 | 49.513 | 1
80.2186 | -23.5654 | 1
7.3068 | 46.9414 | 1
23.8481 | 27.7372 | 1
100.664 | -11.523 | 1
1.6793 | 34.5065 | 1
37.18 | 39.9578 | 1
14.0545 | 16.4848 | 1
27.9922 | 16.498 | 1
39.1849 | 7.0424 | 1
25.4321 | 36.3192 | 1
88.6797 | -9.9808 | 1
29.1227 | 39.0591 | 1
89.2883 | 45.204 | 1
31.7769 | 10.1989 | 1
38.6893 | 59.184 | 1
100.0362 | 62.7208 | 1
86.8535 | 64.1882 | 1
18.7141 | 39.7797 | 1
36.8151 | -9.608 | 1
90.0218 | -1.4041 | 1
73.9382 | -3.8468 | 1
87.6484 | -2.0954 | 1
60.8936 | 23.9222 | 1
34.8764 | 34.8204 | 1
99.1527 | 40.1504 | 1
19.1945 | 44.9452 | 1
99.2526 | 65.0884 | 1
99.5784 | 2.8128 | 1
28.7141 | -11.4826 | 1
23.7289 | 11.7044 | 1
2.283 | 40.0957 | 1
99.8074 | -17.3943 | 1
48.7823 | -9.2304 | 1
81.6617 | 13.8342 | 1
65.8681 | 5.6853 | 1
38.7423 | 33.5693 | 1
70.6835 | 51.7682 | 1
73.7589 | -12.3678 | 1
7.272 | 65.3041 | 1
80.7983 | 50.2799 | 1
58.4352 | 28.8946 | 1
2.6586 | 9.4248 | 1
51.1362 | -18.6737 | 1
93.204 | 54.5199 | 1
74.9532 | 3.0387 | 1
51.0623 | 21.3736 | 1
26.5917 | -12.4889 | 1
74.8628 | 14.8456 | 1
74.9236 | 34.0792 | 1
89.1219 | 16.719 | 1
65.016 | -29.9823 | 1
73.8958 | -19.1313 | 1
71.2023 | -19.5217 | 1
61.329 | 63.5723 | 1
49.5484 | 5.906 | 1
3.6424 | 18.3085 | 1
12.1649 | 32.9458 | 1
15.5278 | 42.223 | 1
23.1557 | -25.7763 | 1
83.3495 | -25.5672 | 1
93.4432 | -28.539 | 1
45.4001 | -27.9246 | 1
35.0096 | 53.6684 | 1
51.3317 | 64.6324 | 1
68.942 | 69.1746 | 1
6.1814 | 54.9769 | 1
81.2991 | 57.4154 | 1
9.7639 | -28.3921 | 1
7.802 | 60.8674 | 1
30.9508 | 63.039 | 1
18.219 | 62.7109 | 1
82.0499 | 33.1183 | 1
41.199 | 4.4114 | 1
8.9117 | 7.1989 | 1
42.6688 | 32.022 | 1
86.9144 | -10.2625 | 1
34.2579 | 49.4342 | 1
94.5124 | -20.4324 | 1
65.3109 | 53.0215 | 1
61.7557 | 67.0663 | 1
43.3041 | -7.2261 | 1
21.9034 | 26.3805 | 1
95.5154 | 63.3515 | 1
51.1172 | 68.4661 | 1
97.6933 | 42.4028 | 1
64.2007 | -7.0948 | 1
86.4467 | 2.0701 | 1
51.4616 | -9.4198 | 1
94.4852 | 51.7825 | 1
54.0871 | -21.6678 | 1
12.0405 | 44.813 | 1
39.4456 | 42.6721 | 1
67.7759 | 32.2919 | 1
73.4618 | 52.4654 | 1
27.9652 | 50.9763 | 1
28.713 | 43.1662 | 1
13.6616 | -15.5447 | 1
18.0808 | 55.4016 | 1
90.9289 | 27.4352 | 1
1.0393 | 63.7505 | 1
4.104 | 39.1325 | 1
29.247 | 16.2384 | 1
49.4002 | 54.3359 | 1
93.6008 | 35.797 | 1
19.2253 | -29.9625 | 1
75.882 | 24.1722 | 1
35.7407 | 46.6914 | 1
24.0752 | -15.1379 | 1
59.7161 | 9.24 | 1
97.8711 | 59.3096 | 1
74.847 | 54.7013 | 1
11.6864 | 64.0122 | 1
76.846 | -16.2021 | 1
46.5615 | 12.7709 | 1
22.3781 | 39.4399 | 1
53.0652 | 55.0392 | 1
69.5602 | 37.6292 | 1
34.1835 | 17.3701 | 1
82.2472 | 15.5181 | 1
23.7963 | 56.157 | 1
66.5442 | -17.7182 | 1
49.3058 | -19.9131 | 1
68.3312 | 31.0762 | 1
86.6304 | 30.2218 | 1
31.4798 | 53.5853 | 1
14.8102 | 11.2377 | 1
33.6859 | -6.7886 | 1
23.5055 | 44.9436 | 1
2.7751 | 53.8117 | 1
96.2745 | 0.19503 | 1
65.4549 | 50.8464 | 1
87.6004 | 15.2527 | 1
79.3735 | -5.0378 | 1
6.1255 | -1.0298 | 1
18.7446 | 33.3284 | 1
53.6287 | 64.3051 | 1
82.9173 | -17.2033 | 1
19.7678 | 24.2706 | 1
24.7618 | 44.2379 | 1
60.5424 | -27.3063 | 1
92.9822 | 46.9191 | 1
4.0355 | 42.688 | 1
59.4483 | -14.6147 | 1
71.9244 | 35.8494 | 1
73.8685 | 43.5453 | 1
86.7445 | -17.7165 | 1
87.7523 | 2.9872 | 1
63.8992 | -19.0633 | 1
27.7872 | -2.2086 | 1
63.062 | 59.3054 | 1
92.7674 | 61.0278 | 1
58.2547 | -5.4126 | 1
13.9803 | 28.7561 | 1
15.254 | 64.9923 | 1
67.7823 | -12.001 | 1
13.0181 | -29.4132 | 1
82.2677 | -19.4458 | 1
89.8508 | 10.4404 | 1
66.6114 | 6.3288 | 1
50.0015 | 38.2458 | 1
18.3206 | 54.9107 | 1
10.9532 | 42.4065 | 1
64.1245 | 55.7507 | 1
59.9388 | 16.9437 | 1
61.6194 | 42.7717 | 1
19.3936 | 10.8862 | 1
66.8073 | 25.1865 | 1
82.4014 | -10.7859 | 1
10.9646 | 11.2081 | 1
89.7732 | 2.8138 | 1
32.4024 | 25.7136 | 1
100.568 | 56.5518 | 1
39.9008 | 49.4044 | 1
95.2847 | 20.1479 | 1
85.1305 | 50.4717 | 1
68.1472 | -6.2167 | 1
43.4216 | 22.7336 | 1
96.476 | 7.4373 | 1
21.2159 | 32.4476 | 1
52.3582 | -16.2995 | 1
6.6809 | 26.2849 | 1
89.7966 | 7.154 | 1
42.7344 | -14.9253 | 1
96.5111 | 63.4951 | 1
70.4488 | 43.1534 | 1
7.6324 | 12.4376 | 1
81.5646 | -20.5066 | 1
13.7562 | 66.417 | 1
7.0228 | 48.7546 | 1
98.1922 | 30.2462 | 1
40.6845 | 60.726 | 1
78.1697 | 25.2267 | 1
88.5675 | 12.2776 | 1
99.8102 | -20.4478 | 1
85.6749 | -22.3752 | 1
1.3812 | 41.0214 | 1
44.823 | 48.0126 | 1
16.7121 | 59.3502 | 1
56.3228 | 33.4517 | 1
19.6424 | 62.5666 | 1
60.0338 | 63.9035 | 1
57.3446 | 64.5703 | 1
36.3091 | 59.154 | 1
7.0893 | 2.6561 | 1
39.9946 | 9.3423 | 1
61.3497 | 30.512 | 1
17.3002 | -11.6686 | 1
76.2216 | 41.5656 | 1
47.6865 | 4.8433 | 1
55.6715 | 7.468 | 1
73.0822 | 53.5244 | 1
100.7582 | 36.1772 | 1
49.5811 | 55.058 | 1
73.0185 | 60.4001 | 1
82.508 | 62.5194 | 1
13.6785 | 48.9228 | 1
92.4323 | 38.6809 | 1
67.4907 | 63.2321 | 1
24.5067 | 18.2834 | 1
55.2243 | -16.4917 | 1
97.0652 | -15.6534 | 1
85.5414 | 61.4874 | 1
5.4982 | -0.36537 | 1
97.035 | -5.69 | 1
13.5977 | 38.0371 | 1
31.1146 | 43.2295 | 1
34.3409 | 45.5134 | 1
32.669 | 29.0113 | 1
83.9773 | 41.7726 | 1
10.6136 | 6.6844 | 1
20.0397 | -13.2515 | 1
74.9049 | -28.4735 | 1
100.4694 | 28.096 | 1
0.85952 | 45.4014 | 1
23.5562 | 31.1509 | 1
3.9916 | -23.4712 | 1
61.7017 | 34.8924 | 1
74.6066 | 54.6227 | 1
89.3921 | 53.9263 | 1
57.5567 | 8.171 | 1
54.3525 | 58.5889 | 1
26.6224 | 43.6589 | 1
100.4012 | 29.4935 | 1
87.0467 | -5.6123 | 1
22.0743 | 36.31 | 1
60.2957 | 15.5644 | 1
73.8848 | 8.1854 | 1
69.7858 | 47.6296 | 1
28.6713 | 13.2696 | 1
6.7831 | 11.7684 | 1
40.056 | -20.9258 | 1
83.4315 | 30.7168 | 1
31.9687 | 43.9571 | 1
35.0461 | 50.0572 | 1
98.3339 | 38.2408 | 1
55.8879 | 66.9495 | 1
23.1601 | 63.9866 | 1
2.7922 | 55.4309 | 1
93.4033 | 15.1317 | 1
43.7169 | -8.2627 | 1
22.7492 | 58.5159 | 1
16.9877 | 57.8393 | 1
49.9789 | -0.81188 | 1
62.8652 | 45.7324 | 1
69.9848 | 28.8317 | 1
44.9108 | 55.8487 | 1
79.5613 | -15.8063 | 1
98.227 | 34.5775 | 1
44.7735 | 18.6021 | 1
39.1402 | 31.5274 | 1
49.8777 | 25.3346 | 1
29.1025 | -16.1644 | 1
17.6595 | 5.3806 | 1
66.7979 | -7.8486 | 1
15.3929 | 29.5492 | 1
74.6715 | 64.9468 | 1
64.7936 | 31.9307 | 1
61.3045 | -12.301 | 1
3.8966 | 5.7361 | 1
19.9184 | 69.2739 | 1
58.5295 | 49.3827 | 1
18.41 | -23.7877 | 1
16.9385 | 23.1794 | 1
52.4937 | 57.4415 | 1
26.4069 | 45.5765 | 1
83.1238 | 32.8236 | 1
45.8737 | 25.8622 | 1
94.7506 | 36.2077 | 1
13.5732 | -26.3008 | 1
73.6926 | 68.539 | 1
84.6039 | -19.8751 | 1
4.4604 | -6.1518 | 1
46.6637 | -19.5463 | 1
14.3529 | 4.7253 | 1
99.8348 | -11.5391 | 1
79.1836 | 10.3924 | 1
59.7334 | -14.6566 | 1
38.8184 | 14.5715 | 1
24.5523 | 67.4561 | 1
67.3122 | 57.9695 | 1
9.913 | 34.7116 | 1
28.1395 | 60.4712 | 1
87.9497 | -28.294 | 1
38.3103 | -23.6144 | 1
27.9552 | 25.4 | 1
30.6767 | 30.3977 | 1
18.9931 | -8.6373 | 1
1.8187 | 56.0797 | 1
99.7677 | 4.9319 | 1
35.1321 | 6.1917 | 1
55.3827 | 4.8613 | 1
16.3435 | 29.9778 | 1
43.8147 | -26.1427 | 1
11.8369 | 34.5247 | 1
53.9606 | -11.6693 | 1
97.415 | -1.2237 | 1
36.6486 | 55.3619 | 1
37.8653 | 1.1869 | 1
85.0596 | 26.685 | 1
54.6946 | 2.4514 | 1
29.013 | 13.1231 | 1
13.6967 | 18.3012 | 1
87.9263 | 12.9026 | 1
39.5482 | 61.9229 | 1
46.534 | 54.5316 | 1
9.8322 | 62.9532 | 1
36.6726 | -9.2945 | 1
60.8672 | 54.3536 | 1
77.3587 | -21.8516 | 1
34.9457 | 53.5823 | 1
14.0812 | 20.8912 | 1
2.414 | -7.3507 | 1
39.199 | 3.3203 | 1
45.2575 | -21.7747 | 1
42.0978 | -28.3158 | 1
6.3752 | -10.5423 | 1
84.4267 | 20.0394 | 1
58.4931 | 62.8527 | 1
53.6984 | 34.9276 | 1
82.9619 | 36.5243 | 1
65.7365 | 5.6681 | 1
50.7775 | 13.671 | 1
27.6792 | 1.7819 | 1
73.7761 | -8.8307 | 1
31.1858 | 10.1708 | 1
12.1618 | 10.6394 | 1
10.4211 | 49.2132 | 1
41.7956 | 50.5166 | 1
67.6816 | 35.938 | 1
52.9774 | 49.651 | 1
0.87627 | -3.1483 | 1
32.1063 | -20.7468 | 1
31.784 | 43.2337 | 1
87.5388 | 59.5241 | 1
71.2357 | -11.4419 | 1
13.4319 | -19.6746 | 1
73.0922 | -9.5187 | 1
69.5602 | -18.4128 | 1
62.1556 | 24.9906 | 1
20.5176 | 8.0837 | 1
66.2471 | 66.8469 | 1
92.4259 | 41.7478 | 1
51.39 | 51.0113 | 1
38.4495 | -16.9138 | 1
67.9989 | 8.0233 | 1
0.1373 | 65.058 | 1
52.1482 | -24.5107 | 1
10.6676 | -29.3875 | 1
62.911 | 25.8118 | 1
50.4692 | 67.7523 | 1
39.9119 | 30.0168 | 1
41.2299 | -24.6737 | 1
37.6713 | -17.2105 | 1
53.1297 | 11.3736 | 1
14.1396 | 10.4455 | 1
63.7303 | 39.5492 | 1
42.7386 | -13.6711 | 1
44.0127 | 0.52922 | 1
77.2928 | -6.5549 | 1
92.0738 | 34.742 | 1
51.7114 | 7.4426 | 1
99.502 | 31.4985 | 1
92.7724 | 38.6573 | 1
17.8842 | 65.2872 | 1
32.4474 | -7.6966 | 1
88.8513 | 34.305 | 1
88.4273 | 33.0965 | 1
57.4668 | 26.9171 | 1
16.5188 | 58.5862 | 1
20.4099 | 14.375 | 1
32.3024 | 5.0078 | 1
57.045 | 26.2765 | 1
68.187 | 32.5461 | 1
4.1753 | -4.6399 | 1
84.9036 | 13.4758 | 1
98.3604 | 14.6586 | 1
79.6133 | -24.0979 | 1
35.1503 | 69.6322 | 1
45.4028 | 25.2208 | 1
63.2422 | -13.2528 | 1
69.9164 | 50.2741 | 1
29.4664 | 42.2104 | 1
42.9491 | 41.9914 | 1
35.752 | 63.4925 | 1
28.7718 | 13.8142 | 1
55.1964 | 28.3435 | 1
78.7217 | 28.3804 | 1
26.0818 | 1.6825 | 1
78.403 | 20.6702 | 1
54.1878 | -21.497 | 1
62.9927 | -2.5539 | 1
31.6649 | 15.8461 | 1
23.8734 | 48.0621 | 1
31.9196 | 16.0865 | 1
98.2437 | 27.7458 | 1
78.9736 | 0.095362 | 1
39.647 | -28.222 | 1
30.3472 | -13.0128 | 1
100.4392 | 1.9426 | 1
34.2195 | 49.1023 | 1
86.396 | 44.1803 | 1
14.6903 | 55.7008 | 1
53.617 | 56.9666 | 1
88.6931 | 18.2006 | 1
10.1835 | -20.3362 | 1
53.4586 | 26.6183 | 1
46.0216 | 51.0358 | 1
29.4406 | 65.25 | 1
68.5761 | 42.9873 | 1
16.1717 | 1.7774 | 1
59.5168 | -23.3828 | 1
52.6958 | -23.2562 | 1
89.4411 | 9.8478 | 1
96.2265 | 6.7208 | 1
40.649 | 47.7919 | 1
91.5631 | -7.4133 | 1
27.4524 | 40.3732 | 1
98.8109 | 42.4598 | 1
30.2842 | 23.2854 | 1
84.9708 | 3.0708 | 1
75.2357 | 65.3332 | 1
82.1542 | 62.8754 | 1
82.657 | 25.8214 | 1
56.7856 | 27.0591 | 1
44.8883 | 27.9852 | 1
24.723 | 25.579 | 1
44.341 | -6.8775 | 1
15.2387 | 67.0388 | 1
22.5704 | 61.4467 | 1
54.932 | 0.91587 | 1
64.5013 | 64.8324 | 1
72.8829 | 18.1002 | 1
97.089 | 54.2385 | 1
33.5571 | -5.8116 | 1
65.6101 | 40.3639 | 1
93.5142 | 17.3077 | 1
97.8579 | -17.0221 | 1
75.8799 | 21.1271 | 1
38.9335 | 7.1393 | 1
72.2831 | 62.4777 | 1
1.9162 | -11.0551 | 1
26.7804 | 40.6253 | 1
54.9866 | 63.9877 | 1
44.3825 | 34.7229 | 1
69.5523 | 55.4458 | 1
16.2642 | 22.4488 | 1
62.4469 | 22.1556 | 1
22.385 | 10.3474 | 1
68.5048 | 53.7826 | 1
49.759 | 5.685 | 1
88.6969 | -0.095442 | 1
32.3348 | 68.423 | 1
98 | 66.4217 | 1
63.1537 | -14.6433 | 1
17.2476 | -7.4594 | 1
31.2009 | -7.0548 | 1
29.8043 | 66.7063 | 1
83.4916 | 58.574 | 1
51.3236 | -3.5596 | 1
83.1726 | -7.1264 | 1
100.2268 | -25.8166 | 1
17.0308 | 18.6402 | 1
63.5521 | 5.4421 | 1
12.4403 | 46.1162 | 1
54.6328 | -3.5333 | 1
74.3966 | 57.2459 | 1
28.8353 | 57.7958 | 1
76.9668 | 25.0577 | 1
53.0898 | -18.4597 | 1
32.7116 | 60.4995 | 1
39.5424 | -8.164 | 1
28.6185 | 7.974 | 1
70.5605 | 64.4589 | 1
49.9922 | 67.8207 | 1
13.4485 | 58.6641 | 1
10.8378 | 14.7768 | 1
16.9689 | -9.4038 | 1
26.5635 | 15.4145 | 1
94.3645 | 27.6528 | 1
40.1045 | 47.9304 | 1
76.2678 | 17.2105 | 1
77.8708 | -18.8854 | 1
98.5057 | 63.6665 | 1
51.7593 | 67.0852 | 1
72.6953 | 42.1886 | 1
97.9651 | -20.8208 | 1
35.2772 | 55.8774 | 1
44.1277 | -4.0218 | 1
5.7232 | -5.2228 | 1
40.2073 | 32.2308 | 1
58.3249 | 63.6216 | 1
33.9119 | 19.6574 | 1
39.3384 | 49.3981 | 1
90.5868 | -25.975 | 1
87.9731 | 45.8404 | 1
4.094 | 58.0121 | 1
0.81823 | -9.5933 | 1
98.7141 | -2.7236 | 1
33.2281 | -6.4 | 1
28.5295 | 58.461 | 1
35.8815 | 6.8284 | 1
29.882 | -19.3658 | 1
5.4162 | 9.1301 | 1
31.1149 | 53.1065 | 1
62.902 | 9.9867 | 1
19.5098 | -13.5237 | 1
56.4119 | 45.5866 | 1
13.1006 | -22.5939 | 1
54.1809 | -1.4373 | 1
27.5464 | 60.3216 | 1
76.2985 | 41.7126 | 1
81.9068 | 20.2662 | 1
19.7588 | 1.6369 | 1
6.2254 | 31.5588 | 1
24.3232 | 22.2314 | 1
57.0135 | -19.2287 | 1
21.9455 | 7.5512 | 1
37.9323 | -13.2439 | 1
80.9583 | 67.3609 | 1
76.4287 | 38.0503 | 1
76.1735 | -4.7372 | 1
79.8123 | -2.2134 | 1
83.6752 | 27.874 | 1
33.9484 | 18.1189 | 1
16.2306 | 13.4322 | 1
16.7246 | -11.6092 | 1
57.5574 | 58.4373 | 1
83.9444 | 31.1799 | 1
41.9831 | -2.7064 | 1
18.4095 | -2.5902 | 1
54.9455 | -3.6893 | 1
57.849 | -21.682 | 1
66.2888 | 39.4803 | 1
8.1233 | 20.4502 | 1
33.2088 | 18.5584 | 1
96.3959 | 48.5263 | 1
12.8397 | 58.7952 | 1
18.4247 | 23.4227 | 1
30.4802 | -0.26087 | 1
92.3413 | -20.0913 | 1
93.3236 | 22.3482 | 1
55.1859 | -15.6552 | 1
23.8649 | -20.497 | 1
64.9651 | 31.1746 | 1
31.4035 | 49.8183 | 1
63.3414 | 68.3296 | 1
5.5209 | 7.6921 | 1
59.5412 | 5.4244 | 1
99.2065 | 59.8988 | 1
72.3482 | 52.1902 | 1
66.2148 | -1.3455 | 1
76.5076 | 14.2432 | 1
36.7082 | 27.6423 | 1
67.3245 | 34.1751 | 1
51.4371 | -11.5983 | 1
97.4122 | 6.1605 | 1
87.2777 | 51.7739 | 1
69.8406 | 31.19 | 1
20.1361 | 43.7766 | 1
25.5274 | 16.0537 | 1
16.3243 | 6.6476 | 1
18.4792 | 47.1849 | 1
51.6481 | 19.132 | 1
45.9383 | -2.1878 | 1
20.129 | 51.2769 | 1
88.3146 | 29.6491 | 1
25.6482 | 49.693 | 1
38.393 | 60.8427 | 1
62.3614 | 45.1311 | 1
25.4724 | -1.3683 | 1
8.9993 | -0.32351 | 1
60.8484 | -26.2177 | 1
71.7744 | -20.4134 | 1
19.9146 | 25.5487 | 1
72.5169 | 46.2706 | 1
61.6032 | -1.382 | 1
70.2521 | 57.5912 | 1
64.797 | -3.4959 | 1
96.245 | 48.3666 | 1
46.4035 | 27.1726 | 1
54.5057 | 23.6217 | 1
4.8422 | 4.8233 | 1
18.8886 | 28.2799 | 1
32.2563 | 40.0454 | 1
5.1897 | -7.3155 | 1
60.6827 | 63.6807 | 1
97.7455 | 23.3086 | 1
4.2194 | 17.471 | 1
92.3734 | 63.1365 | 1
94.7258 | -27.3981 | 1
58.1387 | -29.2268 | 1
99.3353 | 56.0486 | 1
67.6818 | 60.5768 | 1
21.034 | 27.8825 | 1
93.9744 | 7.9188 | 1
100.8375 | 20.7376 | 1
59.6458 | 9.9739 | 1
71.4777 | 7.2273 | 1
7.8707 | -24.4995 | 1
20.9235 | 56.8206 | 1
66.651 | -5.0337 | 1
3.8117 | 65.0551 | 1
50.4574 | 36.0641 | 1
26.4219 | 55.2231 | 1
46.3709 | 68.0363 | 1
40.0545 | 3.9198 | 1
95.3107 | 12.3388 | 1
24.1423 | 62.9918 | 1
77.9395 | -3.8915 | 1
75.3879 | -18.8082 | 1
15.7193 | 8.7239 | 1
70.389 | -4.9632 | 1
1.6568 | 69.7014 | 1
45.8753 | -16.5342 | 1
99.0125 | 14.989 | 1
96.8067 | -19.01 | 1
59.055 | 17.6246 | 1
29.4811 | 64.0218 | 1
40.4528 | 19.3846 | 1
86.3842 | -25.15 | 1
2.9277 | -10.1352 | 1
2.9197 | -9.0513 | 1
32.734 | 29.4066 | 1
79.2979 | 57.0043 | 1
61.1729 | -19.1573 | 1
37.1359 | 28.5497 | 1
67.246 | 27.8581 | 1
1.1395 | 19.5497 | 1
66.1959 | 34.6136 | 1
13.2238 | -0.51364 | 1
34.3976 | 15.3281 | 1
61.852 | -4.7133 | 1
48.9184 | 15.4731 | 1
14.9717 | 68.728 | 1
1.9386 | -24.5095 | 1
23.3374 | -20.6275 | 1
36.2049 | 45.2926 | 1
6.5732 | -7.3617 | 1
18.6143 | 42.0874 | 1
13.6966 | 53.2326 | 1
38.2544 | 53.1839 | 1
49.8811 | 45.5696 | 1
73.9826 | -20.1999 | 1
52.8782 | 9.1866 | 1
20.8149 | -5.1062 | 1
60.0785 | 17.3145 | 1
35.5405 | 61.0858 | 1
1.6634 | 3.5294 | 1
64.8521 | -5.4992 | 1
64.3706 | -26.4359 | 1
6.0445 | -18.484 | 1
20.0819 | 1.2719 | 1
94.881 | 14.2754 | 1
46.4603 | 53.747 | 1
8.9033 | -29.8652 | 1
95.8522 | -24.5125 | 1
60.4437 | 63.9764 | 1
20.6084 | 38.2588 | 1
99.7819 | 30.5967 | 1
90.893 | -7.8281 | 1
8.4102 | 51.8316 | 1
92.3261 | 64.6844 | 1
87.7195 | 60.5737 | 1
27.599 | 18.0477 | 1
54.2529 | 5.1949 | 1
20.8922 | -11.0089 | 1
76.4031 | 64.0918 | 1
46.1677 | 18.4186 | 1
1.5851 | -1.7141 | 1
68.7943 | 37.8716 | 1
59.1944 | 62.1279 | 1
3.5432 | 7.292 | 1
34.0736 | 49.2141 | 1
30.862 | 67.4288 | 1
59.9142 | 6.0343 | 1
62.796 | 41.7674 | 1
36.6714 | 51.9957 | 1
86.0294 | 12.7594 | 1
29.1173 | 37.832 | 1
98.8335 | 51.0756 | 1
77.6004 | 8.0299 | 1
12.8515 | 46.3552 | 1
73.0453 | 55.8766 | 1
82.2907 | 58.1996 | 1
24.7273 | 10.3699 | 1
53.9425 | 52.1181 | 1
28.8192 | -1.3874 | 1
45.9114 | -8.1291 | 1
100.8347 | 33.3668 | 1
43.9102 | -0.80849 | 1
50.6768 | 22.2848 | 1
5.237 | -29.2022 | 1
26.6946 | -3.3685 | 1
9.2859 | -24.0581 | 1
72.5593 | -25.3038 | 1
12.1794 | 53.7668 | 1
39.9755 | 24.0192 | 1
61.3814 | -11.2772 | 1
41.5148 | -22.5386 | 1
36.5118 | -6.1999 | 1
45.8657 | 18.1982 | 1
22.5995 | -0.47874 | 1
58.0408 | 54.1012 | 1
24.1339 | 48.4066 | 1
74.2645 | -1.5936 | 1
97.3711 | 13.4013 | 1
100.701 | -27.55 | 1
91.9139 | 52.3123 | 1
82.371 | -12.0845 | 1
23.4944 | 49.906 | 1
78.1397 | 68.5543 | 1
27.3037 | -3.771 | 1
63.1801 | 33.0362 | 1
26.7533 | 16.8718 | 1
42.602 | 37.0889 | 1
50.5606 | 46.6851 | 1
34.5649 | -27.7748 | 1
38.9343 | -15.5385 | 1
1.4141 | 68.164 | 1
28.3057 | 16.959 | 1
28.8393 | 36.9135 | 1
29.1199 | -8.8458 | 1
70.3272 | -2.1662 | 1
16.7787 | -29.8288 | 1
52.4417 | 50.4772 | 1
58.14 | -3.8719 | 1
53.7394 | -24.9196 | 1
68.3108 | 46.6321 | 1
92.4953 | -12.827 | 1
19.2453 | 20.483 | 1
56.0298 | -4.0677 | 1
10.3197 | 21.6299 | 1
50.4428 | -12.5522 | 1
62.9706 | 62.8928 | 1
90.7996 | -17.8904 | 1
10.5101 | 32.4705 | 1
66.5224 | -8.2345 | 1
80.8289 | 65.5563 | 1
6.236 | 8.1972 | 1
21.6598 | -23.3102 | 1
18.5261 | -20.0936 | 1
95.3488 | 61.6109 | 1
38.3598 | 11.8006 | 1
31.8919 | 12.2264 | 1
18.5821 | 59.3931 | 1
70.7457 | 20.3741 | 1
42.3795 | 30.2752 | 1
9.6264 | 66.4597 | 1
70.0829 | 4.3604 | 1
43.47 | 54.5248 | 1
15.9248 | -22.7566 | 1
2.0335 | 65.8175 | 1
42.7886 | -0.016558 | 1
30.413 | -21.5643 | 1
41.2996 | 32.9554 | 1
80.89 | 46.7431 | 1
7.6741 | 29.5182 | 1
51.7082 | 65.8004 | 1
93.0171 | 0.58502 | 1
90.2476 | 66.395 | 1
95.282 | -16.4367 | 1
32.3574 | 14.9867 | 1
81.6344 | 1.054 | 1
24.3465 | 12.2206 | 1
19.9457 | 14.8896 | 1
88.2772 | 55.3307 | 1
2.0109 | 0.87458 | 1
37.2785 | 39.3525 | 1
4.6537 | 26.1369 | 1
37.1429 | 2.2016 | 1
16.4402 | 57.7705 | 1
40.2751 | -13.4251 | 1
8.9984 | 13.765 | 1
30.4773 | -0.25771 | 1
77.9137 | 61.9152 | 1
21.7918 | -29.5921 | 1
17.4424 | 36.7331 | 1
42.8519 | 49.7817 | 1
59.3231 | -4.5485 | 1
73.6617 | -13.304 | 1
38.4761 | 32.1589 | 1
83.1952 | 53.5684 | 1
99.1171 | -17.3189 | 1
75.9115 | 64.518 | 1
51.2826 | 35.2792 | 1
6.1379 | 36.6782 | 1
80.1857 | -19.6852 | 1
46.9402 | 33.903 | 1
8.878 | 11.1829 | 1
47.4676 | 27.8422 | 1
61.8935 | 19.2249 | 1
20.4307 | 6.7381 | 1
95.1568 | -7.0689 | 1
39.6793 | -13.5736 | 1
71.5181 | 10.9151 | 1
93.1513 | 7.9759 | 1
68.7037 | 54.5246 | 1
64.7412 | -0.29602 | 1
5.5625 | 22.8895 | 1
33.3287 | 66.2176 | 1
19.3022 | -0.60682 | 1
76.7423 | -25.8825 | 1
72.1992 | 1.7915 | 1
12.6865 | 9.7251 | 1
85.3403 | 52.8847 | 1
67.3885 | 19.6775 | 1
27.0939 | -15.5271 | 1
46.8247 | 20.4383 | 1
47.5525 | -14.6292 | 1
66.2672 | 58.2947 | 1
14.4003 | 2.4679 | 1
69.9292 | -14.4479 | 1
54.9019 | 35.6219 | 1
24.429 | 55.6721 | 1
80.2487 | -23.1904 | 1
5.0912 | 37.7169 | 1
22.8329 | -6.4599 | 1
37.7026 | 13.4453 | 1
46.3074 | 38.9709 | 1
72.2183 | -1.7742 | 1
68.7361 | 68.2547 | 1
97.2728 | 56.1002 | 1
28.5452 | 53.1659 | 1
21.5414 | -19.4832 | 1
44.6742 | 14.3109 | 1
93.0818 | 42.4265 | 1
88.3524 | 61.1806 | 1
78.5866 | -15.9858 | 1
46.589 | 5.9564 | 1
100.795 | -23.8816 | 1
97.676 | 27.9499 | 1
28.9631 | 64.1068 | 1
99.4454 | -24.7118 | 1
3.7285 | 26.5682 | 1
2.2244 | 63.2378 | 1
79.7893 | 61.7878 | 1
98.4847 | 32.4466 | 1
14.675 | -5.4647 | 1
63.3283 | 43.5908 | 1
10.3764 | 6.9842 | 1
46.3852 | 46.5135 | 1
45.776 | 16.1956 | 1
50.211 | 13.0264 | 1
67.8869 | 17.4865 | 1
47.2832 | 53.55 | 1
80.4452 | 41.5136 | 1
45.3366 | -6.3186 | 1
34.6297 | 6.468 | 1
13.5582 | 8.583 | 1
79.215 | -24.3659 | 1
26.0113 | 37.3991 | 1
63.2057 | 67.3899 | 1
64.4382 | 31.1723 | 1
8.1767 | 35.5573 | 1
71.3154 | -27.6276 | 1
58.1599 | 32.0549 | 1
35.632 | 11.4881 | 1
48.8802 | 33.0959 | 1
65.1734 | -2.5433 | 1
40.8758 | 54.0447 | 1
69.7921 | 33.6392 | 1
86.9339 | 26.2836 | 1
78.2472 | -11.1475 | 1
57.4125 | 48.9099 | 1
29.5794 | 24.4217 | 1
22.5828 | 11.2466 | 1
80.8925 | 13.9287 | 1
65.3335 | -10.6311 | 1
34.0996 | -29.059 | 1
28.6194 | 38.2095 | 1
30.5302 | 26.0159 | 1
68.5564 | 40.4969 | 1
16.6042 | 3.6645 | 1
95.7974 | 26.994 | 1
90.8682 | 47.8137 | 1
91.2861 | 54.1419 | 1
1.1289 | 66.442 | 1
13.3542 | -16.5824 | 1
70.038 | 3.6465 | 1
53.2946 | -29.7768 | 1
76.3543 | 11.0187 | 1
3.828 | 22.5288 | 1
71.4487 | 63.3785 | 1
52.0875 | -9.3571 | 1
84.6412 | -19.2634 | 1
66.848 | 7.4879 | 1
59.1062 | 47.841 | 1
85.1092 | 3.2939 | 1
63.0926 | -0.61481 | 1
6.6099 | 5.5573 | 1
21.6779 | -28.7806 | 1
72.1227 | -4.8785 | 1
61.7477 | -21.7906 | 1
65.9012 | -10.2854 | 1
32.6815 | -12.7662 | 1
58.9121 | 68.238 | 1
3.1922 | 59.2148 | 1
52.5488 | -27.3979 | 1
14.3858 | 22.1641 | 1
22.4033 | -4.5039 | 1
70.3259 | 1.7244 | 1
89.1298 | 4.0437 | 1
2.3959 | -22.6772 | 1
38.1927 | 65.1228 | 1
6.4144 | -19.2518 | 1
41.3914 | 50.3598 | 1
100.9069 | 34.6284 | 1
6.152 | 12.8304 | 1
52.6432 | 42.8173 | 1
82.921 | 37.9054 | 1
47.5024 | 36.6607 | 1
96.8727 | -23.8365 | 1
3.8298 | 63.2915 | 1
84.7826 | -27.4017 | 1
54.4564 | 41.5436 | 1
7.2981 | -20.5864 | 1
41.1914 | -11.7394 | 1
6.7787 | 62.6752 | 1
34.9863 | 2.5203 | 1
18.5893 | 43.1756 | 1
17.5912 | 3.2003 | 1
59.4009 | 8.4611 | 1
67.5269 | 10.9862 | 1
11.9065 | 21.1734 | 1
3.2584 | -22.5162 | 1
63.8858 | 1.1403 | 1
3.5935 | 40.3209 | 1
48.3988 | 58.8674 | 1
54.7596 | -24.4308 | 1
0.41896 | 5.9961 | 1
99.632 | -5.9697 | 1
13.9443 | 33.3013 | 1
6.125 | -20.5465 | 1
26.1099 | 0.27303 | 1
58.9184 | 46.6652 | 1
95.897 | -6.9434 | 1
9.9709 | 8.5162 | 1
10.6577 | -5.9495 | 1
69.9447 | 43.9126 | 1
2.5508 | 53.2208 | 1
59.8271 | -22.4444 | 1
30.4475 | 50.9604 | 1
86.252 | 52.7178 | 1
68.44 | 42.6084 | 1
82.4056 | 31.4613 | 1
83.0222 | 46.9851 | 1
74.5861 | 0.32967 | 1
58.4076 | 19.4782 | 1
100.9913 | -29.9891 | 1
80.351 | 22.3336 | 1
50.9393 | -9.4214 | 1
4.5172 | 67.7713 | 1
46.1202 | 57.8103 | 1
91.9705 | -21.5329 | 1
35.7001 | 23.8672 | 1
37.7732 | 60.8387 | 1
88.9179 | 19.8468 | 1
79.2239 | 16.1361 | 1
6.4557 | 36.4084 | 1
89.648 | -3.5165 | 1
33.3938 | 31.0999 | 1
100.9417 | -19.9664 | 1
91.156 | 61.0329 | 1
12.9549 | 38.1059 | 1
50.4032 | 24.1675 | 1
86.0919 | -28.6095 | 1
38.668 | -14.3772 | 1
91.9662 | 44.7979 | 1
56.9157 | 30.4898 | 1
89.1761 | 3.7246 | 1
44.7065 | 64.1856 | 1
44.858 | -9.33 | 1
73.4275 | 49.2902 | 1
35.7835 | -8.5748 | 1
41.8032 | 56.0889 | 1
65.9268 | -20.1706 | 1
31.8207 | 8.3053 | 1
16.7242 | 61.2398 | 1
39.5958 | 28.6113 | 1
9.7744 | 66.065 | 1
32.8439 | 21.1912 | 1
55.8919 | 11.5124 | 1
70.1622 | 64.2869 | 1
67.2304 | 14.3325 | 1
43.4152 | 69.2106 | 1
51.6957 | -2.5314 | 1
24.36 | 64.843 | 1
21.7545 | 44.4493 | 1
95.5614 | 9.3951 | 1
99.7682 | 59.5515 | 1
53.2029 | 28.1815 | 1
3.8056 | 57.9264 | 1
7.7401 | 26.673 | 1
12.7945 | -7.4693 | 1
14.462 | 17.0935 | 1
85.3221 | -18.0557 | 1
57.3005 | 20.2907 | 1
67.8438 | 2.1522 | 1
58.2556 | 29.8459 | 1
46.058 | 44.4595 | 1
93.7901 | 48.1378 | 1
4.9885 | 37.797 | 1
34.509 | 17.2993 | 1
53.4278 | 41.9872 | 1
9.2854 | 0.9271 | 1
21.6543 | 12.3212 | 1
89.0529 | 63.9065 | 1
77.6566 | -7.9518 | 1
51.6714 | 40.8855 | 1
90.0174 | 10.9031 | 1
24.7389 | 16.2561 | 1
91.2826 | -11.7913 | 1
33.1574 | 43.5151 | 1
11.6263 | 58.106 | 1
56.7544 | -23.8988 | 1
42.7553 | 53.7317 | 1
70.929 | -5.7959 | 1
82.7278 | -5.7456 | 1
20.5948 | 13.3464 | 1
100.7697 | 38.6613 | 1
43.7957 | 4.704 | 1
46.8139 | 68.4529 | 1
89.6436 | 21.8503 | 1
78.3656 | 2.2522 | 1
99.7591 | -7.4035 | 1
80.0374 | 31.2588 | 1
96.5609 | 17.0421 | 1
67.9483 | 36.6288 | 1
7.3813 | 12.629 | 1
12.1079 | 57.6712 | 1
58.5441 | 64.2344 | 1
97.3009 | 21.5075 | 1
61.7707 | -18.5109 | 1
21.6225 | 43.774 | 1
4.9967 | 48.8394 | 1
32.9279 | 18.111 | 1
39.6916 | 63.2651 | 1
64.106 | 3.4185 | 1
32.7745 | 66.4074 | 1
80.9946 | 43.1753 | 1
36.2339 | 24.3656 | 1
50.2889 | 7.7871 | 1
45.0725 | 62.2885 | 1
91.2388 | -1.4941 | 1
21.4205 | -12.9859 | 1
80.9739 | 58.444 | 1
83.0901 | 15.028 | 1
35.0144 | -27.0102 | 1
72.9435 | 12.9463 | 1
68.4991 | 57.9233 | 1
96.4951 | -15.1512 | 1
79.7636 | 43.4169 | 1
3.2286 | -4.8524 | 1
62.0508 | 17.438 | 1
9.9568 | -13.1749 | 1
91.9387 | 67.8256 | 1
1.3518 | 58.8715 | 1
6.556 | -29.6643 | 1
41.5621 | 61.9566 | 1
78.145 | -20.6981 | 1
99.256 | 9.7677 | 1
26.3707 | 60.4179 | 1
99.9291 | 56.7507 | 1
13.8128 | 63.5986 | 1
11.4895 | 68.5833 | 1
49.7994 | 31.5026 | 1
28.1241 | 50.9932 | 1
68.9086 | 34.7813 | 1
90.812 | -9.7172 | 1
99.8239 | -25.8645 | 1
98.6725 | -28.6632 | 1
90.2596 | 64.1006 | 1
46.241 | 18.5208 | 1
11.4538 | 69.0398 | 1
63.4577 | -9.9259 | 1
38.0724 | -22.4901 | 1
81.5735 | 1.1728 | 1
19.8986 | 59.5098 | 1
5.2889 | 26.7173 | 1
28.5689 | 19.6656 | 1
87.0639 | 25.6503 | 1
8.026 | 15.5124 | 1
60.9386 | -12.7743 | 1
23.4526 | 11.6002 | 1
31.634 | -29.9638 | 1
71.3474 | 37.3824 | 1
57.2454 | -12.0468 | 1
98.3107 | 41.7018 | 1
95.1383 | -18.7583 | 1
15.1447 | 39.8605 | 1
3.4136 | 25.0883 | 1
27.0198 | -21.5453 | 1
34.1272 | -9.7103 | 1
35.9641 | 49.4211 | 1
99.8133 | 15.6354 | 1
71.1312 | 45.0109 | 1
65.8625 | 24.4337 | 1
65.9464 | 57.4696 | 1
75.0611 | -8.0203 | 1
35.5939 | -19.2942 | 1
66.3046 | 54.71 | 1
40.4542 | 39.1048 | 1
9.9722 | 58.1136 | 1
68.2097 | 30.212 | 1
75.9298 | 1.66 | 1
15.392 | 26.664 | 1
23.6278 | 19.9145 | 1
21.2947 | 25.4768 | 1
42.0589 | 66.8369 | 1
94.4406 | 17.0285 | 1
6.2441 | 35.0177 | 1
39.7607 | -9.7537 | 1
48.1904 | 42.4697 | 1
9.2703 | 35.3538 | 1
34.6419 | -4.5859 | 1
6.76 | 5.4891 | 1
82.0929 | -24.5133 | 1
28.4635 | 3.6973 | 1
35.9881 | 41.9722 | 1
29.2024 | 28.601 | 1
14.246 | 34.0501 | 1
38.0922 | -12.2408 | 1
57.5318 | 42.6194 | 1
48.2246 | -4.9964 | 1
56.0708 | 61.5348 | 1
39.2168 | 27.9689 | 1
3.1381 | 11.0353 | 1
37.1077 | 42.4158 | 1
18.3066 | 65.9662 | 1
67.4441 | -28.7496 | 1
59.0791 | 47.8206 | 1
13.3028 | 22.6826 | 1
45.2489 | 32.1489 | 1
32.2862 | -20.3259 | 1
51.3944 | 31.6919 | 1
54.5884 | 35.6711 | 1
19.7073 | 12.2668 | 1
25.1992 | -19.0612 | 1
93.2361 | 15.7025 | 1
56.4095 | 20.3252 | 1
26.6094 | 34.2734 | 1
8.1592 | 62.3936 | 1
66.1114 | 64.1154 | 1
30.4437 | 8.4437 | 1
28.0458 | 27.7227 | 1
53.8135 | 60.3184 | 1
64.6151 | -20.7293 | 1
42.5111 | 67.8711 | 1
72.8756 | 45.5676 | 1
7.9944 | -10.2116 | 1
52.2857 | -3.8331 | 1
41.3936 | 7.6878 | 1
73.1002 | -25.3415 | 1
65.2807 | 38.5647 | 1
80.8282 | 41.6706 | 1
34.4996 | 29.4287 | 1
15.3757 | 18.3559 | 1
15.7719 | 28.9671 | 1
89.3055 | -4.1965 | 1
78.4233 | -4.3698 | 1
2.5231 | 65.9502 | 1
9.1409 | 67.0454 | 1
81.9697 | -18.5481 | 1
17.4643 | 18.479 | 1
6.6593 | 28.2049 | 1
88.7397 | 42.3193 | 1
19.7091 | 55.5168 | 1
66.4894 | 27.9171 | 1
72.8824 | 67.4298 | 1
79.3079 | 44.3385 | 1
3.7983 | -24.6389 | 1
1.9121 | 43.4051 | 1
24.5026 | 64.5875 | 1
95.1887 | -13.1567 | 1
23.9404 | 4.6112 | 1
20.71 | 24.0415 | 1
82.6008 | -16.7914 | 1
90.2605 | 4.2492 | 1
43.187 | 3.2896 | 1
48.0814 | -4.3052 | 1
58.9267 | -9.8498 | 1
12.2212 | -4.767 | 1
33.8147 | 11.8187 | 1
98.7072 | 55.8411 | 1
26.37 | 0.40092 | 1
22.9391 | 18.3151 | 1
56.1175 | -9.6656 | 1
31.5659 | -21.0906 | 1
19.6581 | -29.0817 | 1
82.5121 | 54.7286 | 1
38.8759 | -5.5549 | 1
86.8297 | 46.4556 | 1
3.9021 | 57.5947 | 1
99.8378 | -5.9657 | 1
56.5101 | 0.5367 | 1
91.5396 | 30.0419 | 1
64.9179 | 22.8947 | 1
85.9005 | 28.6743 | 1
31.8151 | 26.1213 | 1
75.884 | 21.4889 | 1
86.63 | 21.3846 | 1
99.5146 | 4.7151 | 1
29.4368 | 46.9135 | 1
93.6039 | -26.7881 | 1
94.9749 | -13.7826 | 1
24.8823 | 23.8134 | 1
60.3091 | 55.9474 | 1
72.6218 | 14.9827 | 1
69.1243 | 12.6201 | 1
8.357 | -2.1661 | 1
4.3475 | 24.862 | 1
79.7117 | 33.052 | 1
33.0958 | -8.0306 | 1
16.6298 | 28.36 | 1
98.1746 | 13.5021 | 1
69.6106 | 43.512 | 1
3.52 | 64.4244 | 1
11.7249 | 42.5299 | 1
50.6883 | -2.2578 | 1
86.2468 | 32.5578 | 1
11.5904 | 4.8421 | 1
89.1978 | 37.7863 | 1
75.2939 | 61.949 | 1
47.2774 | -1.4126 | 1
22.7175 | -12.5212 | 1
4.5621 | 33.8221 | 1
67.9564 | 16.647 | 1
83.4886 | 35.6313 | 1
38.6514 | 43.7208 | 1
84.5337 | 53.571 | 1
19.5791 | -4.6759 | 1
15.4739 | 22.3353 | 1
46.5874 | 3.7749 | 1
81.3751 | 20.1235 | 1
62.4143 | 65.8609 | 1
47.343 | 47.9565 | 1
73.8597 | 57.1573 | 1
15.0392 | 62.8433 | 1
83.1391 | 34.429 | 1
72.9547 | 43.0054 | 1
37.2831 | 29.0172 | 1
81.1984 | -16.506 | 1
1.7712 | 50.6427 | 1
93.9206 | 14.5823 | 1
88.9198 | 6.3498 | 1
19.0754 | -0.75577 | 1
50.8009 | 69.4434 | 1
51.202 | 41.0048 | 1
66.4564 | 5.1193 | 1
49.9181 | 44.3035 | 1
56.7172 | 67.8778 | 1
16.1965 | 19.8173 | 1
6.6571 | 42.8624 | 1
84.2413 | -4.3196 | 1
53.6603 | 58.2063 | 1
4.3305 | -9.3928 | 1
9.4657 | 61.1096 | 1
26.2719 | 41.7274 | 1
50.9975 | 69.5446 | 1
61.2183 | -16.4427 | 1
85.0383 | 48.7023 | 1
82.9699 | 30.9025 | 1
88.8406 | 20.1746 | 1
17.3152 | 38.2466 | 1
17.2061 | 42.5876 | 1
85.9586 | 67.7509 | 1
28.1242 | 39.4195 | 1
21.1038 | -4.4292 | 1
76.7717 | 61.1922 | 1
25.5031 | 52.5635 | 1
78.8992 | 55.8492 | 1
47.1995 | 28.2438 | 1
39.9042 | -25.8385 | 1
12.9596 | -9.5396 | 1
79.6164 | -17.8686 | 1
12.7999 | -23.3455 | 1
42.7879 | -5.1572 | 1
37.9983 | 3.6476 | 1
59.4002 | 16.5697 | 1
89.9251 | 24.0429 | 1
76.9989 | -2.7304 | 1
29.0966 | 41.6834 | 1
80.8023 | -22.3269 | 1
70.2828 | 10.3611 | 1
25.0267 | 66.5333 | 1
25.4571 | 10.9938 | 1
18.1636 | -17.0329 | 1
0.16334 | 39.3368 | 1
86.7488 | 67.0085 | 1
5.7206 | 44.4561 | 1
81.9345 | 30.7543 | 1
40.9674 | 27.2869 | 1
38.5936 | 3.1786 | 1
52.2917 | 29.2887 | 1
62.2002 | -24.9409 | 1
86.3695 | -4.9619 | 1
98.0878 | 65.1617 | 1
13.2431 | 21.2034 | 1
56.7276 | 65.297 | 1
38.6135 | -24.3862 | 1
97.4841 | -9.4915 | 1
61.6277 | 62.0835 | 1
11.7123 | -22.5719 | 1
96.1735 | 13.6113 | 1
73.9371 | 36.9717 | 1
41.7007 | -19.0194 | 1
29.9272 | 5.6657 | 1
25.9795 | 65.2606 | 1
0.28341 | 50.3256 | 1
45.1506 | 13.6869 | 1
69.8714 | -0.56657 | 1
23.7999 | -21.2089 | 1
9.7931 | 67.3762 | 1
35.6375 | -9.1144 | 1
98.3207 | -17.3851 | 1
92.1656 | 35.0221 | 1
50.8586 | -8.808 | 1
35.9787 | 41.2871 | 1
85.223 | 5.8354 | 1
81.2713 | 11.6425 | 1
70.7906 | -9.2241 | 1
35.3281 | 24.7565 | 1
16.9842 | -18.9273 | 1
76.8731 | 69.0359 | 1
97.6313 | 41.9985 | 1
30.8041 | 54.199 | 1
2.7156 | -13.5513 | 1
28.1726 | -20.3405 | 1
68.3251 | 68.6752 | 1
72.4978 | 53.3933 | 1
65.712 | 16.054 | 1
83.2071 | -14.2055 | 1
9.5325 | 51.6993 | 1
87.8868 | 28.878 | 1
81.9948 | -28.6239 | 1
90.6176 | 19.6445 | 1
13.7513 | 24.0416 | 1
8.5339 | 67.8122 | 1
31.0127 | 59.4917 | 1
89.5096 | 3.9478 | 1
34.8592 | 14.7758 | 1
25.1216 | 21.5195 | 1
27.3356 | 61.4045 | 1
19.8648 | 52.3694 | 1
72.1814 | -0.95855 | 1
32.4667 | 19.207 | 1
26.5733 | 9.5481 | 1
20.2385 | 34.892 | 1
19.1255 | 32.1281 | 1
99.9476 | 9.8375 | 1
56.797 | 12.9185 | 1
45.0416 | 48.6365 | 1
79.2271 | 1.1598 | 1
28.8337 | 53.6506 | 1
84.7621 | -3.6561 | 1
26.1028 | -6.5263 | 1
28.2815 | 50.6808 | 1
29.4599 | 18.587 | 1
53.7557 | 1.396 | 1
52.1369 | 16.2602 | 1
11.8075 | 17.4417 | 1
98.0091 | -8.9082 | 1
94.4806 | 31.3409 | 1
97.94 | -6.0366 | 1
29.883 | 32.2975 | 1
50.6548 | 32.9515 | 1
24.8705 | 5.575 | 1
84.4519 | 51.6648 | 1
12.0313 | -25.4525 | 1
36.5017 | 2.7567 | 1
14.1997 | 0.63879 | 1
14.9438 | 10.8706 | 1
100.6897 | -26.5178 | 1
50.2628 | 58.8351 | 1
1.8027 | 16.009 | 1
40.1945 | 25.339 | 1
6.7813 | 18.0913 | 1
71.9735 | -0.61916 | 1
48.5475 | 28.2222 | 1
37.1593 | 15.6118 | 1
19.9268 | 62.5665 | 1
21.0566 | 37.7184 | 1
98.3763 | 65.217 | 1
73.7133 | 69.9758 | 1
63.3531 | 20.754 | 1
66.5203 | 64.373 | 1
36.3695 | 45.6784 | 1
27.5919 | 49.3753 | 1
26.6176 | 6.6331 | 1
34.6434 | 21.4762 | 1
34.9612 | 0.18259 | 1
97.6007 | 35.8535 | 1
16.4345 | 40.5841 | 1
91.5113 | 67.8171 | 1
62.4502 | 29.4047 | 1
26.3566 | 63.0372 | 1
25.2771 | 22.6109 | 1
91.27 | -21.826 | 1
19.691 | -27.5909 | 1
35.9423 | 57.137 | 1
91.2781 | 12.8065 | 1
1.8515 | 5.8893 | 1
24.5333 | 13.6339 | 1
50.5622 | 7.2966 | 1
96.4686 | 69.4463 | 1
17.5171 | -6.3884 | 1
42.4475 | -20.2608 | 1
2.7501 | -27.5713 | 1
8.7492 | -25.6426 | 1
62.6542 | 50.4898 | 1
73.103 | 5.5743 | 1
97.4361 | 35.3186 | 1
38.9802 | 62.6494 | 1
77.1498 | -11.472 | 1
81.4643 | 56.8635 | 1
9.5931 | -25.6522 | 1
84.109 | 18.2932 | 1
56.9791 | 61.1074 | 1
92.3732 | 18.5607 | 1
5.0172 | 7.6349 | 1
70.4004 | 1.1709 | 1
38.6512 | 12.6433 | 1
16.6085 | -14.2977 | 1
61.4725 | 49.7836 | 1
46.1975 | 9.5579 | 1
14.2731 | -14.0788 | 1
37.7989 | 31.8932 | 1
65.7855 | -22.53 | 1
29.3051 | -1.6449 | 1
50.3321 | 31.1557 | 1
58.9936 | 43.7252 | 1
56.7259 | -24.5368 | 1
14.8461 | 44.3776 | 1
86.9909 | 17.5878 | 1
89.9478 | 60.4676 | 1
57.011 | 21.8315 | 1
66.5643 | -29.0658 | 1
98.9322 | -6.9045 | 1
69.3693 | 21.7401 | 1
3.5803 | 2.2044 | 1
39.9781 | 21.7293 | 1
50.5617 | 22.1456 | 1
94.2767 | -10.6173 | 1
58.4315 | 10.255 | 1
70.0275 | 20.5907 | 1
98.5457 | -5.9931 | 1
21.8799 | 55.0276 | 1
98.8245 | -15.8693 | 1
79.4638 | -28.0978 | 1
81.6783 | 40.9419 | 1
83.044 | 11.923 | 1
5.6423 | 66.9381 | 1
63.119 | 29.7632 | 1
68.0194 | -15.1273 | 1
88.0241 | -22.015 | 1
18.9069 | 13.0518 | 1
51.5371 | 65.9707 | 1
38.9131 | 57.5241 | 1
7.4672 | -23.2367 | 1
45.6519 | 5.9228 | 1
61.4463 | -1.2411 | 1
78.4498 | -9.6176 | 1
16.3939 | -0.95535 | 1
25.0028 | 58.7036 | 1
14.3371 | 0.71831 | 1
42.9461 | 66.9596 | 1
42.3973 | 37.5721 | 1
94.3646 | 4.5725 | 1
6.9287 | -27.8657 | 1
57.5135 | 14.8058 | 1
51.9805 | 35.0095 | 1
2.6779 | 54.5327 | 1
44.377 | 4.7492 | 1
78.1288 | 58.3074 | 1
46.4195 | 48.2585 | 1
1.9207 | 16.7816 | 1
21.8443 | 50.8961 | 1
64.6707 | 1.4356 | 1
16.1311 | 58.1026 | 1
61.2575 | 50.794 | 1
90.7221 | 34.0933 | 1
68.4435 | -20.6357 | 1
4.0432 | 18.3482 | 1
49.2137 | 36.535 | 1
90.18 | -5.3246 | 1
71.0976 | -8.4464 | 1
40.768 | -29.5339 | 1
12.1748 | -17.8062 | 1
36.5895 | 10.3215 | 1
14.2883 | 59.8401 | 1
45.18 | 24.1312 | 1
72.673 | -22.5102 | 1
41.1696 | 54.3056 | 1
4.2352 | 66.2913 | 1
99.0025 | -9.6905 | 1
42.2187 | 32.6403 | 1
44.7746 | 43.9631 | 1
23.2627 | 51.5178 | 1
13.6335 | 25.422 | 1
46.9583 | -27.928 | 1
47.9964 | 34.8752 | 1
0.22999 | 8.7249 | 1
5.7744 | -12.1739 | 1
92.7511 | -24.5118 | 1
28.3281 | 50.5889 | 1
45.179 | 16.5032 | 1
2.7759 | -10.512 | 1
50.1753 | 5.939 | 1
2.2955 | -17.827 | 1
32.0651 | -13.8432 | 1
1.6179 | -20.1791 | 1
41.9257 | -21.9304 | 1
92.8908 | 1.1308 | 1
44.4852 | 30.5458 | 1
23.1686 | 16.1362 | 1
59.0371 | 55.3989 | 1
43.6166 | 66.1799 | 1
56.4381 | 30.9304 | 1
2.772 | 68.695 | 1
92.7613 | 67.9426 | 1
76.3578 | 17.6528 | 1
1.2643 | 51.4111 | 1
79.9217 | -4.7109 | 1
69.487 | 3.749 | 1
59.2179 | -0.46978 | 1
2.9911 | 66.8547 | 1
34.2224 | 12.5533 | 1
12.7405 | -4.5813 | 1
43.982 | -15.8161 | 1
93.4434 | 28.9819 | 1
17.3942 | -18.1215 | 1
10.5685 | 48.1625 | 1
82.951 | 17.9395 | 1
28.6371 | -23.1391 | 1
86.2876 | -23.1739 | 1
44.6494 | 10.2808 | 1
83.461 | 28.8964 | 1
74.1544 | -9.5992 | 1
21.7165 | 31.7825 | 1
9.6627 | 19.62 | 1
66.8516 | 36.9444 | 1
58.0641 | 43.9307 | 1
0.88693 | 50.7201 | 1
77.7048 | 32.9443 | 1
90.5093 | -23.1449 | 1
9.3681 | 42.2422 | 1
35.673 | 65.3513 | 1
74.8352 | 19.5928 | 1
67.8378 | -13.2344 | 1
51.8203 | 63.9885 | 1
52.2765 | 50.622 | 1
28.6204 | -19.5323 | 1
7.247 | 57.0941 | 1
64.9664 | 16.9677 | 1
9.869 | 39.5442 | 1
51.6631 | -22.8512 | 1
80.5608 | 19.7886 | 1
54.8508 | 43.9992 | 1
58.5307 | 60.6081 | 1
54.9106 | -15.3273 | 1
1.1261 | -1.4321 | 1
86.4041 | 56.1503 | 1
20.8997 | 33.1558 | 1
96.6618 | 39.9702 | 1
54.2777 | 40.3005 | 1
7.2193 | 12.9761 | 1
57.1107 | 44.4336 | 1
49.3372 | 56.0806 | 1
34.5504 | 49.228 | 1
65.7931 | 31.5358 | 1
38.8999 | 20.7469 | 1
34.6469 | 56.0082 | 1
69.2644 | 56.8325 | 1
44.2376 | 16.3215 | 1
69.6844 | -18.9097 | 1
36.6464 | 52.6488 | 1
1.8926 | 63.1354 | 1
35.0529 | 37.1497 | 1
95.8895 | 60.1243 | 1
5.1249 | 56.2985 | 1
31.029 | -1.0481 | 1
25.6744 | 65.6258 | 1
74.7782 | -4.4182 | 1
40.9584 | 28.1575 | 1
90.2732 | 12.1016 | 1
51.7858 | 64.9096 | 1
78.5178 | 40.0695 | 1
93.7979 | 24.0908 | 1
80.9279 | 39.4899 | 1
12.2447 | 0.68021 | 1
62.6365 | 7.4381 | 1
56.8285 | 0.90677 | 1
39.6078 | 1.589 | 1
85.9163 | 58.7789 | 1
96.276 | 37.3025 | 1
37.8181 | 27.7706 | 1
14.6143 | 61.5845 | 1
25.1286 | 30.1319 | 1
78.7726 | 55.3575 | 1
88.5758 | 27.46 | 1
48.9279 | 48.261 | 1
5.0356 | 15.2991 | 1
20.8673 | 14.8044 | 1
32.1989 | 17.4326 | 1
87.0407 | 18.7017 | 1
67.9435 | 15.4811 | 1
94.1261 | 51.2901 | 1
27.418 | 26.2418 | 1
53.1726 | -11.6091 | 1
60.2633 | 7.7113 | 1
54.26 | -11.5968 | 1
51.5059 | -14.7673 | 1
47.3179 | 68.9407 | 1
82.9848 | -19.2021 | 1
86.8773 | 0.99522 | 1
45.4676 | 29.5517 | 1
78.7669 | 0.99404 | 1
55.478 | 57.1157 | 1
27.0104 | -27.374 | 1
84.0961 | -18.6848 | 1
37.667 | -22.1124 | 1
3.4513 | -19.7711 | 1
87.4545 | 17.0342 | 1
59.9351 | 3.6656 | 1
11.2515 | 15.8013 | 1
62.6688 | 51.4571 | 1
66.3107 | -1.4495 | 1
55.0025 | -14.1956 | 1
10.2822 | -6.2407 | 1
3.0308 | -13.1221 | 1
25.1639 | 66.088 | 1
19.8634 | -13.1633 | 1
79.6402 | 62.2848 | 1
18.6098 | 67.0539 | 1
21.6606 | 65.2172 | 1
53.8631 | 43.4861 | 1
33.4604 | 26.7551 | 1
6.2926 | 26.4005 | 1
71.1992 | -0.93155 | 1
46.8817 | 3.3067 | 1
100.2031 | 27.0864 | 1
0.06508 | 32.0354 | 1
73.6877 | -20.6062 | 1
21.0145 | 63.6049 | 1
95.0219 | -11.0114 | 1
26.8039 | 52.0918 | 1
54.506 | 4.7193 | 1
93.721 | -19.1867 | 1
53.1639 | 69.9526 | 1
94.432 | -14.1166 | 1
33.228 | 27.9367 | 1
8.0832 | 7.4237 | 1
99.3212 | 42.7677 | 1
87.9503 | 43.0234 | 1
5.3114 | 59.7888 | 1
7.6976 | 1.2245 | 1
74.4348 | 54.6055 | 1
65.0695 | -1.8298 | 1
72.801 | 48.6963 | 1
17.7739 | 10.8655 | 1
44.8599 | 12.9433 | 1
51.1885 | -17.3349 | 1
68.7549 | 5.6839 | 1
68.8931 | -9.9688 | 1
51.0238 | -2.5219 | 1
51.3151 | -2.0398 | 1
80.1302 | 54.408 | 1
96.0838 | -16.1013 | 1
50.1522 | 66.234 | 1
21.7475 | -2.852 | 1
32.2992 | 66.3186 | 1
42.2078 | -12.9068 | 1
11.1338 | 9.1218 | 1
97.4014 | 67.8818 | 1
1.2657 | 23.9704 | 1
26.4165 | -22.0201 | 1
19.4919 | 11.7531 | 1
94.1346 | -11.0474 | 1
94.4874 | 57.3775 | 1
8.1628 | 52.1405 | 1
6.5031 | 51.566 | 1
5.0705 | 32.6907 | 1
67.4435 | 38.2012 | 1
39.6809 | 53.1838 | 1
17.0546 | 47.7309 | 1
40.6428 | 4.7321 | 1
5.1219 | -6.1183 | 1
80.8758 | 11.5569 | 1
76.1882 | -3.2165 | 1
84.3849 | 41.0647 | 1
68.9449 | -14.17 | 1
2.5376 | 17.3195 | 1
27.9361 | 6.5786 | 1
12.8218 | 12.8149 | 1
82.1678 | -9.3494 | 1
54.2863 | 12.2433 | 1
73.4473 | 19.8438 | 1
13.4951 | 23.1501 | 1
21.7027 | 4.2283 | 1
35.76 | 31.2819 | 1
81.9129 | 44.2255 | 1
63.5542 | 63.7282 | 1
7.7014 | 45.3035 | 1
1.4468 | 51.4368 | 1
31.287 | 68.9475 | 1
15.5538 | -22.4558 | 1
23.7766 | 5.0833 | 1
60.9024 | -8.8382 | 1
55.9718 | 61.4571 | 1
59.7882 | -13.1817 | 1
43.6011 | 55.0999 | 1
42.3693 | 62.632 | 1
74.3905 | -20.5149 | 1
5.6024 | -22.6341 | 1
51.1631 | 18.2731 | 1
76.0865 | 22.4329 | 1
8.0045 | 30.5352 | 1
4.6412 | 38.7643 | 1
9.8074 | 4.6109 | 1
96.171 | 13.7486 | 1
12.054 | 38.7667 | 1
13.9996 | -16.1439 | 1
29.7603 | 45.0139 | 1
63.9204 | 30.5178 | 1
28.3691 | 48.2763 | 1
10.53 | 31.1593 | 1
88.8944 | 60.3649 | 1
94.4002 | -29.4211 | 1
27.1359 | -29.87 | 1
70.8615 | 6.9272 | 1
8.844 | -12.5966 | 1
72.013 | 34.0047 | 1
57.6264 | -29.3355 | 1
45.6225 | 47.0726 | 1
10.4208 | 64.5476 | 1
38.666 | 60.3828 | 1
74.6983 | -2.7666 | 1
2.5547 | -1.445 | 1
19.5957 | 1.8387 | 1
95.3512 | 22.2496 | 1
92.711 | 58.757 | 1
62.4727 | -28.1073 | 1
20.5925 | 12.9121 | 1
61.7517 | -6.9154 | 1
18.0765 | 57.1553 | 1
5.028 | -28.954 | 1
67.9869 | -20.4573 | 1
38.8194 | 68.9034 | 1
49.824 | 56.7977 | 1
19.7289 | 18.4351 | 1
3.2803 | -27.7004 | 1
95.7521 | -15.5989 | 1
30.3242 | 3.9566 | 1
63.6375 | -26.5583 | 1
17.8666 | 58.2641 | 1
53.5654 | 19.6447 | 1
31.561 | 21.8014 | 1
17.4874 | 41.9844 | 1
40.4724 | 61.3323 | 1
87.1809 | 13.5806 | 1
48.8422 | 37.7031 | 1
15.6022 | 17.0526 | 1
44.6634 | 25.4358 | 1
69.2453 | 56.844 | 1
51.0201 | -8.2246 | 1
24.4979 | 51.9666 | 1
36.8287 | 26.5342 | 1
75.2914 | 31.3904 | 1
83.1454 | 40.2432 | 1
1.1329 | 52.2184 | 1
51.0182 | 56.0815 | 1
14.5715 | -20.4359 | 1
96.925 | 69.8035 | 1
49.3068 | 2.3294 | 1
67.1016 | -16.2821 | 1
86.4459 | 19.1429 | 1
64.1828 | -6.8186 | 1
86.8067 | -20.8885 | 1
48.2049 | -0.038641 | 1
75.0893 | 33.2919 | 1
63.6722 | -16.7479 | 1
72.0317 | 1.8138 | 1
6.5721 | 68.8284 | 1
100.5428 | -3.0747 | 1
54.1199 | 31.1333 | 1
15.5869 | -5.9157 | 1
12.1816 | 33.609 | 1
21.759 | 9.3785 | 1
43.1261 | 23.0713 | 1
33.2767 | 25.1959 | 1
48.8293 | 51.5044 | 1
11.5838 | 24.1627 | 1
39.8625 | 65.6122 | 1
86.5606 | 45.3009 | 1
44.7692 | 10.2469 | 1
68.4301 | 33.7234 | 1
70.0094 | 15.1918 | 1
51.8174 | 46.3837 | 1
68.2969 | 28.2339 | 1
7.2825 | 58.9146 | 1
50.5436 | 1.3059 | 1
51.4673 | 59.7768 | 1
87.5736 | -18.3614 | 1
9.2026 | 64.8957 | 1
65.5258 | 8.1912 | 1
86.78 | -7.7293 | 1
17.7955 | 57.713 | 1
84.863 | 44.3548 | 1
81.4664 | -26.9651 | 1
12.3748 | 15.99 | 1
41.0928 | -6.9725 | 1
42.5163 | 51.8878 | 1
14.982 | 20.2051 | 1
58.1431 | 58.594 | 1
6.4502 | -16.0635 | 1
74.3274 | 62.7514 | 1
15.952 | -29.3828 | 1
16.09 | 1.5647 | 1
77.9232 | -16.8053 | 1
2.7811 | -20.0449 | 1
78.9751 | 64.9978 | 1
81.6901 | 64.6946 | 1
90.6457 | 17.4446 | 1
56.9381 | 8.8987 | 1
80.1355 | 48.8482 | 1
43.186 | -11.7055 | 1
83.4744 | -11.8667 | 1
64.5218 | 65.9853 | 1
56.3971 | 22.9037 | 1
100.3529 | -6.6503 | 1
11.9714 | 10.3551 | 1
12.7539 | -21.814 | 1
24.1106 | 55.802 | 1
40.1876 | 15.0504 | 1
5.4735 | 65.8515 | 1
55.5486 | 8.6631 | 1
89.4271 | 10.6915 | 1
28.4829 | -20.2972 | 1
93.2204 | 57.2768 | 1
63.5141 | 13.6359 | 1
61.7085 | 12.3575 | 1
24.431 | 68.9874 | 1
83.9564 | 64.7981 | 1
68.5751 | 36.3797 | 1
0.76088 | 7.0805 | 1
62.5789 | 11.1656 | 1
16.7251 | -1.9844 | 1
17.8399 | -11.7795 | 1
10.8275 | 53.5905 | 1
35.5246 | -8.4959 | 1
44.2377 | 63.026 | 1
84.2692 | -21.3755 | 1
70.4844 | 6.167 | 1
96.3446 | -15.08 | 1
100.6701 | 25.3717 | 1
10.4794 | -15.8266 | 1
87.7469 | 56.1829 | 1
27.2589 | -0.11719 | 1
95.1177 | 49.0498 | 1
7.0328 | 14.1007 | 1
100.3622 | 36.2693 | 1
80.7944 | 40.7247 | 1
11.0631 | 5.1171 | 1
74.6749 | -2.0738 | 1
98.0981 | 16.719 | 1
31.7492 | -17.5927 | 1
56.8805 | 10.6654 | 1
33.1402 | 28.9671 | 1
87.4273 | 36.2237 | 1
0.92577 | 4.3242 | 1
69.4018 | -20.4984 | 1
14.1161 | 62.8615 | 1
52.6381 | 51.7241 | 1
15.828 | 49.2328 | 1
85.887 | 31.5481 | 1
94.7303 | 7.9369 | 1
19.5934 | 44.8492 | 1
51.4182 | 29.8504 | 1
91.293 | 25.1155 | 1
51.0327 | 69.3736 | 1
65.2875 | 58.4091 | 1
27.105 | 36.9434 | 1
78.1382 | -28.1694 | 1
87.0102 | 35.6604 | 1
70.8102 | 53.0039 | 1
76.2994 | 6.6544 | 1
14.1001 | -19.6878 | 1
52.0116 | 48.1864 | 1
2.1372 | -12.3964 | 1
2.8188 | 9.719 | 1
89.4121 | 68.1272 | 1
20.5985 | 5.6382 | 1
13.9457 | 9.0017 | 1
2.3017 | 13.7614 | 1
82.3882 | 68.5109 | 1
32.6058 | -8.5184 | 1
99.2665 | 50.1326 | 1
43.8841 | 14.4847 | 1
29.2462 | 33.7146 | 1
20.1753 | -15.2975 | 1
21.6295 | 66.2852 | 1
78.7311 | 10.277 | 1
44.1632 | 43.9185 | 1
31.1915 | 36.2961 | 1
65.5692 | -21.7015 | 1
94.7359 | -18.1234 | 1
82.5093 | 54.8227 | 1
3.3509 | 36.7251 | 1
95.6051 | 64.9485 | 1
66.0454 | -3.6249 | 1
19.6865 | 44.987 | 1
75.3225 | 29.3272 | 1
65.3753 | 57.4203 | 1
86.7575 | 69.6439 | 1
93.1673 | -15.9645 | 1
66.2231 | -5.4856 | 1
97.4076 | 62.5825 | 1
80.6881 | 44.5478 | 1
71.9859 | -10.0089 | 1
28.2278 | 6.3324 | 1
12.695 | 51.7033 | 1
28.6281 | 5.3266 | 1
83.8969 | 55.5866 | 1
86.9792 | 13.1376 | 1
86.8369 | -16.5747 | 1
20.7654 | -9.3403 | 1
33.364 | -26.9249 | 1
48.2924 | 45.0385 | 1
2.9767 | -1.2699 | 1
67.0191 | 23.4024 | 1
11.4868 | 56.7272 | 1
83.7502 | -2.693 | 1
62.8467 | -7.1022 | 1
9.3707 | 59.9803 | 1
51.1478 | -26.0148 | 1
73.3252 | 21.959 | 1
98.9997 | -11.5838 | 1
40.4339 | -29.0677 | 1
19.3747 | 62.0391 | 1
71.5157 | -11.2724 | 1
83.8527 | -9.8168 | 1
89.3481 | 5.7121 | 1
32.2648 | 6.4937 | 1
92.411 | 65.7695 | 1
5.854 | 34.5635 | 1
62.5445 | -21.1592 | 1
76.7031 | 26.1006 | 1
73.1936 | 26.0569 | 1
38.0657 | 8.3367 | 1
69.729 | 40.776 | 1
10.6797 | 43.6134 | 1
40.2172 | 33.0294 | 1
45.9992 | -24.5098 | 1
78.1892 | -15.5144 | 1
77.4358 | -2.9652 | 1
22.4203 | -13.1222 | 1
61.6981 | -16.3548 | 1
22.419 | 69.7388 | 1
40.4241 | 63.4749 | 1
31.6713 | 57.7157 | 1
19.0117 | -2.9095 | 1
22.5138 | -18.7179 | 1
48.8914 | 38.8218 | 1
39.7145 | -12.6559 | 1
71.0169 | 39.5152 | 1
27.1571 | 48.5157 | 1
50.6441 | 31.9351 | 1
42.6514 | -24.2187 | 1
95.3584 | 51.9965 | 1
56.4312 | 58.2198 | 1
21.1084 | -24.6515 | 1
37.5345 | 33.5628 | 1
48.3397 | 44.2171 | 1
89.9435 | -27.7921 | 1
1.3976 | 21.5457 | 1
21.5983 | -15.8007 | 1
71.652 | 1.8728 | 1
86.0391 | 64.1478 | 1
85.9418 | -12.2269 | 1
64.5616 | 16.6002 | 1
93.186 | -27.9544 | 1
54.5415 | 16.5567 | 1
23.8999 | 33.3512 | 1
25.5936 | 28.0853 | 1
47.4736 | 21.673 | 1
93.8432 | -11.3152 | 1
51.55 | 2.0801 | 1
79.3494 | -12.3845 | 1
28.7412 | 67.0955 | 1
74.9851 | 60.1523 | 1
32.9879 | 9.1237 | 1
3.0301 | -22.694 | 1
49.2524 | 7.4412 | 1
100.1749 | 1.0632 | 1
70.2652 | -21.318 | 1
77.4066 | 29.6278 | 1
30.8732 | 61.623 | 1
5.6935 | 8.2766 | 1
51.2236 | 40.9599 | 1
57.8931 | 17.2854 | 1
71.8888 | 66.7536 | 1
78.4862 | 5.3568 | 1
78.3194 | -12.3688 | 1
73.436 | -15.5331 | 1
55.9765 | -12.1955 | 1
87.3433 | 18.0869 | 1
42.2828 | 42.3314 | 1
99.2725 | 68.574 | 1
26.2529 | 66.8085 | 1
78.4145 | -12.7264 | 1
52.7188 | 25.5671 | 1
68.4822 | 2.449 | 1
39.5075 | 30.1818 | 1
27.2787 | 12.8357 | 1
78.4794 | 31.2783 | 1
93.7037 | 52.7288 | 1
85.0945 | 28.3426 | 1
74.1499 | 64.7789 | 1
39.9798 | -15.117 | 1
62.3756 | -17.2427 | 1
67.7208 | 45.9085 | 1
81.4186 | 34.209 | 1
41.999 | -7.6377 | 1
77.2162 | 7.418 | 1
33.4177 | 29.9735 | 1
2.1368 | 22.4995 | 1
18.1706 | -7.7736 | 1
59.5778 | 8.8164 | 1
8.5093 | 66.3256 | 1
63.3955 | 42.2389 | 1
12.3373 | -1.0426 | 1
78.2649 | 4.3857 | 1
83.823 | 16.5339 | 1
98.6471 | 10.3833 | 1
29.3802 | 45.038 | 1
87.1558 | 54.049 | 1
96.1067 | 47.7336 | 1
84.4486 | 9.1625 | 1
47.7549 | 30.2832 | 1
62.5533 | 37.8166 | 1
63.9876 | -17.5113 | 1
46.6579 | 60.7788 | 1
13.6181 | 51.4144 | 1
37.0224 | 3.3389 | 1
84.9056 | -9.2871 | 1
38.2061 | 60.8495 | 1
89.7006 | -28.6995 | 1
45.4065 | 14.9775 | 1
43.79 | 19.8932 | 1
94.3143 | 3.3393 | 1
76.7094 | 27.3344 | 1
82.2672 | 44.7317 | 1
21.4308 | 36.639 | 1
40.7104 | 57.3082 | 1
78.811 | -15.6263 | 1
57.8035 | -17.7836 | 1
0.35402 | -1.0379 | 1
1.3329 | -0.6247 | 1
77.2293 | -13.7751 | 1
85.3283 | 35.4696 | 1
60.927 | 3.4106 | 1
77.4437 | 36.27 | 1
18.2141 | 54.2567 | 1
14.7949 | -15.3471 | 1
5.2958 | 5.373 | 1
78.8586 | 46.1972 | 1
100.234 | 33.0404 | 1
83.4314 | -20.7144 | 1
0.36301 | 66.7033 | 1
31.5557 | 63.9487 | 1
39.7867 | 62.3659 | 1
15.8086 | -5.6491 | 1
67.6683 | -22.1293 | 1
36.6406 | -24.1209 | 1
80.2972 | 28.7516 | 1
86.6695 | 45.5949 | 1
81.9111 | 62.4963 | 1
51.7408 | 67.6108 | 1
49.6444 | -19.7377 | 1
31.8387 | 1.3012 | 1
48.0693 | 2.2328 | 1
69.2603 | 2.9923 | 1
37.1543 | 27.5714 | 1
72.9922 | 34.2162 | 1
42.6232 | 40.888 | 1
63.2518 | 42.3743 | 1
7.5039 | -11.0195 | 1
72.489 | 29.5933 | 1
14.5683 | 45.3751 | 1
52.219 | 35.7436 | 1
35.9023 | -14.7261 | 1
43.9147 | -23.3912 | 1
51.9435 | 12.7303 | 1
85.6211 | -9.9457 | 1
45.2025 | 43.0672 | 1
13.3585 | 7.3334 | 1
5.7561 | -25.4637 | 1
26.0395 | -19.551 | 1
67.9411 | -21.4675 | 1
62.5577 | -29.6961 | 1
45.4463 | -22.9598 | 1
0.83285 | 65.6829 | 1
62.0007 | 44.2539 | 1
74.0831 | 16.6611 | 1
85.9247 | 61.6845 | 1
2.3672 | 29.8938 | 1
52.6391 | -24.6084 | 1
84.1348 | 8.6937 | 1
60.8446 | 64.8959 | 1
71.7581 | -5.3981 | 1
91.6447 | 30.5104 | 1
86.2981 | 17.4446 | 1
22.7943 | 47.4412 | 1
94.5525 | 38.6174 | 1
56.9265 | 3.3082 | 1
78.2967 | -20.615 | 1
22.7061 | -26.4643 | 1
74.6603 | 35.6956 | 1
96.9495 | -26.0535 | 1
40.3333 | 8.6426 | 1
1.804 | -3.2907 | 1
65.2158 | 64.6467 | 1
56.6207 | 65.543 | 1
23.7631 | 11.1547 | 1
68.5957 | 60.8608 | 1
6.561 | 52.4722 | 1
72.7245 | 3.7274 | 1
15.3731 | -6.7831 | 1
90.5241 | 46.8742 | 1
2.2479 | -25.3379 | 1
60.3744 | 68.2692 | 1
71.5947 | -2.1138 | 1
51.0628 | 58.924 | 1
28.3705 | 48.9779 | 1
11.8017 | 62.566 | 1
68.4111 | -3.5622 | 1
80.9354 | 37.9882 | 1
96.8625 | 51.5672 | 1
22.3961 | -2.8746 | 1
69.417 | 16.9396 | 1
93.2229 | 52.6766 | 1
40.3459 | 57.6541 | 1
13.1252 | 20.922 | 1
72.516 | 37.4194 | 1
73.2956 | 41.5859 | 1
64.9989 | 42.3053 | 1
84.3329 | 15.9472 | 1
71.0533 | 32.1616 | 1
42.5771 | 54.458 | 1
48.3821 | 65.6924 | 1
62.5842 | 12.4869 | 1
1.8622 | -8.0958 | 1
87.3181 | 62.6738 | 1
76.7841 | 69.0717 | 1
98.6959 | -28.4792 | 1
42.8762 | 6.1909 | 1
59.8946 | 34.3804 | 1
48.6611 | 13.5068 | 1
20.1443 | -2.9474 | 1
30.1181 | -20.8504 | 1
43.8196 | 12.8968 | 1
83.7887 | -5.1394 | 1
41.248 | -19.624 | 1
31.1105 | 37.1365 | 1
18.1248 | 55.2027 | 1
83.8571 | 65.9394 | 1
65.6766 | -23.1578 | 1
34.5148 | 43.0501 | 1
75.7879 | -16.8669 | 1
75.4206 | 1.0037 | 1
65.3672 | 0.37642 | 1
17.6133 | -12.7276 | 1
39.7224 | -12.2545 | 1
51.3731 | 0.08266 | 1
25.7803 | 9.129 | 1
56.0458 | -17.2826 | 1
18.7877 | 22.9331 | 1
83.864 | 68.1478 | 1
71.377 | 49.6373 | 1
28.8057 | 33.2652 | 1
37.6403 | 24.0404 | 1
100.9308 | 20.13 | 1
15.9604 | 65.777 | 1
93.5304 | 64.2368 | 1
58.0331 | 24.3537 | 1
97.5481 | 64.2752 | 1
35.4714 | 25.599 | 1
58.644 | 65.9582 | 1
69.8419 | 12.1851 | 1
3.081 | 52.5212 | 1
42.3942 | 24.189 | 1
52.7103 | -21.0888 | 1
78.9154 | -7.3008 | 1
48.3933 | 27.5448 | 1
3.0021 | 16.3376 | 1
84.7601 | 35.1894 | 1
95.6537 | 65.2139 | 1
10.2311 | 0.27422 | 1
78.8345 | -26.5132 | 1
45.0865 | 23.4331 | 1
84.2553 | -26.0909 | 1
62.937 | 62.6674 | 1
39.9008 | 20.2111 | 1
91.1389 | 38.3859 | 1
71.3105 | 8.9763 | 1
34.4252 | 54.4112 | 1
1.7335 | -3.5107 | 1
45.7313 | -15.9047 | 1
48.9928 | -7.3865 | 1
94.482 | 51.4308 | 1
87.3931 | -12.8177 | 1
77.1642 | 33.6948 | 1
55.5389 | 2.443 | 1
0.63384 | -18.803 | 1
97.9808 | 19.6286 | 1
94.9605 | 46.4117 | 1
94.7047 | 35.2884 | 1
100.2017 | 32.3888 | 1
85.8503 | -18.7344 | 1
71.3392 | -0.87631 | 1
61.6914 | 49.0415 | 1
61.763 | 30.1115 | 1
51.1801 | -1.0086 | 1
79.6163 | 55.9267 | 1
31.1528 | 19.2027 | 1
2.69 | 56.2079 | 1
70.4335 | 22.1224 | 1
2.4246 | -22.3181 | 1
80.5862 | 16.5501 | 1
12.5815 | 0.54788 | 1
32.756 | -6.8927 | 1
52.2465 | -13.0428 | 1
44.5062 | 4.1509 | 1
47.8715 | -1.1865 | 1
52.058 | 48.8371 | 1
93.8124 | 22.4301 | 1
47.0337 | 45.0514 | 1
52.7466 | 24.8971 | 1
84.999 | -12.8319 | 1
6.1703 | -10.3468 | 1
74.3801 | 26.5582 | 1
57.899 | 51.8317 | 1
67.2577 | 47.7538 | 1
25.5053 | -1.7819 | 1
71.5954 | -1.2235 | 1
36.1617 | -0.70773 | 1
48.6493 | 64.5581 | 1
74.4215 | 68.5066 | 1
50.5041 | 52.3662 | 1
70.0604 | 14.066 | 1
84.7341 | -4.401 | 1
40.0975 | 63.2402 | 1
72.3829 | -19.9319 | 1
22.4362 | 50.5917 | 1
65.2214 | 61.4807 | 1
41.1039 | -16.7308 | 1
50.4966 | -6.4497 | 1
63.3267 | -3.6496 | 1
56.5221 | -16.0061 | 1
86.7245 | 43.0597 | 1
57.5642 | 51.0949 | 1
69.8124 | 23.5781 | 1
88.1672 | 63.5376 | 1
73.0542 | 28.3271 | 1
69.0877 | 43.5203 | 1
4.3731 | -22.926 | 1
40.7577 | -20.9087 | 1
80.1541 | -11.3207 | 1
51.0745 | 25.4041 | 1
96.4227 | 66.2271 | 1
66.7535 | 21.1898 | 1
59.5266 | 51.5169 | 1
7.3695 | -10.0487 | 1
39.3793 | 12.5143 | 1
40.6135 | 67.8174 | 1
67.9279 | 22.3253 | 1
41.7755 | 60.1525 | 1
40.3162 | 33.3141 | 1
95.7205 | -4.8305 | 1
32.3308 | 23.0775 | 1
57.8511 | 66.0735 | 1
66.5269 | -22.0771 | 1
15.4075 | 39.0221 | 1
83.294 | -26.732 | 1
23.1079 | 55.7355 | 1
38.4834 | -1.4871 | 1
3.6267 | 44.305 | 1
58.3772 | 69.8962 | 1
75.9503 | 46.9968 | 1
76.5997 | 66.5972 | 1
95.1543 | 63.8905 | 1
51.1219 | 12.87 | 1
76.3374 | 19.3199 | 1
84.9537 | 41.9199 | 1
69.7865 | -14.5278 | 1
82.0196 | 17.4551 | 1
44.7931 | 69.5631 | 1
63.6457 | 20.4681 | 1
43.0761 | -4.179 | 1
98.1417 | 42.4417 | 1
36.7284 | -21.6839 | 1
2.0186 | 54.4355 | 1
46.9516 | 22.6614 | 1
49.3044 | -25.1244 | 1
19.6847 | -20.2073 | 1
39.9739 | -19.243 | 1
52.9592 | 1.7463 | 1
54.5492 | -29.6869 | 1
66.8709 | 27.2036 | 1
31.5046 | 48.1791 | 1
19.7593 | 26.1871 | 1
47.9943 | 25.9553 | 1
27.4053 | -11.0162 | 1
48.2122 | 60.1947 | 1
12.2275 | -18.0433 | 1
53.8593 | 56.0895 | 1
16.114 | -26.2576 | 1
87.7308 | 0.75227 | 1
57.1284 | 46.5563 | 1
6.8133 | -1.8475 | 1
23.4554 | 55.9875 | 1
85.9599 | 5.1587 | 1
59.3712 | 49.7151 | 1
54.1203 | 39.5295 | 1
51.5748 | -9.089 | 1
54.6807 | -17.0529 | 1
66.9305 | 9.0938 | 1
89.3205 | -6.0921 | 1
46.7647 | 51.6375 | 1
96.2518 | 12.917 | 1
32.1095 | 43.8042 | 1
35.3328 | 32.3586 | 1
42.8332 | 14.7946 | 1
31.3938 | -12.5276 | 1
46.3453 | 19.8994 | 1
2.5314 | 27.6659 | 1
66.6415 | 17.0666 | 1
43.2287 | -19.9761 | 1
4.6052 | -21.0121 | 1
26.1496 | 51.3145 | 1
87.4701 | 11.6447 | 1
15.9263 | 18.4979 | 1
1.5458 | 69.029 | 1
87.6325 | 40.9538 | 1
57.2923 | -18.1625 | 1
82.238 | 56.6063 | 1
11.257 | 16.755 | 1
10.4421 | 49.2781 | 1
51.3683 | 6.4505 | 1
91.174 | -17.8198 | 1
3.0502 | -16.3566 | 1
79.8053 | 44.014 | 1
62.7321 | 32.5997 | 1
22.053 | -17.0228 | 1
67.2888 | -25.9947 | 1
18.8553 | 17.9414 | 1
48.8459 | 17.5958 | 1
20.2673 | 25.0399 | 1
0.62845 | 1.5374 | 1
51.7973 | -21.3813 | 1
74.9891 | 18.8819 | 1
41.8431 | 2.6929 | 1
68.4452 | 52.2445 | 1
20.4028 | 40.0379 | 1
7.6542 | 13.7371 | 1
73.8003 | 61.0965 | 1
38.9917 | 46.5912 | 1
52.4243 | -20.0357 | 1
5.4704 | -0.1021 | 1
50.3741 | -21.5251 | 1
69.5176 | -12.7801 | 1
35.502 | -12.8921 | 1
6.7262 | -22.5731 | 1
68.214 | 53.3271 | 1
90.6813 | -12.6284 | 1
83.7435 | -21.4908 | 1
10.6607 | -0.49921 | 1
4.456 | 33.5708 | 1
24.5006 | 25.8965 | 1
31.5284 | -15.1525 | 1
52.4867 | 29.4576 | 1
97.1066 | 63.0201 | 1
21.7331 | 45.785 | 1
4.837 | 7.2657 | 1
95.8323 | 51.9943 | 1
48.7444 | 56.3444 | 1
98.6302 | 9.2159 | 1
30.8926 | -28.2812 | 1
88.0654 | 2.033 | 1
90.617 | -19.8597 | 1
38.1959 | 34.638 | 1
41.0548 | 9.679 | 1
11.527 | -12.9649 | 1
1.3615 | -7.0207 | 1
47.2452 | -0.68457 | 1
78.5506 | 41.6485 | 1
24.3374 | 41.266 | 1
29.9878 | 40.4996 | 1
83.6983 | 8.5518 | 1
86.7654 | 59.5046 | 1
28.5784 | 28.8526 | 1
72.429 | 57.2586 | 1
49.4385 | 6.234 | 1
8.811 | 55.1408 | 1
11.0228 | -2.6008 | 1
28.2767 | -26.7443 | 1
13.5946 | 19.4676 | 1
20.5347 | 51.7952 | 1
43.9901 | 56.7882 | 1
96.5758 | -25.9766 | 1
26.9945 | 48.6509 | 1
19.8296 | -8.2002 | 1
30.0218 | 29.3104 | 1
6.5785 | 42.7685 | 1
85.2501 | 9.2695 | 1
39.1735 | -27.5258 | 1
54.2434 | -12.3886 | 1
66.1779 | 31.7013 | 1
78.055 | 60.9682 | 1
8.5457 | 17.5118 | 1
15.6721 | 5.1808 | 1
47.9837 | 43.0767 | 1
66.8135 | 51.4385 | 1
67.7836 | -11.1209 | 1
43.4375 | 60.2868 | 1
100.5773 | -12.5675 | 1
71.7808 | -7.0858 | 1
20.5958 | 51.9502 | 1
32.1714 | -26.5786 | 1
93.1131 | 17.1618 | 1
99.675 | 52.5052 | 1
48.1887 | 67.0376 | 1
89.946 | -18.4311 | 1
87.3351 | 55.8479 | 1
100.6273 | -20.2597 | 1
87.8205 | 39.3656 | 1
0.10404 | 50.7548 | 1
83.1292 | 35.5551 | 1
90.4414 | -17.6846 | 1
15.547 | 12.4002 | 1
45.7223 | 62.9566 | 1
41.0655 | 66.4667 | 1
36.387 | 22.7286 | 1
77.4629 | 42.6564 | 1
30.6903 | 32.837 | 1
27.4169 | -11.3042 | 1
80.4683 | 31.031 | 1
74.6963 | -27.2216 | 1
90.8997 | 29.3283 | 1
57.6396 | 20.8705 | 1
24.8426 | 8.775 | 1
31.4471 | 33.928 | 1
80.786 | 22.6646 | 1
29.2601 | -23.1145 | 1
64.5403 | 4.7751 | 1
10.6674 | 13.9214 | 1
11.5395 | 52.6817 | 1
80.9722 | 32.9232 | 1
15.0084 | -22.3932 | 1
88.3468 | 8.4619 | 1
87.5434 | 12.9575 | 1
12.8748 | 31.5912 | 1
35.034 | 4.3599 | 1
97.0667 | -28.9457 | 1
70.8421 | 7.1466 | 1
2.8058 | 34.1834 | 1
32.7699 | 16.7673 | 1
86.4303 | 40.8944 | 1
60.7398 | 22.6986 | 1
40.0484 | 47.5651 | 1
86.3581 | -26.3129 | 1
39.7547 | -29.9836 | 1
12.1973 | -25.5165 | 1
78.616 | -20.8508 | 1
59.4844 | 33.5314 | 1
24.4878 | -25.69 | 1
70.2504 | 49.9114 | 1
37.9759 | 32.701 | 1
17.715 | 16.6946 | 1
1.9219 | 17.0591 | 1
14.2337 | 41.6934 | 1
30.6083 | -20.3518 | 1
97.65 | 57.8409 | 1
3.3833 | 65.0563 | 1
97.8635 | 9.3073 | 1
77.4003 | 21.2731 | 1
98.5749 | 15.7704 | 1
93.8078 | -17.2475 | 1
80.4807 | 69.2173 | 1
18.868 | -18.3681 | 1
29.6926 | -13.126 | 1
81.8162 | -22.4721 | 1
74.9895 | 5.181 | 1
71.6638 | 46.347 | 1
36.6821 | 43.4172 | 1
99.7333 | 63.5546 | 1
68.6695 | 15.831 | 1
19.0292 | 64.4641 | 1
95.2981 | 14.5477 | 1
82.5793 | 43.7535 | 1
56.9784 | 11.8009 | 1
6.8176 | -1.3794 | 1
38.8368 | 40.7629 | 1
34.6841 | 55.9079 | 1
29.7566 | 51.0165 | 1
97.0974 | 3.4097 | 1
9.8574 | 46.3735 | 1
52.8554 | 52.2113 | 1
59.7286 | 27.3756 | 1
17.3874 | -8.5647 | 1
67.7355 | 58.4727 | 1
89.0338 | -29.7742 | 1
21.5928 | 28.3286 | 1
89.8627 | 54.8452 | 1
40.5126 | 30.3057 | 1
43.4749 | -21.9852 | 1
89.3051 | 64.7583 | 1
75.7958 | 1.3452 | 1
98.8015 | -28.5243 | 1
59.2775 | 68.3496 | 1
78.439 | 1.1167 | 1
23.7965 | 34.6628 | 1
35.3987 | -16.0723 | 1
69.3546 | 45.1793 | 1
94.9499 | -2.99 | 1
78.0337 | 66.8083 | 1
57.9106 | -17.1253 | 1
23.3705 | 38.4592 | 1
54.5464 | 58.9293 | 1
24.0655 | -6.4955 | 1
38.4556 | 23.4774 | 1
64.2442 | -9.8308 | 1
0.21706 | -29.8102 | 1
84.1628 | 62.1626 | 1
54.8197 | 58.4653 | 1
37.5791 | -10.7578 | 1
54.871 | 62.1062 | 1
77.1866 | -17.4937 | 1
70.1383 | 8.3443 | 1
90.1769 | 4.2934 | 1
42.629 | 40.9142 | 1
49.0649 | -16.02 | 1
75.982 | -10.9996 | 1
58.175 | -17.5456 | 1
4.8411 | 58.0344 | 1
21.1316 | 52.3933 | 1
18.0969 | -7.6606 | 1
34.1155 | -10.1336 | 1
23.3213 | 44.2695 | 1
47.533 | -4.725 | 1
92.8456 | 12.5759 | 1
39.0375 | 16.5174 | 1
82.6629 | -21.3915 | 1
71.9282 | -29.8383 | 1
75.6454 | -1.6711 | 1
30.0058 | 57.022 | 1
74.7446 | 40.2146 | 1
5.6046 | 31.842 | 1
66.9472 | 33.5971 | 1
23.3408 | 13.3561 | 1
75.7886 | -1.5419 | 1
92.119 | 53.7254 | 1
62.6911 | 67.7276 | 1
15.6186 | 58.3696 | 1
84.578 | 56.7896 | 1
85.9167 | -26.507 | 1
27.0749 | 53.2621 | 1
98.7318 | -2.2175 | 1
57.7361 | 6.5426 | 1
45.262 | 28.1047 | 1
77.4191 | -24.7597 | 1
17.196 | -24.1423 | 1
99.0506 | -6.5344 | 1
74.6242 | 64.7673 | 1
95.8227 | 49.194 | 1
18.04 | 18.3208 | 1
0.21586 | 68.7863 | 1
99.0081 | -19.2633 | 1
20.5224 | 67.4189 | 1
41.2658 | 58.7015 | 1
36.5503 | 65.9481 | 1
91.0119 | 14.0722 | 1
0.25697 | 43.3559 | 1
3.849 | 44.4598 | 1
3.0046 | 68.6696 | 1
49.5898 | -11.2043 | 1
21.5468 | -7.4134 | 1
14.0168 | -18.6324 | 1
22.2594 | -15.8522 | 1
30.4637 | 66.2405 | 1
20.6471 | 11.1293 | 1
94.2153 | 4.9524 | 1
37.567 | 56.1529 | 1
61.3474 | 47.0139 | 1
31.2049 | 8.433 | 1
10.9834 | -15.1633 | 1
10.602 | 10.8061 | 1
7.31 | -6.185 | 1
84.4456 | 20.6321 | 1
74.5245 | 38.0097 | 1
76.9878 | 25.6041 | 1
94.3357 | -13.8795 | 1
57.5234 | -15.3413 | 1
85.1647 | 44.2066 | 1
54.8536 | 60.881 | 1
53.4975 | -4.5979 | 1
39.1965 | 32.0072 | 1
20.7091 | 59.5582 | 1
49.5438 | 33.9986 | 1
7.487 | 9.3257 | 1
19.2974 | 59.7896 | 1
74.8093 | -21.0612 | 1
2.6304 | 11.2706 | 1
32.0412 | -3.9682 | 1
3.6455 | -8.1112 | 1
52.7667 | -14.1038 | 1
9.3251 | 20.789 | 1
16.8915 | -10.9863 | 1
98.0045 | 25.6676 | 1
48.816 | 42.0802 | 1
8.9007 | 15.7942 | 1
26.6153 | -29.3306 | 1
51.7158 | -15.3039 | 1
54.5758 | 3.9375 | 1
24.7988 | 51.8339 | 1
9.8556 | 2.5762 | 1
42.2225 | -7.7956 | 1
19.6714 | 18.6122 | 1
3.5589 | 0.87737 | 1
28.0506 | -1.3787 | 1
35.2531 | 18.1296 | 1
24.4305 | 51.2194 | 1
26.6765 | -11.3217 | 1
22.5286 | -11.9209 | 1
21.7181 | 45.0975 | 1
65.4878 | -21.3986 | 1
11.8054 | 52.5425 | 1
43.2659 | -22.0427 | 1
27.0907 | 26.6127 | 1
32.1948 | 42.7672 | 1
72.9827 | 5.735 | 1
63.7455 | -15.2681 | 1
76.9544 | 37.6811 | 1
93.6053 | 2.6168 | 1
53.6523 | -11.1969 | 1
62.6302 | -15.2789 | 1
20.1044 | 42.9484 | 1
98.6016 | 6.1493 | 1
31.2505 | 56.4926 | 1
78.2948 | -26.9035 | 1
19.5124 | -15.5517 | 1
61.4608 | 24.8069 | 1
9.4226 | 61.4606 | 1
1.9651 | 13.9894 | 1
24.4474 | 24.9853 | 1
27.6253 | 41.1044 | 1
98.1467 | 7.4117 | 1
15.7052 | 63.3455 | 1
41.3116 | -10.5107 | 1
95.5121 | 27.5594 | 1
30.5745 | 69.2129 | 1
99.0149 | 24.7794 | 1
37.3816 | 36.7765 | 1
100.866 | 52.9662 | 1
53.4839 | -0.87123 | 1
29.8101 | -11.5148 | 1
9.5953 | 1.9001 | 1
60.8684 | 50.9123 | 1
11.9648 | -26.1329 | 1
5.8858 | -18.523 | 1
98.1134 | 50.7984 | 1
2.2015 | -1.3855 | 1
77.0971 | 36.1087 | 1
9.8304 | -19.0061 | 1
97.4115 | 28.2171 | 1
5.7826 | -14.8572 | 1
78.4841 | -15.2727 | 1
85.3211 | 1.394 | 1
72.9668 | 31.4201 | 1
68.257 | 67.7026 | 1
45.9343 | -21.8436 | 1
40.7173 | 22.5078 | 1
32.6014 | -19.1508 | 1
64.1905 | 21.3319 | 1
95.385 | 62.6475 | 1
62.5512 | 53.3518 | 1
92.2816 | 66.7419 | 1
38.3946 | 52.1926 | 1
24.8561 | -12.0744 | 1
3.7592 | -24.7273 | 1
1.9365 | 38.2231 | 1
46.9463 | 24.6236 | 1
96.1537 | -19.0359 | 1
22.2013 | 46.942 | 1
41.1349 | 5.1764 | 1
46.508 | 33.0648 | 1
50.913 | -5.0153 | 1
44.8837 | 26.1323 | 1
54.8616 | 60.1026 | 1
82.5219 | 9.7631 | 1
58.1245 | 8.6627 | 1
28.3551 | 55.0731 | 1
32.5678 | -11.165 | 1
10.9324 | -25.3438 | 1
52.0714 | 45.7375 | 1
97.42 | 11.0964 | 1
72.1057 | 12.6286 | 1
3.2157 | 4.6149 | 1
84.8151 | -2.4863 | 1
25.3309 | -15.277 | 1
48.6168 | -18.2124 | 1
71.9361 | -28.2906 | 1
73.6493 | -12.3656 | 1
80.0675 | 65.3027 | 1
53.688 | -8.582 | 1
40.339 | -29.5426 | 1
36.4171 | -2.2821 | 1
15.0754 | 24.1637 | 1
87.0446 | 53.2625 | 1
82.1759 | -0.38356 | 1
76.7985 | 3.4721 | 1
56.0045 | 57.488 | 1
84.6134 | 11.583 | 1
11.6015 | 58.1283 | 1
12.2764 | 15.8191 | 1
42.8297 | 9.0793 | 1
80.3185 | 57.9684 | 1
52.6272 | 12.8887 | 1
17.8473 | 1.9662 | 1
74.0098 | 23.6845 | 1
22.0761 | 6.2818 | 1
74.5361 | 43.0215 | 1
17.4041 | 35.3151 | 1
55.2486 | 7.6527 | 1
45.1749 | -14.4233 | 1
89.896 | 54.5979 | 1
1.8315 | -28.1007 | 1
80.9805 | -15.0758 | 1
14.4981 | 39.2846 | 1
82.3522 | 56.8918 | 1
48.6706 | 18.2133 | 1
37.6696 | 65.8944 | 1
20.3585 | 69.4024 | 1
1.6601 | 62.8836 | 1
0.97731 | 47.1163 | 1
74.8272 | 6.3682 | 1
44.2765 | -27.626 | 1
41.6023 | 47.6254 | 1
31.7798 | 68.006 | 1
85.0206 | 68.8245 | 1
12.2448 | 19.1176 | 1
32.2724 | 31.5991 | 1
4.4291 | 53.6379 | 1
20.9666 | 32.0361 | 1
19.4889 | 6.2376 | 1
3.619 | 43.6827 | 1
54.1802 | 61.4008 | 1
100.0419 | -0.44078 | 1
33.6954 | 46.8238 | 1
79.1567 | 7.1622 | 1
41.324 | -25.6607 | 1
23.3699 | 37.4051 | 1
9.0185 | 47.8706 | 1
68.2097 | 48.986 | 1
67.2009 | -5.4194 | 1
32.6144 | 68.014 | 1
65.333 | 34.8761 | 1
87.3733 | 11.4709 | 1
56.1462 | 10.1491 | 1
48.3723 | 26.5567 | 1
69.2386 | 59.1786 | 1
20.2046 | 59.3277 | 1
64.0472 | 59.1809 | 1
29.2841 | 31.7521 | 1
88.7315 | -25.2705 | 1
7.44 | 40.4332 | 1
72.1231 | 18.4964 | 1
3.5564 | -16.4669 | 1
83.1624 | 56.2381 | 1
48.3069 | 61.08 | 1
16.9463 | -21.4536 | 1
74.0345 | 36.0441 | 1
20.5513 | -8.2347 | 1
5.4884 | -23.1494 | 1
92.44 | 23.3792 | 1
100.8281 | 40.9387 | 1
93.7107 | 17.8333 | 1
38.1481 | 19.7205 | 1
32.4268 | -19.8178 | 1
52.8971 | 4.4795 | 1
37.7265 | 67.767 | 1
6.6251 | 14.029 | 1
20.4145 | 25.823 | 1
52.6989 | 49.0528 | 1
6.743 | 52.3332 | 1
5.894 | -2.2536 | 1
86.6692 | 50.8163 | 1
90.8272 | 38.9617 | 1
81.4048 | 55.659 | 1
76.5111 | 60.3516 | 1
59.8181 | 27.3518 | 1
33.4204 | -26.4336 | 1
77.9024 | 11.4572 | 1
51.2238 | 11.4098 | 1
66.8195 | 53.3647 | 1
78.9458 | 52.6543 | 1
94.0202 | 32.2152 | 1
100.5377 | 34.3425 | 1
89.0479 | 14.7629 | 1
66.5987 | -11.7959 | 1
7.3128 | 31.2198 | 1
27.79 | 31.956 | 1
39.2464 | 43.8095 | 1
19.599 | 44.6462 | 1
47.6486 | -3.926 | 1
17.6874 | -5.7417 | 1
88.0286 | -14.3527 | 1
76.2595 | 22.8043 | 1
60.2685 | -19.8811 | 1
29.8303 | -28.1141 | 1
48.0067 | -27.6038 | 1
69.6266 | -16.8885 | 1
1.3894 | -25.1636 | 1
98.492 | 0.8262 | 1
33.784 | 5.9028 | 1
91.7724 | 20.0711 | 1
89.6002 | 13.9862 | 1
33.5338 | 50.3499 | 1
46.8271 | 32.2447 | 1
56.6796 | 54.5527 | 1
21.7734 | -2.6487 | 1
38.5554 | -28.0753 | 1
30.9811 | 22.4356 | 1
37.6694 | 15.891 | 1
44.8934 | 14.8115 | 1
98.5801 | 68.3401 | 1
76.3876 | 21.8874 | 1
33.2164 | 3.832 | 1
79.9931 | 6.1724 | 1
26.9603 | -25.353 | 1
16.9279 | 66.8589 | 1
85.2737 | 13.702 | 1
18.846 | -5.3957 | 1
69.2686 | 12.3069 | 1
80.4039 | 31.965 | 1
31.1463 | 13.8761 | 1
40.7961 | 28.7935 | 1
3.4573 | 40.3537 | 1
24.9912 | 59.6937 | 1
78.9686 | 6.4084 | 1
17.8632 | -14.5355 | 1
26.0861 | -28.8516 | 1
81.8911 | -2.2811 | 1
79.106 | -3.1003 | 1
79.2793 | 43.8649 | 1
66.9778 | 56.7934 | 1
44.5785 | -28.906 | 1
75.586 | -0.34933 | 1
17.334 | 65.0118 | 1
69.5892 | 2.9484 | 1
86.1703 | 14.0366 | 1
76.9287 | 25.8648 | 1
77.5343 | -25.5943 | 1
74.202 | 42.2864 | 1
56.8762 | 47.4106 | 1
70.1166 | 27.8745 | 1
73.5544 | -8.3584 | 1
9.9706 | -7.6381 | 1
9.7717 | -26.7603 | 1
50.0757 | -12.3402 | 1
93.4028 | -18.3599 | 1
35.1071 | 16.1714 | 1
7.4747 | 68.3634 | 1
83.9812 | -12.2578 | 1
14.983 | 12.4742 | 1
45.2846 | -8.7598 | 1
31.9087 | -1.6496 | 1
68.7128 | -1.8719 | 1
89.9074 | 61.7644 | 1
75.0295 | 9.7367 | 1
63.0323 | -26.1773 | 1
89.9959 | 16.651 | 1
61.7109 | 20.9235 | 1
65.5885 | 55.182 | 1
86.5498 | 67.5091 | 1
19.42 | 56.8816 | 1
91.7394 | 61.3581 | 1
46.9873 | 57.8285 | 1
53.697 | 46.9939 | 1
69.8951 | 57.6315 | 1
27.7875 | 55.1844 | 1
7.0557 | -24.0772 | 1
75.2225 | 31.0371 | 1
49.9843 | 47.2589 | 1
49.2615 | -6.7705 | 1
49.374 | -14.6087 | 1
93.2061 | 47.2096 | 1
92.2376 | -23.0665 | 1
3.1771 | -27.1012 | 1
37.1573 | 8.683 | 1
37.0978 | 51.4618 | 1
86.9781 | -2.6525 | 1
8.84 | 35.7921 | 1
53.5026 | -28.5848 | 1
48.8857 | 57.4384 | 1
67.4324 | -22.4907 | 1
100.2569 | 16.1785 | 1
55.1156 | 25.3962 | 1
4.4068 | 33.3079 | 1
13.6297 | -22.1142 | 1
23.3303 | 53.941 | 1
84.6064 | -2.2844 | 1
7.2336 | 11.4951 | 1
75.0696 | 32.648 | 1
25.7287 | 66.2113 | 1
39.8844 | 62.0617 | 1
41.5021 | -8.6337 | 1
17.968 | -18.0123 | 1
91.4971 | 36.7481 | 1
56.8397 | -1.825 | 1
97.984 | 39.9919 | 1
94.8853 | -24.114 | 1
50.3122 | 13.5165 | 1
96.006 | 64.0904 | 1
89.0919 | 27.8347 | 1
53.9415 | -9.4993 | 1
66.5525 | 32.5895 | 1
14.6769 | 20.2153 | 1
81.6832 | -7.2465 | 1
79.8028 | -11.2767 | 1
13.717 | -9.8829 | 1
92.0996 | -10.4431 | 1
1.4643 | 69.6384 | 1
50.1088 | -25.0082 | 1
87.8393 | 27.0607 | 1
2.7056 | -18.2406 | 1
66.838 | 34.5958 | 1
16.0415 | 7.8209 | 1
35.2481 | 50.3138 | 1
63.2296 | -27.9096 | 1
78.361 | -10.9559 | 1
15.2285 | -27.8341 | 1
51.9444 | 18.458 | 1
27.0443 | -13.9069 | 1
34.1557 | 23.7688 | 1
47.698 | 60.1619 | 1
26.7147 | -2.8314 | 1
4.4618 | 64.6689 | 1
100.6228 | 61.5251 | 1
73.0727 | -10.3071 | 1
27.0488 | 60.4775 | 1
33.1347 | 15.1284 | 1
49.3892 | 61.8923 | 1
15.0978 | -29.7102 | 1
80.5654 | 42.8307 | 1
63.7015 | 56.0543 | 1
59.4546 | -4.8774 | 1
60.0425 | 53.2895 | 1
16.5363 | 59.3721 | 1
2.0255 | -20.2486 | 1
66.5115 | 63.642 | 1
8.5577 | 13.5649 | 1
93.8608 | 25.0038 | 1
48.1776 | -17.238 | 1
86.7171 | 45.0554 | 1
12.3288 | 31.4354 | 1
96.1997 | -2.8175 | 1
97.2041 | 37.4466 | 1
97.4334 | 62.3727 | 1
52.543 | 33.1877 | 1
17.283 | 63.4596 | 1
53.6715 | -29.7899 | 1
0.86052 | 5.9115 | 1
97.7335 | 56.5737 | 1
58.6641 | 19.8509 | 1
60.1861 | -9.8412 | 1
64.8398 | 3.645 | 1
76.2638 | -10.5528 | 1
87.6451 | -20.2288 | 1
11.421 | 26.0697 | 1
58.0053 | 38.7877 | 1
34.6901 | 41.2439 | 1
30.646 | 54.4128 | 1
20.8575 | 9.6258 | 1
96.1149 | -14.519 | 1
41.1629 | 55.2865 | 1
92.1253 | -12.5422 | 1
8.3736 | 32.6228 | 1
2.9416 | -19.3515 | 1
31.6504 | 19.7209 | 1
14.8925 | 0.91858 | 1
18.0211 | -14.795 | 1
96.7872 | 35.5153 | 1
23.776 | 62.3637 | 1
17.7551 | 4.4822 | 1
39.1974 | -23.1845 | 1
75.2539 | 1.3631 | 1
16.6756 | 60.5757 | 1
20.4159 | 41.394 | 1
77.6805 | 39.3795 | 1
90.6817 | -18.3618 | 1
33.415 | 53.7831 | 1
6.6995 | -4.7634 | 1
91.855 | 6.1051 | 1
10.5282 | 69.8471 | 1
46.3327 | -15.1251 | 1
58.8259 | 18.1298 | 1
57.1146 | 29.4106 | 1
70.8978 | 2.3487 | 1
27.8953 | 13.0858 | 1
62.7344 | -28.3106 | 1
33.3784 | 18.1994 | 1
30.0778 | 65.2543 | 1
60.5809 | -10.1943 | 1
67.5194 | -16.9799 | 1
76.4015 | 33.5899 | 1
86.1634 | 61.0366 | 1
80.5182 | -9.5111 | 1
93.5155 | 68.6039 | 1
66.3769 | 36.4904 | 1
96.5982 | -12.3509 | 1
11.484 | -4.9049 | 1
98.0256 | -2.602 | 1
74.753 | 41.2535 | 1
61.936 | -3.8215 | 1
50.0962 | 59.8617 | 1
22.2967 | -27.6728 | 1
64.1845 | 48.2469 | 1
39.2835 | 1.3859 | 1
58.2684 | 31.9587 | 1
32.7464 | 17.0813 | 1
81.303 | 16.0374 | 1
73.1362 | 57.7594 | 1
10.3357 | 15.5335 | 1
85.3275 | 33.5126 | 1
7.4585 | 38.7407 | 1
84.5347 | 56.0688 | 1
93.106 | -23.3646 | 1
42.047 | 46.8387 | 1
15.8251 | 11.6682 | 1
45.6237 | -22.0081 | 1
57.7502 | 7.2577 | 1
65.3679 | -17.6419 | 1
36.6429 | -13.4272 | 1
49.7925 | 60.99 | 1
39.1357 | -3.8977 | 1
84.9985 | -13.5427 | 1
40.7328 | 38.5558 | 1
29.4935 | 39.9948 | 1
11.0847 | 22.4208 | 1
7.2593 | 54.4361 | 1
17.4095 | 47.0521 | 1
32.7235 | 20.7778 | 1
89.9785 | 37.8507 | 1
25.7075 | 69.4552 | 1
53.7909 | 69.3391 | 1
69.4735 | 4.6458 | 1
100.7667 | 13.2628 | 1
75.2813 | 1.2556 | 1
42.023 | 60.4073 | 1
38.4908 | 61.8956 | 1
9.5363 | 26.0861 | 1
87.277 | 0.75565 | 1
67.4213 | -4.9565 | 1
31.7047 | -16.2442 | 1
5.4788 | -29.9379 | 1
35.42 | 68.9984 | 1
22.3182 | 27.5937 | 1
14.1992 | 1.9024 | 1
30.1923 | -11.8335 | 1
2.1715 | 10.2975 | 1
45.5874 | 31.1453 | 1
26.4593 | 53.4097 | 1
80.2035 | 42.2117 | 1
62.9365 | -2.2874 | 1
88.5679 | 61.5211 | 1
65.2461 | -16.5167 | 1
72.2311 | -29.9885 | 1
27.0561 | -29.7864 | 1
40.0906 | 65.425 | 1
68.5795 | 4.5612 | 1
75.8672 | 63.269 | 1
34.5354 | 49.7052 | 1
84.2072 | 59.0837 | 1
76.7023 | 46.4576 | 1
87.2518 | -7.1095 | 1
81.7292 | -10.4702 | 1
99.0505 | -23.7992 | 1
23.2087 | 58.6185 | 1
79.2294 | 32.756 | 1
25.5351 | 64.6059 | 1
23.7081 | -9.4004 | 1
56.6663 | -27.4916 | 1
44.6673 | 3.3309 | 1
65.6001 | 19.3991 | 1
59.3614 | 27.1969 | 1
63.5748 | -27.1482 | 1
93.5567 | -2.7005 | 1
1.782 | -24.2606 | 1
62.2576 | 51.4663 | 1
11.5061 | 11.3428 | 1
8.0656 | -22.1308 | 1
21.0096 | -6.5352 | 1
44.3718 | 2.967 | 1
85.9052 | 40.1832 | 1
22.0171 | 68.9414 | 1
70.4995 | 57.5077 | 1
16.7138 | -19.2822 | 1
50.4915 | 4.596 | 1
83.4214 | -25.3148 | 1
35.3314 | -10.5885 | 1
43.7609 | 10.1175 | 1
29.0515 | 51.8658 | 1
33.2794 | 46.5705 | 1
2.4087 | -25.9667 | 1
38.8267 | -10.6546 | 1
25.0805 | 6.1786 | 1
82.917 | 41.915 | 1
28.4559 | 17.445 | 1
99.3841 | 28.6802 | 1
13.7846 | -25.0784 | 1
37.8788 | 41.3244 | 1
95.4193 | -12.6121 | 1
10.4957 | 36.8129 | 1
18.7877 | 7.4549 | 1
53.8628 | -10.4653 | 1
38.9167 | -18.2376 | 1
2.4673 | 46.5819 | 1
65.2109 | -10.435 | 1
69.6201 | -9.8923 | 1
86.028 | -19.2322 | 1
42.4039 | 58.5027 | 1
31.667 | 22.316 | 1
21.3558 | 65.0114 | 1
53.8411 | 60.1852 | 1
89.5979 | -26.8403 | 1
93.1413 | 65.2185 | 1
10.6228 | 3.0479 | 1
71.6145 | 4.3309 | 1
34.4281 | 41.1668 | 1
73.6269 | 61.7831 | 1
41.4508 | -8.589 | 1
25.2026 | -19.3479 | 1
59.0473 | 2.3882 | 1
0.52781 | 28.8389 | 1
83.735 | 68.8374 | 1
9.6534 | 10.93 | 1
37.2831 | 26.6938 | 1
16.0649 | -1.9043 | 1
54.0032 | 38.5783 | 1
79.787 | -13.7009 | 1
86.7558 | 5.2042 | 1
47.7393 | 20.1485 | 1
44.1087 | 15.7566 | 1
12.9905 | 44.183 | 1
71.5721 | 28.1741 | 1
81.2491 | -0.24546 | 1
49.2627 | 67.4677 | 1
20.0338 | -28.6835 | 1
81.52 | 50.1702 | 1
98.332 | 8.6006 | 1
45.3446 | 11.5882 | 1
58.4154 | 9.7003 | 1
6.3873 | -14.2387 | 1
51.4888 | 15.2501 | 1
58.9436 | -9.2908 | 1
1.3736 | 23.7704 | 1
44.3611 | 37.2616 | 1
63.9799 | 3.7891 | 1
84.8472 | 11.5733 | 1
69.8287 | 54.5227 | 1
32.5888 | 17.2772 | 1
92.1607 | 12.2457 | 1
8.3745 | 34.446 | 1
21.515 | 51.9388 | 1
64.9619 | -0.41657 | 1
86.2734 | 39.3525 | 1
19.3131 | 0.40581 | 1
10.0346 | 64.8721 | 1
26.519 | -1.5149 | 1
29.5097 | 41.6456 | 1
61.9344 | 39.7228 | 1
17.2242 | 43.0711 | 1
52.2426 | 43.8204 | 1
97.6387 | 27.0707 | 1
100.1163 | 63.1263 | 1
54.598 | 28.449 | 1
94.9073 | 47.1744 | 1
47.2558 | 45.6907 | 1
39.5595 | 25.0254 | 1
41.2764 | 37.473 | 1
84.5554 | 48.8932 | 1
42.3576 | 58.8835 | 1
39.2122 | -27.7021 | 1
1.8583 | 29.3725 | 1
69.1335 | 17.1652 | 1
72.2258 | 59.6384 | 1
35.6523 | 2.1693 | 1
50.2803 | 42.2943 | 1
23.6733 | -18.4436 | 1
64.6986 | 60.3293 | 1
31.4444 | 46.254 | 1
69.8565 | 28.6396 | 1
7.3401 | 67.7886 | 1
13.3397 | 13.5061 | 1
99.2498 | 56.9806 | 1
87.4235 | 57.2232 | 1
8.7548 | 40.6191 | 1
46.6658 | 30.7105 | 1
55.364 | 4.2746 | 1
18.956 | -19.1604 | 1
9.6789 | 65.4591 | 1
59.2982 | 3.9358 | 1
22.0648 | 31.3383 | 1
5.7017 | 40.9293 | 1
78.0994 | -7.2223 | 1
12.6666 | -14.8646 | 1
68.9289 | 62.7653 | 1
13.3818 | 30.9625 | 1
89.2147 | -9.2518 | 1
65.5676 | -1.1477 | 1
80.3344 | 19.3639 | 1
51.0793 | 69.035 | 1
75.9128 | 57.6712 | 1
48.6249 | -7.2013 | 1
71.6454 | 35.1546 | 1
94.1993 | 20.0428 | 1
88.0477 | 18.2465 | 1
97.1593 | 23.9536 | 1
62.842 | 49.3343 | 1
54.8221 | 43.5328 | 1
11.7007 | 39.7759 | 1
75.319 | 52.0295 | 1
39.4836 | 14.21 | 1
41.6286 | 35.6505 | 1
60.2584 | 34.9696 | 1
35.3008 | 30.6891 | 1
60.6976 | -29.7471 | 1
73.564 | -2.3763 | 1
8.7221 | -20.9207 | 1
20.1857 | 41.7538 | 1
79.9557 | 29.8411 | 1
56.6782 | -1.7284 | 1
60.2989 | 21.3776 | 1
15.5421 | 27.4413 | 1
19.4493 | 46.2145 | 1
61.6672 | -21.6019 | 1
37.8721 | -26.2943 | 1
16.2198 | -9.2646 | 1
52.2995 | 53.5144 | 1
95.4474 | 67.7326 | 1
1.7291 | 49.5023 | 1
22.509 | 12.8845 | 1
73.8905 | 23.8085 | 1
14.2279 | -1.7243 | 1
26.2905 | 66.5093 | 1
57.7151 | 31.5131 | 1
79.0454 | 24.123 | 1
91.2245 | 10.0665 | 1
100.434 | -12.4285 | 1
95.6409 | -27.0578 | 1
50.2042 | 15.6505 | 1
97.0924 | -0.79296 | 1
12.005 | -27.6317 | 1
32.9806 | 6.2529 | 1
28.3576 | -8.1884 | 1
96.7746 | 2.229 | 1
4.2185 | 12.9078 | 1
78.0773 | 8.8612 | 1
67.9753 | -28.1645 | 1
87.0142 | -14.1652 | 1
7.7904 | 65.7314 | 1
29.2223 | 57.1131 | 1
78.5514 | 40.0419 | 1
17.9491 | -24.3836 | 1
34.818 | 67.963 | 1
25.5048 | 36.2945 | 1
60.1598 | -10.2404 | 1
86.583 | 22.949 | 1
95.433 | 5.1638 | 1
33.8955 | -17.3349 | 1
36.6441 | 54.49 | 1
33.282 | 52.186 | 1
93.5787 | 6.0397 | 1
78.5147 | 65.1953 | 1
100.2797 | -11.953 | 1
26.5727 | 3.732 | 1
42.5517 | 13.7406 | 1
11.6699 | 34.6918 | 1
47.6241 | 44.9919 | 1
53.6425 | 2.3322 | 1
68.6859 | 51.4664 | 1
33.53 | 26.1007 | 1
3.3079 | 36.7233 | 1
23.5045 | 5.5046 | 1
25.1483 | 47.3897 | 1
68.309 | 18.3497 | 1
32.9808 | 58.1517 | 1
39.9607 | 2.3325 | 1
2.5504 | 26.3086 | 1
87.7368 | -19.8481 | 1
77.3829 | 34.7175 | 1
54.2117 | 34.5041 | 1
60.7126 | 55.2986 | 1
81.922 | 42.9512 | 1
70.6151 | -8.2555 | 1
25.1028 | -3.6934 | 1
73.2363 | 0.97635 | 1
42.9296 | -14.9646 | 1
28.4927 | -29.2478 | 1
77.2884 | 33.5215 | 1
83.5374 | -3.7301 | 1
37.8205 | -4.7702 | 1
17.1616 | 45.2192 | 1
89.3091 | 63.7344 | 1
58.8671 | -20.9337 | 1
87.5758 | 3.1676 | 1
79.9089 | 58.8167 | 1
54.6598 | 47.7096 | 1
91.7943 | 25.6258 | 1
10.886 | 23.8146 | 1
94.9985 | 10.384 | 1
99.0178 | 31.2166 | 1
94.6695 | -12.1564 | 1
51.9837 | 36.8212 | 1
82.1234 | 63.1762 | 1
28.8261 | 23.2029 | 1
10.0824 | 64.0566 | 1
95.1313 | -29.8547 | 1
29.4994 | -0.77911 | 1
5.6999 | 61.3272 | 1
51.9716 | -20.4461 | 1
11.6374 | 19.2723 | 1
70.7706 | -25.4395 | 1
48.503 | 67.6649 | 1
69.5769 | -13.1104 | 1
15.3548 | 4.4264 | 1
22.1408 | 39.1441 | 1
28.1079 | 12.189 | 1
96.4483 | 60.7309 | 1
19.6266 | 57.742 | 1
32.1611 | 29.354 | 1
94.5625 | 18.2267 | 1
42.0814 | -3.8902 | 1
55.2915 | 28.2679 | 1
61.2627 | 19.8532 | 1
92.662 | 63.0207 | 1
61.9293 | 46.3523 | 1
6.5568 | 65.1023 | 1
75.3127 | -23.9313 | 1
97.8964 | 5.3378 | 1
0.4914 | 47.5331 | 1
28.9045 | 3.9876 | 1
7.7199 | -2.9208 | 1
21.273 | 0.41035 | 1
45.7108 | 42.0925 | 1
76.2467 | 43.4772 | 1
62.179 | 28.6941 | 1
27.8229 | 29.5113 | 1
84.4711 | -26.7264 | 1
45.604 | -11.0152 | 1
84.9618 | 50.2473 | 1
56.6343 | 60.3946 | 1
29.7463 | 19.6692 | 1
32.5784 | 47.5923 | 1
20.7561 | 57.5753 | 1
80.8388 | 68.7127 | 1
31.9074 | -2.6528 | 1
72.9209 | -6.505 | 1
51.7976 | 20.236 | 1
4.4541 | -15.1317 | 1
38.9289 | 67.3337 | 1
5.611 | -16.5326 | 1
55.1428 | 24.2062 | 1
17.8081 | -28.5476 | 1
52.0893 | -19.1993 | 1
57.0019 | 22.3381 | 1
41.0008 | -14.3044 | 1
11.6129 | 8.6217 | 1
92.2456 | -29.0115 | 1
74.4839 | 69.7232 | 1
98.7928 | 38.5235 | 1
95.3301 | -18.356 | 1
97.341 | -3.8628 | 1
80.4784 | -18.8062 | 1
83.934 | 14.4518 | 1
68.6179 | -26.1824 | 1
89.8256 | 62.7234 | 1
96.8718 | -21.2258 | 1
97.3483 | 5.4042 | 1
33.0773 | 45.1721 | 1
34.5535 | -18.2301 | 1
98.9681 | 34.4476 | 1
25.8743 | -16.1246 | 1
45.5053 | -22.9646 | 1
77.5606 | -24.738 | 1
48.5184 | 53.3497 | 1
65.8617 | 16.8942 | 1
1.1181 | 35.6096 | 1
100.8658 | 8.8814 | 1
96.5223 | 10.995 | 1
6.1871 | 50.2675 | 1
100.0793 | 5.9579 | 1
76.9979 | 52.4889 | 1
36.7803 | -22.2189 | 1
66.4789 | 37.7914 | 1
71.7583 | 51.3239 | 1
87.261 | 13.1315 | 1
76.6988 | 67.2514 | 1
92.9212 | -21.9011 | 1
63.089 | -13.0875 | 1
54.7942 | 41.4004 | 1
45.5263 | 20.3655 | 1
69.5473 | -3.1324 | 1
89.9714 | 24.8553 | 1
48.4715 | 66.0248 | 1
54.8979 | 16.51 | 1
47.3572 | 45.3994 | 1
39.5094 | -25.1631 | 1
15.4852 | 12.2922 | 1
64.7974 | 15.6962 | 1
48.9649 | -13.409 | 1
9.4078 | 31.3494 | 1
9.2905 | 26.6737 | 1
87.3187 | 1.7812 | 1
0.38895 | -1.3479 | 1
67.2049 | 29.1139 | 1
40.9598 | 30.7155 | 1
89.1939 | -5.6677 | 1
99.1588 | 13.1101 | 1
33.9033 | -4.3686 | 1
96.3116 | -7.0395 | 1
32.9442 | -7.6145 | 1
60.286 | -11.5826 | 1
52.9223 | -13.043 | 1
36.8444 | -26.8288 | 1
34.8996 | 49.1236 | 1
52.274 | 43.0583 | 1
41.0648 | 68.0593 | 1
71.051 | 6.4768 | 1
35.7996 | 68.6179 | 1
7.499 | -2.1736 | 1
76.0332 | 10.9415 | 1
78.1672 | -9.7115 | 1
81.8425 | -16.908 | 1
45.1388 | -3.0509 | 1
94.3673 | 32.1948 | 1
57.5955 | 9.0961 | 1
91.4804 | 11.6504 | 1
84.7889 | 66.3759 | 1
62.9365 | 34.2572 | 1
28.9944 | 22.4566 | 1
68.7832 | -8.8532 | 1
61.852 | 48.3778 | 1
63.8263 | 5.3273 | 1
93.7016 | 32.4805 | 1
45.7418 | 22.545 | 1
47.1968 | 20.7698 | 1
77.1366 | 26.1419 | 1
29.1877 | 4.8349 | 1
88.5526 | 40.5155 | 1
12.6015 | 8.6711 | 1
60.381 | -22.0249 | 1
71.6111 | 4.8353 | 1
12.0033 | -21.1332 | 1
4.6845 | 18.4848 | 1
52.5271 | -13.6258 | 1
0.45873 | 60.9672 | 1
15.4354 | 7.5799 | 1
60.2776 | 16.4272 | 1
13.4039 | 53.9359 | 1
65.4385 | 7.5849 | 1
63.4778 | 25.3272 | 1
70.3428 | 40.8338 | 1
1.9629 | 58.5484 | 1
34.1099 | 7.7789 | 1
40.9247 | 51.0992 | 1
62.2543 | 57.9615 | 1
45.1435 | 61.4318 | 1
48.4702 | -5.9063 | 1
37.967 | 53.122 | 1
13.7102 | 45.968 | 1
2.8259 | 46.2022 | 1
38.3975 | 28.3156 | 1
96.8252 | -29.8624 | 1
27.0274 | 45.5926 | 1
30.3656 | 38.0739 | 1
90.0949 | 50.8795 | 1
7.6933 | 19.7364 | 1
16.8852 | 6.3816 | 1
10.1879 | 38.8904 | 1
22.3831 | -8.3276 | 1
100.0558 | 28.2041 | 1
54.8004 | -0.38738 | 1
46.0317 | -29.1516 | 1
49.9131 | 19.9565 | 1
39.1438 | 27.828 | 1
62.1888 | 16.8328 | 1
40.999 | 25.1305 | 1
27.2427 | 10.7811 | 1
52.6602 | -7.9315 | 1
68.3968 | -14.1351 | 1
7.9856 | 24.0374 | 1
36.8202 | 59.3805 | 1
4.0961 | -1.0454 | 1
63.7967 | 60.247 | 1
43.5373 | 7.4614 | 1
71.545 | 34.0226 | 1
47.8359 | 68.7209 | 1
75.7301 | -10.0799 | 1
3.0319 | 53.2158 | 1
12.572 | 5.9334 | 1
76.9361 | 33.8812 | 1
76.0326 | 28.8643 | 1
93.9865 | 50.8171 | 1
91.7619 | 41.571 | 1
69.1939 | 28.9412 | 1
88.6264 | 13.5829 | 1
2.9649 | 60.9159 | 1
87.3829 | 7.4407 | 1
45.3686 | 50.408 | 1
76.9158 | 38.3108 | 1
62.0619 | 36.2058 | 1
18.3909 | 42.6096 | 1
26.8804 | -8.9032 | 1
60.9517 | 32.6155 | 1
60.2938 | 57.262 | 1
90.0207 | 4.4183 | 1
10.0572 | 29.1604 | 1
96.9071 | -27.7251 | 1
31.0524 | -9.1355 | 1
25.2803 | 5.7637 | 1
8.7936 | 62.8625 | 1
82.0795 | -16.0222 | 1
24.4788 | 2.0645 | 1
60.2877 | 56.101 | 1
46.3202 | 12.8467 | 1
35.4228 | 51.2494 | 1
16.6027 | 29.1073 | 1
83.5715 | -8.0327 | 1
53.8445 | -0.073423 | 1
56.2116 | -9.3949 | 1
14.3477 | -1.3084 | 1
12.9357 | -22.6112 | 1
2.7264 | 44.4279 | 1
20.3089 | -3.7284 | 1
60.5259 | 21.4201 | 1
70.4478 | -4.5662 | 1
13.0673 | 45.7676 | 1
28.275 | 25.7389 | 1
57.5216 | 68.9183 | 1
22.7406 | 41.0637 | 1
59.7883 | 19.4129 | 1
91.3413 | -11.6926 | 1
81.6573 | -13.8951 | 1
25.2829 | -9.9832 | 1
82.1424 | 59.8515 | 1
18.8569 | 9.6204 | 1
83.2782 | 66.6733 | 1
59.1281 | 21.1842 | 1
53.8571 | 8.8305 | 1
71.6796 | 30.9626 | 1
89.5041 | 53.3981 | 1
30.2136 | -18.3866 | 1
18.0161 | 41.8025 | 1
38.3205 | 49.8799 | 1
5.5743 | -4.5063 | 1
74.8048 | 8.9995 | 1
85.1536 | 21.5123 | 1
87.4563 | -18.3847 | 1
3.3345 | -8.7231 | 1
61.8777 | -15.1914 | 1
7.4284 | -23.6167 | 1
26.6043 | 48.7592 | 1
13.5955 | 34.8664 | 1
9.0236 | 42.9085 | 1
89.8937 | 15.9999 | 1
1.2963 | 5.6008 | 1
75.6552 | -7.2672 | 1
60.9603 | 59.0203 | 1
74.8718 | 63.7685 | 1
43.1277 | 51.1102 | 1
85.4281 | 2.3413 | 1
5.9743 | 66.0558 | 1
36.3593 | 31.9911 | 1
73.0607 | 0.71133 | 1
59.6242 | 41.3547 | 1
100.6834 | -4.8035 | 1
84.5279 | 9.1975 | 1
29.9581 | 18.2715 | 1
14.4196 | -24.7795 | 1
71.8871 | -3.4906 | 1
3.2092 | 50.6588 | 1
62.6097 | 14.522 | 1
54.2049 | 0.89288 | 1
37.2025 | 61.4858 | 1
56.6005 | -19.4552 | 1
64.9288 | -10.614 | 1
61.8654 | 0.17157 | 1
16.734 | 61.292 | 1
31.022 | 40.3836 | 1
4.8145 | 49.2253 | 1
16.1001 | -25.4286 | 1
33.2317 | 14.8243 | 1
54.9562 | 57.1742 | 1
86.3504 | 32.5942 | 1
43.4217 | 55.6991 | 1
65.8454 | -7.1333 | 1
80.9829 | -6.4569 | 1
76.5569 | 13.0147 | 1
39.9125 | 40.1654 | 1
73.4373 | 37.4426 | 1
90.2804 | -13.2979 | 1
27.9946 | 54.2243 | 1
79.0643 | -11.4952 | 1
7.5427 | 44.9048 | 1
80.6874 | 14.7462 | 1
100.8837 | -14.5771 | 1
46.689 | 1.0886 | 1
89.6906 | 6.4828 | 1
25.4263 | 53.9823 | 1
85.2654 | 60.3706 | 1
77.4053 | 51.9019 | 1
36.2713 | 51.0006 | 1
54.1583 | 15.53 | 1
41.5061 | -29.6075 | 1
5.2898 | -27.1981 | 1
34.9664 | 13.5263 | 1
55.0096 | 51.4377 | 1
81.7863 | -12.2196 | 1
64.3529 | 15.2805 | 1
48.4514 | 54.0836 | 1
89.0094 | -0.59032 | 1
29.6319 | 61.5321 | 1
78.6022 | 7.8187 | 1
55.6637 | 62.1703 | 1
36.3027 | 14.2002 | 1
68.9035 | 44.1644 | 1
43.0944 | 22.8062 | 1
61.8252 | 64.0585 | 1
96.4877 | 33.39 | 1
83.119 | 27.3166 | 1
28.9946 | 32.7854 | 1
97.507 | 12.5076 | 1
29.6791 | 7.6047 | 1
5.6456 | 45.4304 | 1
11.7507 | 39.7624 | 1
29.7493 | 3.0483 | 1
77.8697 | -4.0173 | 1
49.8024 | 12.7807 | 1
83.6388 | 16.7722 | 1
23.0579 | 41.1417 | 1
90.0883 | -11.7349 | 1
29.8515 | 49.8206 | 1
48.9477 | 67.1325 | 1
62.766 | 2.2297 | 1
34.0502 | -15.8671 | 1
71.646 | 65.1813 | 1
96.5428 | 13.8257 | 1
97.8862 | -23.2766 | 1
99.8091 | 38.2289 | 1
10.8574 | 65.3081 | 1
77.8034 | 35.9405 | 1
29.1191 | 32.511 | 1
6.4401 | -24.4889 | 1
96.6382 | 63.2137 | 1
34.1848 | 61.518 | 1
15.4563 | -12.3312 | 1
11.6544 | -6.4299 | 1
43.7579 | 50.7103 | 1
0.71765 | 34.4313 | 1
84.1865 | 63.7831 | 1
35.6707 | 9.5305 | 1
19.0408 | 53.8395 | 1
2.1936 | 55.9157 | 1
89.2801 | 19.391 | 1
44.8409 | 3.995 | 1
16.0702 | -1.1471 | 1
46.2003 | 56.6206 | 1
6.7177 | -20.1432 | 1
5.0552 | -0.75527 | 1
78.2449 | 12.9819 | 1
80.1367 | -3.0054 | 1
97.4429 | 43.862 | 1
83.376 | 4.3133 | 1
73.88 | 2.6079 | 1
21.899 | 34.4294 | 1
58.2258 | 63.1429 | 1
6.7752 | 61.3656 | 1
39.9489 | 9.4989 | 1
54.8953 | 3.2216 | 1
84.0071 | 6.7328 | 1
78.3046 | 2.1618 | 1
67.8262 | 25.2264 | 1
23.2985 | -22.568 | 1
54.0814 | 35.3899 | 1
20.6787 | -26.9914 | 1
59.714 | -12.6623 | 1
19.2986 | 42.2487 | 1
55.7601 | -4.7621 | 1
56.2766 | -29.5792 | 1
57.7858 | -10.4664 | 1
81.8588 | -10.8516 | 1
32.0121 | 56.2887 | 1
54.479 | -8.1152 | 1
9.2254 | 38.475 | 1
86.668 | 5.1102 | 1
100.2105 | -22.8616 | 1
95.1959 | 7.157 | 1
58.2921 | 6.4156 | 1
56.5902 | -29.1042 | 1
43.6593 | -20.6698 | 1
89.3914 | 14.5283 | 1
89.3668 | 33.5582 | 1
99.9056 | 60.4794 | 1
6.3421 | 47.5549 | 1
95.2958 | -23.0454 | 1
53.5249 | -20.5842 | 1
26.9765 | -15.3072 | 1
49.5458 | 37.4652 | 1
6.4764 | -11.4659 | 1
12.9468 | 6.1447 | 1
89.4857 | -13.6362 | 1
3.5548 | -6.5892 | 1
13.7162 | 42.0698 | 1
18.2289 | 38.7241 | 1
40.1094 | -26.0802 | 1
6.3168 | -15.3842 | 1
62.4587 | 27.1554 | 1
98.5301 | 4.0472 | 1
80.0563 | 26.4894 | 1
15.2149 | 30.3892 | 1
53.7835 | 51.1648 | 1
66.8629 | 26.3009 | 1
76.0923 | 11.0765 | 1
13.6338 | 37.3514 | 1
56.581 | 54.1352 | 1
55.159 | 60.165 | 1
59.8264 | 46.5951 | 1
40.2988 | 10.0366 | 1
44.161 | 8.419 | 1
2.1631 | -21.5235 | 1
65.0948 | 66.1139 | 1
88.6223 | 15.1858 | 1
53.4868 | -28.8914 | 1
66.0696 | 47.3216 | 1
66.5621 | 61.9716 | 1
94.3614 | 17.7012 | 1
46.5127 | 26.4649 | 1
5.1089 | 8.6582 | 1
45.2388 | -2.8925 | 1
7.8352 | 3.1845 | 1
14.5831 | -9.2485 | 1
18.2182 | 49.0155 | 1
67.7021 | 24.0574 | 1
35.4037 | 14.9786 | 1
48.1958 | 63.3871 | 1
83.242 | 57.3514 | 1
90.9592 | 34.2467 | 1
49.7114 | -1.8161 | 1
49.7261 | -20.7829 | 1
67.0279 | 69.5316 | 1
95.538 | 48.1536 | 1
52.3876 | 53.7662 | 1
39.0243 | 68.2933 | 1
27.886 | -23.8245 | 1
0.98061 | 4.7949 | 1
22.3819 | -25.9869 | 1
84.8515 | 54.5013 | 1
36.4426 | 10.3513 | 1
92.4782 | -5.6311 | 1
64.7821 | -10.6381 | 1
44.1886 | 24.8294 | 1
83.6035 | 57.364 | 1
63.1446 | -18.5092 | 1
35.0616 | 3.6159 | 1
22.7163 | -21.5167 | 1
82.2178 | -0.28407 | 1
90.2598 | -7.2552 | 1
84.3386 | -19.2621 | 1
75.1221 | 56.7814 | 1
11.6817 | 42.3415 | 1
77.5241 | 8.5296 | 1
5.0023 | 26.572 | 1
57.0562 | 9.1488 | 1
92.984 | 27.1593 | 1
79.2545 | 41.0978 | 1
52.6012 | 64.5922 | 1
7.2551 | -20.2291 | 1
32.2064 | 12.3148 | 1
31.8845 | -21.9238 | 1
92.7293 | 11.9504 | 1
49.7053 | 28.6608 | 1
96.9952 | 24.7151 | 1
70.6817 | 7.7181 | 1
85.5371 | 28.7466 | 1
55.8982 | 61.3288 | 1
68.1966 | 19.3281 | 1
24.6551 | -27.9028 | 1
81.6366 | 2.7432 | 1
84.2833 | 47.3696 | 1
68.4354 | 40.1066 | 1
57.1505 | 63.2906 | 1
22.9459 | -17.8463 | 1
18.063 | 16.6391 | 1
30.9018 | 26.6481 | 1
2.326 | -21.1213 | 1
62.1048 | -22.7488 | 1
42.2139 | 28.0364 | 1
83.6073 | -13.5287 | 1
90.047 | -22.7627 | 1
7.1554 | -8.8721 | 1
6.1137 | -7.814 | 1
31.9792 | -12.8608 | 1
35.4594 | 16.6649 | 1
77.4428 | -28.9204 | 1
69.1937 | -25.7209 | 1
68.3531 | 4.5855 | 1
89.6295 | 1.7491 | 1
75.3243 | 14.9506 | 1
100.2988 | 22.8778 | 1
65.3323 | 58.7723 | 1
92.3862 | 62.319 | 1
18.7185 | 45.1192 | 1
44.7304 | 55.2326 | 1
25.7032 | 64.35 | 1
78.6632 | 14.8586 | 1
37.5029 | 24.3704 | 1
57.0056 | 34.5271 | 1
5.8945 | 12.1932 | 1
92.1056 | 55.4422 | 1
51.933 | -28.4111 | 1
72.9132 | 33.867 | 1
76.792 | 18.6725 | 1
93.2531 | 16.8589 | 1
82.5652 | 56.4038 | 1
7.3634 | 68.9401 | 1
33.5201 | -6.2305 | 1
7.331 | 12.69 | 1
79.0832 | -11.2049 | 1
50.3862 | 61.7908 | 1
25.195 | 20.4916 | 1
26.2544 | -15.5753 | 1
31.3268 | 65.8234 | 1
77.4279 | -24.0401 | 1
98.9253 | -18.8037 | 1
70.7526 | 44.6719 | 1
14.5095 | 67.8932 | 1
23.2138 | -2.4629 | 1
11.5365 | 53.6355 | 1
18.8506 | 18.3629 | 1
22.9076 | 60.0176 | 1
73.4873 | 60.111 | 1
17.9461 | 43.1548 | 1
33.7383 | 35.2354 | 1
70.3525 | 10.9632 | 1
91.3065 | 46.2931 | 1
60.3865 | -13.8753 | 1
39.2847 | -3.2314 | 1
11.5972 | -14.054 | 1
0.86156 | 61.9637 | 1
12.6054 | 3.5972 | 1
60.9156 | -27.3449 | 1
81.1496 | -3.0536 | 1
27.8521 | 56.5511 | 1
6.2778 | 15.0958 | 1
16.9266 | -12.0505 | 1
89.9804 | -10.387 | 1
26.1481 | 53.9672 | 1
2.3606 | 45.7977 | 1
86.3977 | -24.374 | 1
87.7231 | 52.9266 | 1
30.7957 | 21.268 | 1
35.1634 | -28.1889 | 1
72.9142 | -25.864 | 1
26.7782 | 56.9422 | 1
48.2321 | 29.7946 | 1
22.5504 | 27.4128 | 1
55.6162 | 12.9298 | 1
50.3212 | -15.4407 | 1
91.2973 | -4.535 | 1
58.6039 | 18.8084 | 1
78.0992 | -12.3056 | 1
69.4453 | 35.8555 | 1
19.9548 | -20.9549 | 1
72.4856 | -2.4187 | 1
76.0712 | -19.099 | 1
71.4568 | -3.9069 | 1
72.2503 | -29.107 | 1
24.9613 | -1.755 | 1
33.9027 | 24.8364 | 1
50.4271 | 20.5907 | 1
96.7481 | 61.2078 | 1
29.4965 | 64.0014 | 1
86.0864 | 49.2717 | 1
24.1163 | 10.3599 | 1
37.5784 | 27.1025 | 1
100.238 | 46.5209 | 1
17.2813 | 0.3178 | 1
45.3608 | -2.0892 | 1
51.3814 | 62.2755 | 1
72.1922 | -20.484 | 1
8.8592 | -27.7717 | 1
55.388 | -15.7522 | 1
70.9537 | 43.9777 | 1
37.3485 | -13.5687 | 1
16.3042 | -24.0968 | 1
6.7299 | 11.3176 | 1
74.2219 | -29.1866 | 1
47.1298 | 49.3168 | 1
54.8384 | 55.0765 | 1
19.7191 | 42.9746 | 1
70.5913 | 47.6714 | 1
30.1627 | 22.82 | 1
58.1192 | 67.2119 | 1
81.5868 | -27.5927 | 1
56.0935 | -1.2246 | 1
21.7264 | 17.7852 | 1
48.7358 | 22.7042 | 1
35.2384 | 5.9613 | 1
42.6242 | 43.7408 | 1
31.664 | 8.3487 | 1
84.2629 | 53.9717 | 1
46.356 | -5.6128 | 1
70.6188 | 45.5627 | 1
60.5485 | 4.2814 | 1
66.7531 | -23.9553 | 1
8.6916 | 46.2301 | 1
73.033 | 19.8619 | 1
30.8954 | 27.5471 | 1
94.2923 | 20.7858 | 1
89.7295 | -10.3823 | 1
8.1977 | -3.7724 | 1
45.1152 | 43.8302 | 1
23.2196 | -21.2386 | 1
86.8507 | 37.3493 | 1
59.3975 | 43.2227 | 1
46.1759 | 69.8225 | 1
58.7213 | -20.0555 | 1
44.7875 | 59.421 | 1
81.7483 | 34.4605 | 1
77.8124 | -23.6818 | 1
74.4912 | 36.304 | 1
83.4407 | 23.2102 | 1
98.4564 | 68.2077 | 1
28.7488 | 30.5097 | 1
17.9693 | 5.0096 | 1
6.3336 | -10.3169 | 1
83.0937 | -4.6716 | 1
72.1827 | 55.1385 | 1
83.2661 | -1.8508 | 1
80.0798 | 58.5484 | 1
46.2828 | 8.248 | 1
5.3433 | 11.676 | 1
75.5469 | 23.6407 | 1
95.2511 | 4.3755 | 1
27.9726 | 5.6931 | 1
43.7996 | 37.9671 | 1
65.9623 | 21.438 | 1
26.2695 | 9.2392 | 1
19.3721 | 65.2217 | 1
14.4711 | -16.3936 | 1
69.6522 | 19.4377 | 1
77.6042 | -16.8163 | 1
29.9705 | 63.5266 | 1
15.6183 | 69.7543 | 1
38.9739 | 54.9838 | 1
21.7518 | -23.4585 | 1
75.4755 | -1.244 | 1
0.02926 | -13.8972 | 1
83.463 | -7.4594 | 1
30.9057 | -17.1863 | 1
60.1867 | 0.9341 | 1
7.1069 | 2.8585 | 1
67.056 | -4.8974 | 1
44.1383 | 10.9628 | 1
61.5098 | 58.3555 | 1
75.0411 | -0.70845 | 1
43.8229 | -20.2697 | 1
40.5078 | 21.7806 | 1
37.1203 | 43.1297 | 1
58.7357 | -3.9143 | 1
93.2597 | 50.683 | 1
12.3247 | 53.101 | 1
28.1757 | 61.3958 | 1
4.396 | -5.6228 | 1
52.0399 | 43.9098 | 1
64.7986 | -14.197 | 1
40.2578 | 44.8947 | 1
97.5296 | -23.2411 | 1
62.6298 | 37.3215 | 1
29.7965 | 55.0316 | 1
86.7698 | 7.3155 | 1
20.895 | -24.6167 | 1
53.0047 | 64.2191 | 1
29.4542 | -21.6078 | 1
70.8391 | 1.7145 | 1
63.2589 | 7.916 | 1
8.3155 | 46.0617 | 1
90.2815 | 16.0541 | 1
42.0984 | 39.2409 | 1
83.0449 | 43.5881 | 1
15.4602 | 31.9048 | 1
10.8873 | 24.6349 | 1
56.1943 | 14.8313 | 1
25.6363 | -1.0745 | 1
69.0301 | 12.5448 | 1
100.4179 | 6.0011 | 1
17.4241 | 18.8636 | 1
78.5043 | -22.2017 | 1
96.6383 | 33.795 | 1
25.7001 | 23.3828 | 1
99.5777 | 55.8488 | 1
81.8075 | -20.7265 | 1
31.7567 | -0.68982 | 1
28.7927 | 27.5255 | 1
81.9714 | 21.8074 | 1
73.9754 | 8.1666 | 1
94.5491 | -5.3273 | 1
90.0896 | 26.5534 | 1
93.7096 | 57.5424 | 1
6.4967 | -7.6609 | 1
43.0721 | -3.1795 | 1
37.0768 | 20.1112 | 1
3.1521 | 38.7739 | 1
76.6135 | 69.0537 | 1
40.6761 | 69.9795 | 1
74.0904 | 17.0384 | 1
21.4019 | -24.7167 | 1
59.6127 | 51.9303 | 1
39.1686 | -14.6374 | 1
24.3354 | 67.0771 | 1
97.9713 | 44.4428 | 1
74.3066 | -7.2907 | 1
68.6466 | 13.717 | 1
51.5529 | 65.2967 | 1
85.2307 | 25.7803 | 1
16.4693 | 42.071 | 1
15.678 | 64.5459 | 1
46.8029 | 5.4106 | 1
15.3274 | 26.3704 | 1
33.088 | 15.3876 | 1
95.0115 | -24.4641 | 1
66.6512 | 2.7373 | 1
13.4236 | 19.3499 | 1
89.5377 | 33.5323 | 1
13.7126 | -29.3808 | 1
72.4715 | 52.1855 | 1
58.2656 | -5.4605 | 1
81.9669 | 25.4761 | 1
54.0116 | 58.5602 | 1
15.8464 | 55.8878 | 1
52.3726 | 61.1687 | 1
36.0715 | 30.6884 | 1
4.3409 | 26.6919 | 1
7.4387 | -26.0216 | 1
74.4093 | 61.0038 | 1
24.4173 | -19.5737 | 1
76.7562 | -23.7843 | 1
2.4281 | 11.8049 | 1
94.754 | -2.946 | 1
91.9381 | 57.8328 | 1
38.941 | 17.672 | 1
35.5707 | 34.8713 | 1
26.2998 | -7.0061 | 1
80.7034 | 28.8082 | 1
97.7534 | 47.9149 | 1
6.6711 | -23.8148 | 1
97.3193 | 59.1277 | 1
45.7827 | 34.703 | 1
73.6918 | 17.2271 | 1
52.0714 | -18.3197 | 1
12.2221 | -7.9447 | 1
89.6289 | 58.6159 | 1
19.8922 | 49.0842 | 1
41.7476 | 40.371 | 1
10.0519 | 46.4006 | 1
50.2031 | 66.8831 | 1
8.5 | 20.4393 | 1
11.4103 | 0.4014 | 1
19.7525 | 40.9479 | 1
84.9235 | 37.2776 | 1
18.0488 | 3.8232 | 1
40.2234 | 10.5107 | 1
67.3029 | 52.3518 | 1
84.7334 | -11.067 | 1
59.7216 | 66.2817 | 1
50.3265 | 48.034 | 1
18.8493 | -2.1147 | 1
79.6013 | 56.7934 | 1
94.342 | 12.9594 | 1
86.2013 | 19.5306 | 1
87.3185 | 23.4242 | 1
65.7232 | 57.368 | 1
73.8615 | 59.9287 | 1
66.4835 | 69.2099 | 1
51.3966 | 15.6494 | 1
4.8795 | 14.6113 | 1
78.6425 | -24.3495 | 1
84.9873 | 47.7288 | 1
3.6979 | 43.8703 | 1
49.1567 | -20.9292 | 1
44.2309 | 44.4862 | 1
7.3554 | 28.9438 | 1
13.3003 | -17.6567 | 1
37.8918 | 59.9974 | 1
3.2928 | -20.7023 | 1
8.1771 | 31.5717 | 1
32.2976 | 41.9976 | 1
16.1691 | 47.5448 | 1
55.761 | 47.6554 | 1
15.4716 | -6.365 | 1
57.5688 | -16.0848 | 1
39.345 | 9.5271 | 1
27.4808 | 17.8335 | 1
20.7842 | -5.6067 | 1
51.9801 | 50.6128 | 1
96.9294 | 11.4873 | 1
21.8576 | -15.3112 | 1
2.1499 | -11.1217 | 1
69.4002 | -17.243 | 1
1.4054 | -9.0665 | 1
82.5746 | 61.5625 | 1
44.4558 | 5.5935 | 1
74.1325 | -21.4062 | 1
35.5922 | -21.2608 | 1
77.1446 | -4.0009 | 1
17.914 | -19.0483 | 1
79.3633 | 28.7824 | 1
4.4686 | 29.6147 | 1
47.8341 | 3.0176 | 1
89.14 | 58.1848 | 1
81.4128 | -8.169 | 1
30.9868 | 1.5735 | 1
4.0062 | 62.1639 | 1
13.6489 | 42.2993 | 1
26.0466 | 9.7359 | 1
3.6782 | 46.4328 | 1
91.8222 | 60.0592 | 1
63.1426 | 23.5221 | 1
80.4081 | 19.0442 | 1
93.1538 | -7.1783 | 1
1.5708 | 63.9031 | 1
99.5097 | 18.1434 | 1
85.6938 | -16.2282 | 1
79.4229 | 51.9108 | 1
55.0434 | 50.7434 | 1
47.1483 | -18.083 | 1
46.2156 | 59.0425 | 1
30.8226 | 17.2187 | 1
61.0283 | 52.7242 | 1
96.5656 | 48.7348 | 1
26.9386 | -11.9594 | 1
59.3832 | 17.1829 | 1
8.3401 | -11.8289 | 1
54.3914 | 21.3469 | 1
54.717 | 39.4954 | 1
96.5008 | 62.3775 | 1
45.6965 | 14.2484 | 1
87.0459 | 28.683 | 1
18.1169 | 56.8293 | 1
50.7267 | 40.5743 | 1
63.3062 | 8.5717 | 1
42.2322 | 13.9981 | 1
42.4001 | 7.7842 | 1
62.79 | 13.2683 | 1
1.5318 | -15.5416 | 1
30.9916 | -21.7532 | 1
19.9579 | 46.4572 | 1
23.0544 | 67.051 | 1
58.373 | -9.6632 | 1
100.6246 | -3.6593 | 1
26.652 | 56.4219 | 1
82.922 | 12.5661 | 1
8.7398 | -5.8648 | 1
50.1584 | 46.5708 | 1
11.6347 | 52.8502 | 1
59.9224 | 4.9466 | 1
87.7223 | 56.4813 | 1
28.1791 | 39.7017 | 1
72.4461 | -1.8713 | 1
36.9436 | 57.2471 | 1
25.5155 | -0.71527 | 1
7.7734 | 63.5567 | 1
66.5892 | 18.7309 | 1
87.4392 | -6.7917 | 1
89.404 | -10.9923 | 1
86.1648 | -15.753 | 1
77.1277 | 51.661 | 1
28.972 | 61.6001 | 1
43.6369 | -27.7446 | 1
15.2492 | 40.0023 | 1
33.6015 | 4.9294 | 1
60.4953 | 16.5561 | 1
0.20732 | 56.4563 | 1
77.349 | 20.4296 | 1
8.5564 | 46.0557 | 1
96.3871 | -25.6024 | 1
11.8213 | -23.7288 | 1
37.6065 | 24.3343 | 1
22.4681 | 29.0941 | 1
72.9857 | 19.339 | 1
82.5748 | 68.733 | 1
79.2737 | 21.6531 | 1
85.2178 | 19.5649 | 1
53.1571 | 14.1873 | 1
68.5323 | 67.5867 | 1
26.9366 | 65.8569 | 1
85.8826 | -29.5489 | 1
34.4607 | 6.7796 | 1
83.8025 | -28.4876 | 1
51.2792 | 57.5613 | 1
63.2958 | 59.1348 | 1
97.4701 | 48.7347 | 1
5.7799 | 46.7851 | 1
19.476 | 12.0068 | 1
42.4712 | 10.1794 | 1
35.6778 | -12.5921 | 1
11.7949 | 19.9142 | 1
65.3917 | -24.559 | 1
86.4145 | 68.1688 | 1
93.291 | 8.3896 | 1
25.7472 | 55.4991 | 1
1.1842 | 3.0842 | 1
79.8183 | 59.4418 | 1
54.7004 | 21.7298 | 1
17.2625 | -29.7864 | 1
19.3268 | -14.8601 | 1
96.5853 | 10.3401 | 1
75.226 | -3.9276 | 1
62.9684 | 57.1015 | 1
54.6867 | -3.4232 | 1
55.4479 | -10.6067 | 1
31.4613 | 1.9033 | 1
32.0704 | 1.9394 | 1
16.0996 | -27.0139 | 1
71.8604 | 52.7713 | 1
40.7733 | 35.6328 | 1
64.6982 | 59.1352 | 1
11.6978 | 1.7741 | 1
80.9093 | -29.236 | 1
4.305 | -25.2789 | 1
1.5094 | -2.8076 | 1
12.2315 | 0.26349 | 1
36.099 | 52.7355 | 1
62.9005 | 68.1065 | 1
39.1874 | 35.9113 | 1
2.6669 | -22.5776 | 1
41.7492 | 42.1889 | 1
9.2533 | -14.4537 | 1
9.8546 | 53.6685 | 1
62.4554 | -29.9197 | 1
31.7123 | -28.5072 | 1
34.0984 | 51.9513 | 1
56.0193 | 33.7113 | 1
19.1397 | 27.5571 | 1
23.8556 | 41.3264 | 1
37.9791 | 64.243 | 1
79.3395 | 36.4829 | 1
63.2102 | 16.651 | 1
33.7545 | 39.7462 | 1
94.684 | 8.7327 | 1
13.0411 | 10.2174 | 1
96.0591 | 28.3232 | 1
89.9709 | 42.6177 | 1
18.4649 | 39.1082 | 1
79.0789 | 41.4098 | 1
65.9456 | -6.9937 | 1
99.2869 | -1.966 | 1
14.0511 | -19.8467 | 1
50.5474 | 21.0723 | 1
90.2632 | 57.5342 | 1
37.5404 | -3.9758 | 1
37.8579 | 7.7945 | 1
37.5049 | -6.8295 | 1
98.0219 | 8.1972 | 1
60.9256 | -29.4206 | 1
23.095 | 62.5823 | 1
73.5884 | 20.3791 | 1
13.9346 | 1.6189 | 1
13.6129 | 67.137 | 1
71.6977 | 24.8153 | 1
13.2055 | 67.1588 | 1
23.8108 | 56.7262 | 1
34.8468 | -17.4784 | 1
65.7974 | 59.7718 | 1
84.34 | 42.1683 | 1
85.9735 | 26.3257 | 1
92.9098 | 67.33 | 1
94.0491 | 29.0774 | 1
8.146 | 28.4413 | 1
24.1338 | -5.5085 | 1
8.8312 | 53.8778 | 1
87.122 | -10.1806 | 1
32.1173 | -17.7322 | 1
64.9584 | 47.4084 | 1
86.4658 | 10.8481 | 1
69.0453 | -0.21937 | 1
4.1864 | 17.1015 | 1
89.039 | 34.9721 | 1
42.2561 | 53.9279 | 1
92.3725 | 28.2906 | 1
99.6434 | 48.7831 | 1
0.62012 | -18.1977 | 1
83.9973 | 14.1962 | 1
83.4798 | 6.3732 | 1
11.1539 | 37.8437 | 1
9.6658 | 15.6585 | 1
89.9045 | 67.8632 | 1
19.8389 | 1.3006 | 1
46.8027 | 49.4534 | 1
14.2347 | -16.5933 | 1
93.1453 | 45.1365 | 1
70.7102 | 5.8814 | 1
26.6053 | -16.8555 | 1
9.1829 | 20.1586 | 1
17.6461 | 40.0239 | 1
45.5949 | -23.88 | 1
18.0781 | 62.9625 | 1
99.7524 | 60.7598 | 1
88.9536 | 18.5168 | 1
99.0827 | 35.9207 | 1
51.6351 | 2.245 | 1
94.6459 | 45.2378 | 1
12.0978 | 54.2937 | 1
92.362 | -6.2504 | 1
48.6655 | -8.8809 | 1
9.7184 | -27.7434 | 1
35.848 | 47.3811 | 1
56.507 | 3.2223 | 1
46.7386 | -7.0011 | 1
62.1828 | -12.3905 | 1
62.6207 | 55.7326 | 1
40.8178 | 32.8089 | 1
65.0571 | 65.2814 | 1
18.1172 | 15.0054 | 1
76.4662 | 57.6753 | 1
36.2423 | 60.9714 | 1
11.3488 | 33.4036 | 1
55.0649 | 30.874 | 1
55.9065 | 11.1634 | 1
86.9793 | 45.1597 | 1
61.0478 | -16.4662 | 1
87.3778 | 34.9366 | 1
42.2638 | 41.189 | 1
23.4278 | 51.4651 | 1
7.8405 | 26.6596 | 1
4.9598 | -12.3434 | 1
53.9367 | 25.0317 | 1
29.012 | 39.3446 | 1
40.6406 | 9.8396 | 1
33.2253 | 7.2241 | 1
30.5328 | 16.9375 | 1
51.4632 | -15.6759 | 1
34.1427 | 15.4664 | 1
86.0983 | 49.336 | 1
5.309 | -9.7777 | 1
46.1543 | 25.1873 | 1
82.9215 | -23.6386 | 1
1.4787 | -11.192 | 1
85.0123 | 17.1737 | 1
58.0381 | -2.0368 | 1
59.3473 | 39.7931 | 1
63.063 | 48.9999 | 1
59.6597 | 9.0499 | 1
37.3765 | 39.3135 | 1
92.7649 | 41.0162 | 1
17.6263 | 49.6452 | 1
57.1969 | -2.5837 | 1
35.2163 | 29.1402 | 1
42.3322 | 31.4199 | 1
21.1875 | -12.7214 | 1
69.0302 | -14.4132 | 1
75.5753 | -28.1682 | 1
84.1895 | -29.2877 | 1
21.2214 | 44.4089 | 1
15.1176 | 51.4955 | 1
47.2409 | 51.7225 | 1
95.3234 | 26.5416 | 1
10.9037 | -29.2412 | 1
20.3784 | 37.2025 | 1
94.2651 | -29.7483 | 1
0.14995 | 61.3438 | 1
51.5257 | 9.995 | 1
49.1481 | 68.3601 | 1
26.5277 | 17.8181 | 1
7.9073 | 5.605 | 1
44.5547 | -6.6383 | 1
82.6633 | -15.2231 | 1
3.7423 | 59.788 | 1
12.4697 | -3.9582 | 1
46.4901 | 24.868 | 1
22.7104 | 14.7841 | 1
75.4851 | 9.4288 | 1
90.993 | 6.5135 | 1
77.1317 | 62.7627 | 1
59.1049 | -2.139 | 1
22.0028 | -21.1326 | 1
11.7874 | -21.1186 | 1
13.2968 | 46.58 | 1
18.6973 | 40.513 | 1
8.8266 | -9.7475 | 1
5.1021 | -25.1192 | 1
9.7115 | 16.6399 | 1
21.7275 | 15.5072 | 1
18.1789 | -20.4424 | 1
27.4196 | 48.8351 | 1
19.0759 | -13.7508 | 1
93.687 | 19.8802 | 1
28.0722 | 64.4344 | 1
11.4094 | -13.7251 | 1
54.1018 | 30.9417 | 1
100.9909 | 18.9632 | 1
53.3655 | 30.8586 | 1
48.4952 | -27.8247 | 1
35.6028 | -2.4629 | 1
84.7679 | 2.0682 | 1
26.7563 | -0.095606 | 1
8.5273 | 65.0742 | 1
92.7691 | 48.8299 | 1
87.4353 | 16.3233 | 1
14.1774 | 65.1122 | 1
26.272 | 54.8218 | 1
42.7627 | -8.1024 | 1
98.0669 | -0.84676 | 1
81.7822 | -4.4299 | 1
33.7861 | 33.3019 | 1
38.0783 | 34.5422 | 1
86.0183 | 60.9091 | 1
28.4431 | -23.0177 | 1
100.9616 | -10.9271 | 1
54.7775 | -4.9889 | 1
2.5577 | -8.2563 | 1
16.266 | -28.1006 | 1
10.6695 | -5.4097 | 1
85.3854 | 52.3415 | 1
45.2396 | 49.8053 | 1
38.8418 | 11.7333 | 1
85.9764 | 46.1689 | 1
55.9576 | -25.3752 | 1
90.3995 | 64.666 | 1
9.8633 | 49.1207 | 1
57.0015 | 54.8333 | 1
64.0629 | -1.7506 | 1
82.3462 | 53.4516 | 1
74.7338 | 58.8946 | 1
30.978 | -17.0869 | 1
12.2489 | 65.0418 | 1
80.9863 | -4.6976 | 1
45.582 | -24.3607 | 1
95.438 | 30.0529 | 1
45.0115 | -8.0349 | 1
94.1628 | 65.5488 | 1
67.0193 | 22.5676 | 1
76.2732 | 15.2681 | 1
60.9942 | 66.6065 | 1
39.5764 | 27.6009 | 1
49.6326 | 24.6064 | 1
5.9142 | -8.3258 | 1
37.8801 | 37.0125 | 1
84.81 | 38.0111 | 1
66.8783 | 51.6768 | 1
1.4796 | 47.3563 | 1
46.4564 | 46.2573 | 1
24.8587 | -13.1088 | 1
84.7639 | 3.7517 | 1
7.7064 | 13.115 | 1
34.238 | 67.0925 | 1
51.7263 | 55.552 | 1
91.5188 | 51.8713 | 1
87.7621 | -18.0263 | 1
44.8965 | -14.5638 | 1
50.7774 | -28.3056 | 1
2.9034 | -10.6785 | 1
57.0436 | -3.5417 | 1
12.6939 | 20.2494 | 1
9.2609 | 58.1122 | 1
40.8192 | 7.0076 | 1
84.0077 | 0.43167 | 1
42.0924 | 60.4822 | 1
36.3308 | -14.153 | 1
10.3451 | -10.4402 | 1
11.4326 | -18.2465 | 1
43.7722 | 19.8916 | 1
20.892 | 57.5748 | 1
31.0529 | -14.897 | 1
91.8449 | 31.7596 | 1
45.1026 | 31.4092 | 1
55.6028 | 0.10527 | 1
91.3878 | -26.3343 | 1
7.8612 | -25.1436 | 1
45.351 | -3.7331 | 1
24.1108 | 59.447 | 1
61.3662 | 52.2437 | 1
21.9976 | 12.0077 | 1
75.2872 | 50.9181 | 1
55.8047 | 59.6627 | 1
70.2465 | -2.6837 | 1
5.2759 | -23.8158 | 1
53.2996 | 4.1929 | 1
49.1945 | 54.2143 | 1
12.6539 | 14.2005 | 1
81.8129 | 53.2349 | 1
86.8642 | 28.1774 | 1
9.403 | 37.4552 | 1
24.4099 | 13.5856 | 1
57.2121 | 42.1418 | 1
13.2994 | -27.0843 | 1
4.6629 | 19.0408 | 1
93.2827 | 20.4017 | 1
32.9464 | 56.7028 | 1
99.7868 | -16.2045 | 1
70.4939 | -17.1313 | 1
31.3889 | -14.8513 | 1
19.6146 | 44.0509 | 1
12.4315 | 56.0715 | 1
46.9234 | 60.0588 | 1
72.0537 | 24.3804 | 1
23.4508 | 61.3216 | 1
31.7076 | 12.2817 | 1
82.658 | 26.6731 | 1
81.753 | -6.1475 | 1
3.8017 | -25.2168 | 1
94.4285 | 21.5858 | 1
38.8647 | 65.8156 | 1
55.2247 | 65.5163 | 1
32.9323 | -18.093 | 1
93.2168 | 47.74 | 1
1.5118 | -19.859 | 1
12.6419 | -25.9805 | 1
99.3243 | -28.7941 | 1
22.2762 | 51.4755 | 1
13.7567 | 43.1662 | 1
42.5754 | 56.2887 | 1
80.2108 | 3.9503 | 1
70.4553 | 23.3506 | 1
85.5365 | -26.1542 | 1
43.6328 | -19.9785 | 1
6.0365 | 19.7241 | 1
39.2386 | 37.3353 | 1
60.0008 | -13.6105 | 1
52.9608 | -26.9747 | 1
25.3253 | -14.3121 | 1
93.9637 | 21.9308 | 1
79.6263 | 25.8223 | 1
68.9477 | 52.6888 | 1
54.3569 | 59.9675 | 1
57.827 | 46.0885 | 1
23.2061 | -25.5612 | 1
20.5351 | 68.4437 | 1
6.5731 | 54.9585 | 1
77.6705 | -5.0147 | 1
89.3841 | -1.5513 | 1
56.3048 | -3.9969 | 1
83.6845 | 68.4952 | 1
38.5676 | -14.0539 | 1
49.554 | -4.8867 | 1
70.1208 | -2.238 | 1
70.0763 | 44.7408 | 1
32.1735 | 27.2403 | 1
3.5362 | 44.2069 | 1
21.5662 | 6.5135 | 1
42.5708 | 15.3764 | 1
12.2026 | 12.8684 | 1
5.0453 | 68.1468 | 1
37.0393 | 43.8193 | 1
89.4131 | 24.1333 | 1
81.8215 | 11.2803 | 1
3.049 | 28.2378 | 1
40.4663 | 37.0053 | 1
8.1228 | -24.9783 | 1
54.4444 | 66.4202 | 1
57.9597 | 67.1944 | 1
74.4633 | 38.8704 | 1
5.9294 | 28.0656 | 1
43.8295 | 61.2377 | 1
83.584 | -12.383 | 1
97.2147 | 22.194 | 1
6.3066 | 54.1444 | 1
49.5171 | 11.3822 | 1
25.1466 | 8.2846 | 1
26.9357 | 30.521 | 1
35.4655 | 41.9796 | 1
8.8026 | 0.73767 | 1
91.9928 | -17.9062 | 1
96.8863 | 51.5504 | 1
10.477 | 42.9243 | 1
74.8573 | 38.8108 | 1
86.9531 | 20.792 | 1
68.6968 | 11.5043 | 1
22.2015 | 55.3053 | 1
72.3859 | 22.7957 | 1
2.3072 | 46.6268 | 1
88.7569 | 69.0323 | 1
13.2537 | -14.6476 | 1
5.1628 | -16.3356 | 1
37.6326 | 60.2343 | 1
14.5122 | 45.8681 | 1
52.2715 | 15.8493 | 1
58.8482 | 65.0425 | 1
45.4381 | 56.8331 | 1
31.9135 | 2.7237 | 1
10.8568 | 19.1339 | 1
28.2298 | 64.1314 | 1
65.8981 | -9.6309 | 1
30.2961 | -18.5456 | 1
63.4534 | -11.9143 | 1
15.2724 | 61.6442 | 1
81.6147 | -17.3166 | 1
97.9632 | 36.2095 | 1
52.8428 | -3.9769 | 1
40.4725 | -2.1128 | 1
94.9435 | 30.4851 | 1
10.5485 | 14.6793 | 1
80.187 | 5.1814 | 1
27.1076 | -25.2938 | 1
63.399 | 50.8616 | 1
30.2918 | 24.3901 | 1
20.3338 | -21.2581 | 1
33.0418 | -11.9219 | 1
90.3543 | 18.8488 | 1
39.7477 | 61.2957 | 1
28.7972 | -28.3227 | 1
27.1977 | 43.7881 | 1
97.1998 | 50.3938 | 1
91.2909 | -26.532 | 1
49.0858 | 4.2176 | 1
28.6574 | 66.0801 | 1
61.6151 | 58.9325 | 1
73.2977 | 3.4944 | 1
30.1972 | 60.7387 | 1
85.9069 | 11.269 | 1
17.2702 | 17.9129 | 1
21.727 | 67.8881 | 1
30.2953 | 68.2778 | 1
42.4684 | 28.9895 | 1
49.2083 | -1.6752 | 1
61.0427 | -5.7138 | 1
17.8878 | 49.1715 | 1
4.3929 | -10.9349 | 1
100.48 | 21.4741 | 1
93.6077 | -8.245 | 1
66.3451 | -23.7732 | 1
84.6328 | 19.7576 | 1
63.3583 | -24.6622 | 1
29.215 | -23.6439 | 1
87.6882 | 51.5399 | 1
5.2438 | 59.4578 | 1
80.964 | 11.2833 | 1
2.2101 | 7.2478 | 1
34.539 | 8.0851 | 1
75.4286 | -25.652 | 1
97.5396 | -14.0308 | 1
65.8641 | -28.1137 | 1
98.4318 | -25.0438 | 1
73.6687 | -28.1455 | 1
90.4235 | 4.7633 | 1
70.93 | 33.4116 | 1
47.0278 | -7.5786 | 1
60.8356 | -9.277 | 1
81.6727 | -10.8483 | 1
15.1495 | 2.136 | 1
73.5218 | -19.7407 | 1
73.7359 | 57.5665 | 1
34.9894 | 50.412 | 1
58.9183 | 20.9977 | 1
31.0846 | -2.7347 | 1
20.3332 | -1.2854 | 1
60.6214 | -26.2109 | 1
58.1024 | 42.8407 | 1
8.9926 | 35.7506 | 1
82.0901 | 6.8488 | 1
18.449 | 22.1845 | 1
100.3881 | 23.747 | 1
21.2999 | -19.0153 | 1
64.7407 | 41.2959 | 1
41.05 | 32.4673 | 1
32.8247 | 49.6284 | 1
64.4892 | 23.9324 | 1
79.4324 | 27.8878 | 1
34.2115 | -23.0659 | 1
48.8655 | 47.8159 | 1
91.1639 | -28.3246 | 1
33.3264 | 31.814 | 1
100.0548 | 19.6351 | 1
86.4955 | -12.2181 | 1
6.8602 | 60.2645 | 1
94.7764 | 21.7144 | 1
5.968 | 43.2799 | 1
75.8027 | 35.3089 | 1
78.7774 | 61.5078 | 1
64.4481 | 10.9522 | 1
81.4659 | -9.1846 | 1
74.9586 | 42.544 | 1
91.5377 | 20.4546 | 1
31.3218 | 23.6707 | 1
41.9538 | -25.8413 | 1
3.9282 | 52.6558 | 1
44.9053 | 63.2477 | 1
53.6717 | 59.215 | 1
57.8118 | 17.0097 | 1
68.7732 | 32.0184 | 1
100.8018 | 68.1719 | 1
46.338 | -23.5426 | 1
49.7611 | 40.5892 | 1
3.832 | 38.6454 | 1
42.4635 | 32.8544 | 1
45.5761 | 53.9076 | 1
2.3486 | 43.2508 | 1
92.3342 | 51.2903 | 1
62.8168 | -7.9497 | 1
31.2229 | 55.4163 | 1
79.1705 | 55.2302 | 1
96.7753 | -2.1512 | 1
7.5702 | 44.085 | 1
75.0173 | 48.2821 | 1
30.6766 | -25.545 | 1
87.8639 | -29.7801 | 1
94.2686 | -4.9469 | 1
59.0036 | 44.8144 | 1
57.9813 | -12.6882 | 1
9.864 | -29.7571 | 1
48.296 | 52.7176 | 1
51.4687 | 1.3169 | 1
99.9428 | 18.0795 | 1
10.6207 | 55.9277 | 1
23.3744 | 54.9155 | 1
70.64 | 27.0781 | 1
94.3899 | -18.1046 | 1
67.195 | 38.3239 | 1
30.8013 | 51.6377 | 1
95.3909 | -26.8054 | 1
69.3138 | -19.1737 | 1
92.839 | -7.407 | 1
82.8869 | -18.512 | 1
96.4328 | -18.3268 | 1
39.8226 | 65.7544 | 1
78.3327 | 7.2625 | 1
45.2091 | 26.424 | 1
34.8719 | -9.3886 | 1
45.2177 | 62.3393 | 1
95.4287 | 7.8059 | 1
81.8337 | 30.2376 | 1
87.5553 | -3.114 | 1
61.6722 | 48.58 | 1
4.2356 | 15.1527 | 1
91.1947 | -0.080875 | 1
5.4611 | 39.8571 | 1
17.5286 | 66.1391 | 1
12.3398 | 23.0953 | 1
25.5154 | 27.7101 | 1
56.6297 | -26.3496 | 1
53.5975 | 13.1332 | 1
20.9758 | 34.8257 | 1
94.1588 | -15.462 | 1
79.3757 | 50.8239 | 1
26.7294 | 26.1815 | 1
49.4569 | 10.8038 | 1
81.9801 | 4.5418 | 1
86.7126 | -18.9724 | 1
17.5966 | -6.619 | 1
22.3699 | 4.6116 | 1
65.6939 | 69.3652 | 1
98.3152 | 1.3489 | 1
51.2035 | -28.7195 | 1
97.0199 | 66.5965 | 1
61.5285 | 5.8718 | 1
84.3277 | 22.3701 | 1
13.7516 | 50.154 | 1
61.6797 | -27.2849 | 1
90.7705 | 56.1971 | 1
33.6733 | 31.6316 | 1
71.4796 | -27.0799 | 1
73.7486 | 23.4054 | 1
70.0312 | -6.335 | 1
62.9368 | 50.2477 | 1
44.1629 | 56.816 | 1
66.7191 | 54.9585 | 1
98.6911 | -9.148 | 1
4.7398 | 6.1921 | 1
4.5884 | 27.1578 | 1
52.9428 | 14.1737 | 1
60.0467 | 26.0313 | 1
6.5323 | 35.9837 | 1
8.4241 | 8.5363 | 1
16.2448 | 15.2285 | 1
75.6118 | -2.5345 | 1
90.4549 | -27.0914 | 1
36.67 | 27.7255 | 1
24.8917 | -1.2321 | 1
49.7462 | -20.4008 | 1
51.448 | -19.4181 | 1
71.9743 | 31.0993 | 1
24.6614 | -9.2104 | 1
66.3889 | 51.1899 | 1
8.8396 | 30.0868 | 1
13.231 | -24.3929 | 1
62.2342 | 56.8994 | 1
7.1699 | 45.9547 | 1
40.6742 | 46.7226 | 1
3.1901 | -16.2795 | 1
100.5439 | 8.3134 | 1
75.0975 | 53.5227 | 1
32.5582 | -4.1739 | 1
77.7705 | -18.4263 | 1
17.1215 | 9.2311 | 1
5.2328 | 64.313 | 1
26.9234 | -18.5037 | 1
58.0993 | 52.6023 | 1
64.3128 | 49.953 | 1
21.6444 | 31.3456 | 1
41.2977 | 23.3702 | 1
5.9502 | 64.3217 | 1
1.0211 | 47.9246 | 1
38.7957 | 55.1613 | 1
22.8218 | 19.3602 | 1
62.6274 | 49.3531 | 1
66.1618 | -1.237 | 1
38.5517 | 32.0702 | 1
57.0954 | 49.9757 | 1
5.0408 | 44.1173 | 1
46.5728 | 36.5358 | 1
57.5399 | 12.901 | 1
58.9057 | 62.8064 | 1
66.5906 | 67.2762 | 1
76.3194 | 17.9761 | 1
82.6439 | -22.5851 | 1
3.1612 | 25.1653 | 1
45.5949 | -3.0235 | 1
34.2856 | 46.7338 | 1
80.1806 | 44.158 | 1
68.4885 | 37.9846 | 1
26.0957 | 27.3851 | 1
66.3957 | -24.762 | 1
100.1601 | -5.9096 | 1
17.5276 | 4.5422 | 1
69.8903 | 69.9261 | 1
30.7082 | 69.2817 | 1
76.1852 | 49.3259 | 1
18.6154 | 57.6154 | 1
7.816 | -4.5294 | 1
26.3051 | 62.4193 | 1
61.8566 | 18.8984 | 1
43.3676 | 31.8269 | 1
26.4969 | 10.5885 | 1
69.6882 | 34.4169 | 1
60.0164 | 52.6712 | 1
54.8682 | 20.7971 | 1
79.3206 | 30.6652 | 1
33.1469 | 56.995 | 1
14.0215 | 10.6075 | 1
19.2915 | 26.1659 | 1
31.8859 | 39.7993 | 1
34.1275 | 39.4687 | 1
100.5317 | 47.726 | 1
83.8946 | 45.8336 | 1
19.5516 | 38.6919 | 1
53.2073 | -1.6134 | 1
91.5488 | 10.1299 | 1
42.8089 | -16.9861 | 1
36.8635 | 22.6371 | 1
67.2307 | 2.4159 | 1
14.9728 | 29.284 | 1
39.7932 | 36.4113 | 1
69.5487 | 33.6827 | 1
23.1187 | 60.9224 | 1
45.2431 | -1.2178 | 1
86.3071 | -27.1815 | 1
44.2401 | 28.237 | 1
62.8376 | -21.3644 | 1
68.1597 | -21.2081 | 1
22.9725 | 25.101 | 1
31.1643 | 7.8878 | 1
73.0342 | 18.5524 | 1
34.1201 | -15.2917 | 1
52.5661 | 48.7461 | 1
81.1601 | 10.5846 | 1
3.4036 | 52.7635 | 1
87.8768 | -7.785 | 1
61.3368 | 19.8307 | 1
94.3819 | -7.7258 | 1
80.757 | 36.8566 | 1
33.5102 | -15.6509 | 1
85.7329 | 28.0458 | 1
34.3668 | -9.7285 | 1
20.7893 | -28.4902 | 1
50.7312 | 58.5677 | 1
63.9973 | 48.9855 | 1
57.9104 | 14.2915 | 1
66.675 | 50.9488 | 1
9.8563 | -27.9935 | 1
56.8037 | 62.8403 | 1
22.1755 | 13.7327 | 1
61.339 | -15.9348 | 1
27.3468 | 14.5139 | 1
61.5375 | 53.1264 | 1
0.81645 | 37.4107 | 1
49.3019 | -19.0297 | 1
11.9437 | -9.0195 | 1
76.8466 | 46.1561 | 1
45.6195 | 4.4093 | 1
18.2177 | -15.6303 | 1
1.1831 | 24.3779 | 1
12.7956 | -8.2871 | 1
84.6518 | 14.1985 | 1
17.4289 | 53.5811 | 1
32.8709 | -10.4463 | 1
2.1574 | -19.4243 | 1
99.5858 | 28.902 | 1
61.2216 | 24.6556 | 1
0.29137 | -10.4648 | 1
61.2748 | 32.3868 | 1
86.3704 | 62.108 | 1
36.2814 | 34.2949 | 1
34.1666 | 5.0313 | 1
38.2808 | 24.161 | 1
73.7048 | 69.3154 | 1
100.9045 | -27.8754 | 1
99.4749 | 68.2526 | 1
54.1719 | 1.1302 | 1
80.3117 | 21.6514 | 1
75.8193 | 65.9746 | 1
21.0922 | 11.5625 | 1
59.6027 | 62.9689 | 1
96.3622 | -17.1898 | 1
16.8974 | 5.8652 | 1
56.5952 | -10.372 | 1
19.4586 | 16.6802 | 1
61.2702 | 58.3353 | 1
17.9823 | 62.1825 | 1
73.9261 | 69.5011 | 1
22.6651 | 6.5722 | 1
14.423 | -29.1337 | 1
89.0087 | -13.0155 | 1
76.4672 | -7.588 | 1
22.538 | 66.2556 | 1
50.5374 | 46.866 | 1
72.1345 | -26.7171 | 1
36.059 | 31.5799 | 1
80.8355 | 60.1753 | 1
29.3954 | -29.0488 | 1
87.0623 | 41.632 | 1
49.1105 | 55.8196 | 1
31.32 | -24.431 | 1
36.313 | -10.2785 | 1
31.3299 | 45.9811 | 1
57.0793 | -5.0093 | 1
72.5526 | 32.5491 | 1
99.9524 | 59.4565 | 1
51.3432 | -25.9179 | 1
7.4881 | 55.1487 | 1
29.5126 | 52.0602 | 1
88.2824 | 1.6521 | 1
7.0018 | -22.2566 | 1
91.9062 | 5.8024 | 1
71.8487 | 16.8349 | 1
49.3425 | -23.814 | 1
25.5027 | 54.9336 | 1
58.0343 | 52.0895 | 1
69.368 | -19.1254 | 1
11.415 | 61.0172 | 1
26.5803 | -10.4376 | 1
65.0493 | 29.8185 | 1
72.1216 | 43.9438 | 1
62.7277 | 26.6197 | 1
30.4306 | 64.2918 | 1
8.7165 | 41.7343 | 1
69.9988 | -14.6968 | 1
8.7071 | 36.088 | 1
86.5577 | 48.1305 | 1
85.235 | -7.9285 | 1
39.2634 | 16.5845 | 1
74.8812 | 59.4201 | 1
1.5888 | 29.863 | 1
45.3876 | -4.2072 | 1
70.2603 | 27.5487 | 1
48.6253 | -6.6686 | 1
88.6781 | 0.90415 | 1
51.1224 | 28.0866 | 1
100.6854 | -12.5287 | 1
12.1444 | 16.6695 | 1
62.7744 | 5.3926 | 1
75.1254 | -18.9186 | 1
43.7773 | -23.6916 | 1
50.8973 | 4.3931 | 1
40.2928 | 43.9323 | 1
37.0464 | -0.65091 | 1
69.9385 | 40.6146 | 1
60.802 | 1.4199 | 1
69.0916 | -12.3038 | 1
48.845 | 24.3478 | 1
42.0708 | 17.9798 | 1
45.2998 | 45.7551 | 1
78.6275 | 44.0332 | 1
71.4654 | 42.1822 | 1
55.5444 | -7.5847 | 1
79.9218 | -13.9024 | 1
55.6021 | -12.6649 | 1
56.3142 | -25.4715 | 1
5.8132 | -19.3107 | 1
25.527 | 40.3028 | 1
66.2356 | 8.8313 | 1
2.2196 | -12.9652 | 1
5.414 | -13.3466 | 1
89.7338 | -23.4363 | 1
17.5582 | -4.5604 | 1
43.1262 | 1.6512 | 1
94.4804 | -10.668 | 1
54.2123 | 2.8048 | 1
62.3389 | 49.9569 | 1
6.2454 | 52.2726 | 1
82.5995 | 10.5003 | 1
85.8362 | -9.184 | 1
62.6924 | 66.7575 | 1
28.7833 | -18.5092 | 1
73.4557 | 58.7636 | 1
45.1717 | 69.7663 | 1
28.2277 | -7.5394 | 1
37.9018 | 8.2367 | 1
72.3265 | 54.3927 | 1
32.1031 | 44.8939 | 1
66.1559 | 58.1117 | 1
77.5865 | 14.41 | 1
97.4798 | 66.7578 | 1
9.177 | 37.8595 | 1
41.1746 | 29.5298 | 1
61.2135 | -20.6067 | 1
12.6673 | 67.9822 | 1
56.0522 | 11.7924 | 1
46.5749 | 36.2958 | 1
51.0169 | 9.6833 | 1
6.2732 | 61.5365 | 1
24.3294 | -15.0266 | 1
32.6494 | 68.0498 | 1
63.1937 | -7.6193 | 1
38.3598 | 12.0757 | 1
71.0537 | -28.798 | 1
62.5181 | 8.0619 | 1
45.5617 | 0.58346 | 1
10.4715 | -14.6086 | 1
59.9025 | 42.1261 | 1
5.153 | -14.8853 | 1
63.4766 | 21.2895 | 1
48.5596 | 68.0535 | 1
56.0943 | 33.6392 | 1
32.1148 | -3.2409 | 1
52.5424 | -25.088 | 1
27.0424 | 9.5066 | 1
47.8426 | 51.4633 | 1
80.0615 | 54.4377 | 1
100.6829 | -0.50778 | 1
32.5628 | 7.4856 | 1
45.2412 | 65.3969 | 1
58.6902 | 61.0599 | 1
2.5423 | 22.5541 | 1
18.6905 | 46.6151 | 1
9.0025 | -4.0906 | 1
19.6673 | -20.1643 | 1
59.8183 | 54.2232 | 1
57.7356 | 10.3466 | 1
99.3784 | 65.1803 | 1
81.2883 | 1.1758 | 1
37.5036 | -26.2293 | 1
96.6272 | 68.8368 | 1
58.9455 | 61.4801 | 1
38.5711 | -13.9818 | 1
56.431 | -26.1984 | 1
82.2119 | -9.4891 | 1
98.1388 | 37.7865 | 1
61.2304 | 64.211 | 1
22.235 | 15.762 | 1
29.1643 | 31.0893 | 1
63.1288 | -13.9434 | 1
62.8583 | 22.0107 | 1
49.6001 | 22.7637 | 1
8.349 | 34.2254 | 1
93.9484 | -4.1513 | 1
40.9711 | -8.5482 | 1
14.8446 | 17.5069 | 1
52.3285 | 18.3867 | 1
86.5946 | -14.7739 | 1
72.5724 | -22.4991 | 1
35.6707 | -23.9996 | 1
68.7995 | 51.49 | 1
81.5525 | -16.4349 | 1
84.026 | 55.0053 | 1
0.090552 | -27.4828 | 1
40.3592 | 3.1448 | 1
75.4898 | 4.2257 | 1
76.683 | 10.1913 | 1
63.7064 | 34.6405 | 1
82.732 | 40.3971 | 1
20.2644 | -3.301 | 1
68.5758 | 50.1794 | 1
56.518 | 6.0441 | 1
83.8918 | 9.3661 | 1
55.9979 | 28.4251 | 1
11.7048 | 34.9195 | 1
17.7535 | 32.8859 | 1
21.1037 | -28.7176 | 1
33.955 | 50.1166 | 1
3.6773 | 49.4181 | 1
6.6692 | 27.1235 | 1
1.943 | 39.2278 | 1
11.7945 | 35.318 | 1
93.2214 | -27.4594 | 1
51.8346 | 64.5417 | 1
34.735 | 44.9433 | 1
52.2985 | 0.3923 | 1
8.6462 | 14.1251 | 1
51.6972 | 40.2014 | 1
82.3565 | 57.5845 | 1
43.9941 | 21.4062 | 1
50.6505 | -18.3384 | 1
89.0458 | -2.8728 | 1
89.1136 | 0.047215 | 1
20.3592 | 5.1753 | 1
36.804 | 63.7421 | 1
45.0554 | 9.0444 | 1
68.5136 | 43.8636 | 1
73.9865 | 61.3691 | 1
98.7712 | -27.2117 | 1
22.4361 | 35.3045 | 1
97.3065 | -27.2595 | 1
75.5409 | -14.0824 | 1
73.9219 | -7.0292 | 1
55.8565 | 24.7377 | 1
0.067606 | 34.6749 | 1
59.5364 | -12.8182 | 1
81.0671 | 66.6411 | 1
61.3393 | 67.6435 | 1
80.7224 | -28.9781 | 1
61.5837 | 44.362 | 1
47.5114 | 54.1395 | 1
29.6549 | 36.6793 | 1
45.3128 | 38.6259 | 1
80.1177 | 15.2419 | 1
69.1907 | -20.9184 | 1
52.9973 | 48.5524 | 1
5.4587 | -25.8513 | 1
33.841 | 6.3715 | 1
11.6668 | 52.3842 | 1
88.3826 | -23.9945 | 1
87.8735 | 55.6271 | 1
25.1196 | 38.9862 | 1
9.0314 | 64.3405 | 1
93.4793 | 54.3952 | 1
63.2637 | 48.7438 | 1
83.4565 | -29.1971 | 1
100.3189 | 4.4076 | 1
29.4262 | 2.3286 | 1
8.1476 | 68.0491 | 1
37.4471 | 23.9396 | 1
82.3953 | 51.5675 | 1
24.1504 | 8.0625 | 1
49.4909 | 31.7243 | 1
25.9855 | 28.3686 | 1
17.9444 | -12.1655 | 1
88.4669 | 33.403 | 1
95.6435 | 55.5198 | 1
37.9905 | -14.7576 | 1
45.4247 | 16.0713 | 1
1.4613 | 29.5559 | 1
84.8911 | -14.1792 | 1
41.7749 | 21.5682 | 1
26.5721 | 60.5807 | 1
60.6792 | 59.2519 | 1
32.8438 | 44.8392 | 1
75.8973 | -18.3625 | 1
48.0912 | 63.6628 | 1
34.7613 | 34.4555 | 1
34.1516 | -13.5978 | 1
11.0562 | 57.1317 | 1
50.462 | 31.7933 | 1
46.1642 | -26.9201 | 1
82.9265 | 41.1731 | 1
19.451 | -20.0341 | 1
9.7701 | -5.147 | 1
44.0236 | 55.0398 | 1
4.3102 | 48.0212 | 1
7.0119 | 11.1048 | 1
99.4049 | 13.8442 | 1
68.1648 | -16.3742 | 1
28.988 | -16.9052 | 1
32.0019 | -12.374 | 1
39.8793 | 3.9302 | 1
78.7027 | 17.2977 | 1
71.3944 | 27.6295 | 1
59.8096 | 8.8975 | 1
90.8161 | 17.8276 | 1
67.4874 | 32 | 1
35.7648 | 34.0725 | 1
73.5055 | 5.1776 | 1
5.8651 | 16.2191 | 1
5.6062 | -13.5202 | 1
85.479 | 19.2491 | 1
45.5078 | 23.2095 | 1
96.4799 | 58.8074 | 1
32.2901 | 58.6715 | 1
39.7942 | -20.1594 | 1
89.139 | 68.0865 | 1
81.598 | 9.4072 | 1
11.4971 | 33.9048 | 1
1.938 | -10.0018 | 1
16.5218 | 3.6282 | 1
29.7002 | -7.5551 | 1
4.7837 | 26.1739 | 1
94.2571 | -11.6065 | 1
17.2443 | 27.6429 | 1
99.2327 | 46.5085 | 1
29.4098 | -25.6323 | 1
53.7491 | 4.4418 | 1
51.6596 | 43.591 | 1
54.3902 | 56.8254 | 1
70.6636 | 30.6518 | 1
66.291 | -18.5269 | 1
83.5528 | 12.3258 | 1
33.5932 | 11.0274 | 1
46.3425 | 65.3346 | 1
94.7225 | -24.1464 | 1
66.9347 | 10.9762 | 1
20.1434 | -3.9628 | 1
51.8105 | 47.5438 | 1
3.9888 | 63.2672 | 1
12.6362 | -19.772 | 1
91.3866 | 49.5908 | 1
45.4284 | -26.2865 | 1
16.5278 | 0.30168 | 1
75.1556 | -18.0719 | 1
74.067 | 37.5106 | 1
35.1194 | 15.9384 | 1
34.884 | 39.9853 | 1
36.8967 | 16.444 | 1
13.7058 | 17.5753 | 1
100.3852 | 66.8925 | 1
35.6546 | 57.5351 | 1
57.8248 | 61.832 | 1
69.9631 | -6.1518 | 1
35.9241 | -4.1338 | 1
70.7825 | -16.2831 | 1
29.1336 | 43.3573 | 1
85.3437 | -15.9071 | 1
52.9239 | -10.619 | 1
8.1643 | -6.1828 | 1
92.2207 | -17.3699 | 1
65.548 | 54.8415 | 1
58.3233 | 49.2891 | 1
26.4326 | 31.7804 | 1
71.9808 | 45.7146 | 1
22.1084 | 17.8102 | 1
42.3598 | 36.058 | 1
64.9167 | -11.6013 | 1
16.4563 | 67.9722 | 1
100.8668 | -4.1846 | 1
15.5924 | -6.3866 | 1
51.1643 | -23.6739 | 1
82.6874 | -24.0695 | 1
24.8851 | 38.8227 | 1
62.5427 | -5.2176 | 1
60.141 | 44.4017 | 1
81.4472 | 54.7152 | 1
41.3395 | 45.1526 | 1
3.9843 | -11.1558 | 1
11.5911 | 49.6829 | 1
17.8931 | -3.1335 | 1
49.8169 | -24.3391 | 1
68.3242 | 41.9401 | 1
45.9353 | 39.0111 | 1
80.6174 | 36.4247 | 1
49.5019 | -1.0825 | 1
83.2311 | 54.2827 | 1
79.1489 | -1.2355 | 1
65.2027 | -10.4526 | 1
12.7782 | -15.0505 | 1
46.1324 | 68.4241 | 1
48.2056 | 35.2132 | 1
45.1455 | 50.7953 | 1
34.2654 | 15.1561 | 1
93.5233 | 63.2023 | 1
32.0859 | -2.2292 | 1
62.7915 | -0.14496 | 1
33.4904 | 32.1329 | 1
95.0596 | 42.0609 | 1
56.1772 | -14.886 | 1
51.2125 | 30.0607 | 1
16.055 | -9.7861 | 1
35.6033 | 24.4616 | 1
18.7356 | 35.1732 | 1
46.5255 | 59.7154 | 1
28.2633 | -22.3894 | 1
93.7436 | -25.0089 | 1
48.6744 | 59.1661 | 1
14.676 | 44.8609 | 1
18.064 | -10.2829 | 1
77.6411 | 44.3205 | 1
68.3312 | 26.2941 | 1
100.5786 | 12.5927 | 1
70.2019 | 28.684 | 1
67.9025 | -11.2533 | 1
69.0868 | 28.1627 | 1
98.1042 | 63.0653 | 1
92.4801 | 29.9552 | 1
88.802 | 10.5216 | 1
58.0646 | 33.8975 | 1
51.7661 | 37.8682 | 1
38.5886 | -3.0616 | 1
7.7583 | -12.7937 | 1
56.5205 | -19.5977 | 1
39.7127 | 65.3654 | 1
67.4433 | 14.6096 | 1
12.5028 | -14.5187 | 1
42.9314 | -3.2444 | 1
17.0949 | 0.1178 | 1
32.9232 | 31.191 | 1
44.9989 | -21.7364 | 1
18.4787 | 53.876 | 1
9.0334 | -3.0852 | 1
69.7032 | 22.7139 | 1
95.1189 | 20.0773 | 1
8.9683 | -12.6307 | 1
92.0106 | 59.7823 | 1
8.8195 | 60.169 | 1
35.5921 | -15.6429 | 1
2.7084 | 18.1864 | 1
7.0288 | 37.3346 | 1
68.3226 | -29.3377 | 1
38.2645 | 2.1259 | 1
100.2742 | 42.0608 | 1
62.8628 | 47.9935 | 1
34.1404 | -10.4809 | 1
44.2217 | 49.4643 | 1
29.6401 | 50.5406 | 1
13.7675 | 26.7484 | 1
50.5423 | 51.5458 | 1
37.4132 | -6.3849 | 1
71.3167 | -19.7126 | 1
28.5291 | 61.7822 | 1
86.2953 | -23.8354 | 1
57.2429 | 51.9432 | 1
56.6249 | -11.7116 | 1
15.3592 | 16.1163 | 1
81.103 | -15.9859 | 1
71.1182 | 47.8757 | 1
39.6595 | -27.6811 | 1
66.434 | 63.4705 | 1
84.6575 | 58.0141 | 1
67.5138 | -15.0458 | 1
76.157 | 46.9168 | 1
99.4219 | 57.3831 | 1
50.4166 | 20.1497 | 1
16.563 | 47.0984 | 1
55.0448 | 10.1011 | 1
80.7203 | 52.6056 | 1
91.576 | 7.2976 | 1
81.3161 | 33.3105 | 1
53.2785 | 60.1451 | 1
40.2946 | 1.1709 | 1
33.0126 | 20.4553 | 1
84.3524 | 57.1172 | 1
84.8559 | 0.72976 | 1
3.4429 | -27.4806 | 1
4.5694 | 68.7528 | 1
5.7732 | -29.4698 | 1
93.8483 | 25.8349 | 1
38.7616 | 64.5129 | 1
10.6898 | 34.2351 | 1
59.0666 | 35.9276 | 1
79.7891 | 5.1278 | 1
94.9178 | 41.4003 | 1
39.8302 | -17.4311 | 1
42.8086 | 36.0017 | 1
8.4016 | 44.8222 | 1
67.9049 | -20.027 | 1
28.4319 | -3.3331 | 1
47.0703 | 31.2717 | 1
67.6345 | 42.5381 | 1
17.7491 | 14.8418 | 1
82.8784 | 24.1415 | 1
99.9154 | -25.9205 | 1
62.8652 | -2.3156 | 1
67.3206 | 13.4335 | 1
94.7655 | 9.5975 | 1
19.7896 | -15.1358 | 1
57.1073 | 47.9281 | 1
60.06 | 62.1364 | 1
30.3438 | -5.8999 | 1
63.5826 | -16.1727 | 1
4.9411 | -11.0134 | 1
10.829 | -24.8729 | 1
54.7571 | -13.2526 | 1
80.0149 | 20.1221 | 1
93.3659 | 27.8141 | 1
68.2965 | 23.5322 | 1
47.6589 | -3.119 | 1
79.1728 | 22.8007 | 1
25.4176 | -21.4487 | 1
7.1469 | 35.122 | 1
81.594 | -23.777 | 1
14.6915 | 20.872 | 1
79.1824 | -28.0808 | 1
8.2312 | 37.8272 | 1
51.8386 | -3.3474 | 1
99.9792 | 23.7079 | 1
72.7041 | 21.2271 | 1
94.6546 | 13.2606 | 1
54.7271 | 23.6241 | 1
32.4806 | 68.2628 | 1
91.9688 | 6.706 | 1
57.6947 | -2.1706 | 1
100.6394 | -12.0002 | 1
73.0668 | 57.5547 | 1
65.6266 | 17.4386 | 1
67.5008 | 8.1299 | 1
80.7804 | 25.6447 | 1
86.4817 | 7.7452 | 1
51.8231 | 26.8528 | 1
42.9285 | -9.9925 | 1
67.9064 | 68.7828 | 1
75.723 | 20.2984 | 1
86.4071 | -19.77 | 1
91.9736 | -6.4732 | 1
2.38 | 29.4827 | 1
78.7299 | -6.1303 | 1
79.9281 | 15.6823 | 1
26.6269 | 54.4442 | 1
60.526 | -7.7495 | 1
68.2205 | 36.53 | 1
91.752 | 28.7738 | 1
69.7775 | 0.16531 | 1
36.7924 | 35.201 | 1
27.9804 | -15.9187 | 1
23.9214 | 67.317 | 1
54.042 | 0.59911 | 1
13.3095 | 21.8691 | 1
92.9546 | -8.509 | 1
95.0679 | 17.6358 | 1
27.9366 | 26.1052 | 1
94.0441 | 27.5341 | 1
24.4551 | 8.3331 | 1
71.6124 | -3.9835 | 1
59.1137 | 18.6574 | 1
73.2472 | 68.2883 | 1
39.778 | -24.2331 | 1
86.4556 | 39.4356 | 1
2.2949 | 34.6556 | 1
45.4947 | 18.0456 | 1
49.8849 | -10.5229 | 1
97.4894 | 6.3657 | 1
83.2316 | 25.4788 | 1
33.3029 | -28.3277 | 1
86.7538 | 32.3524 | 1
48.4417 | -19.9141 | 1
63.8482 | -1.5198 | 1
80.8215 | 49.4668 | 1
95.305 | 37.3911 | 1
80.4149 | -8.7557 | 1
42.5388 | 59.7612 | 1
69.3652 | -7.6509 | 1
66.9875 | 17.6103 | 1
41.8239 | -21.113 | 1
17.7845 | 45.8195 | 1
3.2463 | -8.4489 | 1
59.3791 | 45.3468 | 1
65.077 | 25.9002 | 1
55.727 | 7.7094 | 1
67.4125 | 53.7559 | 1
40.1093 | 69.1389 | 1
39.841 | -8.901 | 1
99.8796 | 25.9699 | 1
52.9587 | -13.3044 | 1
38.5948 | -2.5556 | 1
89.753 | -18.4357 | 1
87.1802 | -27.9887 | 1
92.5118 | 28.4 | 1
59.4351 | -12.5306 | 1
54.6545 | 52.2228 | 1
97.7368 | -21.6728 | 1
51.0968 | 46.6541 | 1
48.3133 | 8.183 | 1
54.6004 | 27.5371 | 1
37.8076 | 3.6766 | 1
48.5502 | 69.8607 | 1
59.7935 | 39.2456 | 1
55.6718 | 66.0351 | 1
23.54 | -22.8156 | 1
0.8144 | 56.8833 | 1
43.0072 | -9.886 | 1
38.6451 | 45.0069 | 1
95.4516 | 49.0724 | 1
72.3726 | 58.6135 | 1
82.8896 | -24.675 | 1
52.8732 | 16.809 | 1
7.2552 | 32.1271 | 1
93.6665 | 2.1569 | 1
7.245 | 66.8203 | 1
65.1208 | -27.9481 | 1
32.714 | -17.429 | 1
1.0257 | 12.6542 | 1
21.2104 | -14.5738 | 1
50.8627 | 14.6319 | 1
37.1636 | -17.1021 | 1
9.2006 | 27.202 | 1
93.2315 | -28.6658 | 1
2.5943 | 48.9855 | 1
70.1171 | -24.0827 | 1
33.0059 | 36.0419 | 1
75.0918 | -29.7643 | 1
89.7775 | 19.3769 | 1
96.4588 | -29.8872 | 1
10.7365 | 42.4294 | 1
85.6591 | -20.1287 | 1
99.7898 | -29.0394 | 1
88.39 | 2.2748 | 1
95.9052 | -9.2417 | 1
84.1596 | -25.1134 | 1
25.2043 | 42.338 | 1
74.6177 | 63.0564 | 1
79.3891 | 45.0414 | 1
73.713 | 22.4071 | 1
68.4542 | -17.7218 | 1
87.879 | -7.328 | 1
80.5113 | -25.007 | 1
39.1521 | 1.3798 | 1
25.7483 | -25.938 | 1
72.0798 | -19.7152 | 1
77.8027 | -8.2761 | 1
39.26 | 60.5756 | 1
3.5686 | 23.4894 | 1
31.1308 | 19.9606 | 1
92.9848 | -8.4673 | 1
91.3289 | 64.6278 | 1
97.287 | 13.9054 | 1
47.1741 | -23.526 | 1
69.3079 | 66.513 | 1
22.4258 | -1.455 | 1
50.9738 | 36.2523 | 1
27.5917 | -8.7279 | 1
63.9609 | -20.6041 | 1
96.6224 | 4.2946 | 1
55.5608 | 8.3425 | 1
63.8352 | -20.6414 | 1
58.7875 | 44.1433 | 1
24.5648 | 40.3192 | 1
98.2644 | 50.3488 | 1
64.4781 | 52.9131 | 1
37.9181 | 24.877 | 1
20.7932 | 13.4157 | 1
93.9721 | -18.4891 | 1
92.2205 | 31.868 | 1
52.9201 | 25.7754 | 1
98.964 | 53.3766 | 1
75.0939 | 0.082512 | 1
35.032 | -17.5454 | 1
77.0292 | -22.3708 | 1
37.6972 | 44.0592 | 1
25.6287 | 42.0264 | 1
12.1529 | 32.8946 | 1
9.3005 | 13.6753 | 1
34.7723 | 40.8105 | 1
88.5192 | 54.5447 | 1
62.766 | 69.6381 | 1
77.0398 | -12.4467 | 1
96.368 | 26.818 | 1
63.7233 | 19.2675 | 1
10.7397 | 4.4244 | 1
26.8185 | 54.4079 | 1
37.8908 | 18.6268 | 1
97.0641 | 16.45 | 1
54.856 | 59.6527 | 1
94.6848 | 27.3987 | 1
56.8705 | 60.1162 | 1
18.3098 | -13.6874 | 1
63.0555 | 11.4386 | 1
91.9046 | 45.6879 | 1
87.9486 | 27.066 | 1
87.1256 | 20.509 | 1
78.6147 | -2.812 | 1
27.8619 | -13.7442 | 1
90.6261 | -24.7672 | 1
16.3073 | 30.3033 | 1
77.9746 | 14.3468 | 1
19.3384 | -2.6407 | 1
55.2601 | -22.31 | 1
44.2226 | 2.8731 | 1
47.1767 | -27.1686 | 1
21.8126 | -7.7067 | 1
32.3851 | -1.3597 | 1
76.1724 | 14.6614 | 1
1.9992 | 64.5458 | 1
89.8451 | 55.7697 | 1
44.1115 | 14.5328 | 1
97.8018 | -6.1816 | 1
74.4645 | -23.2688 | 1
22.3458 | 63.7074 | 1
44.9415 | -26.9104 | 1
3.7521 | 37.3538 | 1
32.2967 | 28.1059 | 1
58.6676 | -28.9073 | 1
43.881 | -12.0381 | 1
67.6447 | 49.8374 | 1
5.2429 | -3.213 | 1
42.6255 | -2.1821 | 1
0.31575 | 69.303 | 1
43.2332 | -27.476 | 1
60.4141 | 38.8541 | 1
44.8163 | 65.9625 | 1
81.5582 | 2.5393 | 1
38.3568 | 20.8543 | 1
38.5192 | 23.0684 | 1
60.7683 | -18.0247 | 1
75.1231 | 13.0797 | 1
31.2631 | 47.3939 | 1
72.5794 | 63.0593 | 1
80.0547 | 35.3273 | 1
4.8492 | -1.9356 | 1
89.219 | -20.0172 | 1
30.2845 | 67.128 | 1
39.4236 | 56.5304 | 1
23.7103 | -17.1627 | 1
57.4516 | 1.4963 | 1
13.2314 | 7.6127 | 1
15.9223 | 47.7341 | 1
86.445 | 25.5017 | 1
64.4933 | 69.5563 | 1
66.0466 | -29.6453 | 1
80.4531 | 66.6473 | 1
63.7872 | -16.5932 | 1
39.7972 | 50.733 | 1
2.7976 | 62.2831 | 1
33.143 | 26.0596 | 1
93.9123 | 49.4911 | 1
97.2784 | 29.7571 | 1
95.5231 | 9.6881 | 1
5.0773 | 52.1504 | 1
43.0346 | 56.1766 | 1
12.7747 | 44.2827 | 1
47.6012 | 32.0369 | 1
60.5148 | 22.9678 | 1
21.5233 | 31.5279 | 1
22.151 | -4.6791 | 1
72.0552 | 41.4158 | 1
44.8435 | 21.1769 | 1
80.4996 | 46.1788 | 1
39.4587 | -14.6765 | 1
35.1688 | 39.5042 | 1
62.592 | 12.7745 | 1
89.041 | 54.7249 | 1
75.8668 | -6.6731 | 1
39.4058 | 55.288 | 1
29.5247 | -18.51 | 1
86.3855 | -26.3344 | 1
44.8738 | -5.3707 | 1
84.8612 | 41.4463 | 1
15.5339 | 9.3074 | 1
56.1154 | -29.9488 | 1
89.3753 | 39.4794 | 1
50.7795 | 22.0821 | 1
25.6498 | 7.5134 | 1
76.7817 | -23.8357 | 1
98.5415 | 59.0008 | 1
40.1653 | 25.1972 | 1
31.467 | -23.9862 | 1
37.4767 | 27.8773 | 1
73.7833 | 50.3025 | 1
50.5652 | 33.5874 | 1
18.6058 | 3.2134 | 1
65.8847 | 58.9344 | 1
69.3721 | 9.725 | 1
99.0464 | -28.0298 | 1
97.1744 | 5.6234 | 1
55.5349 | 39.5775 | 1
4.9505 | 42.5824 | 1
90.1224 | 29.5467 | 1
13.002 | -5.0601 | 1
40.0553 | 1.9013 | 1
89.0193 | 6.8638 | 1
18.6427 | 48.9022 | 1
82.0057 | -19.675 | 1
80.2117 | 25.3454 | 1
64.1222 | -11.7668 | 1
94.3938 | 67.0269 | 1
81.7832 | 18.0284 | 1
19.5793 | -10.1419 | 1
28.8924 | -4.314 | 1
26.9223 | -8.0023 | 1
17.161 | 20.6949 | 1
9.2126 | 1.2598 | 1
59.7864 | 66.8716 | 1
94.3339 | 11.9295 | 1
57.1066 | 34.568 | 1
12.9724 | 57.2354 | 1
33.4138 | 63.2313 | 1
63.7918 | 22.852 | 1
30.3553 | -21.7288 | 1
5.4387 | -20.1203 | 1
50.2078 | 41.4323 | 1
32.9846 | 19.1143 | 1
17.204 | -16.4036 | 1
65.7803 | -26.277 | 1
55.6902 | 11.1284 | 1
49.0933 | 14.9489 | 1
11.8221 | 64.6086 | 1
35.9248 | 28.8029 | 1
10.126 | 8.2036 | 1
73.9387 | -6.7089 | 1
7.329 | 44.941 | 1
68.6935 | -22.2454 | 1
72.534 | 13.1802 | 1
98.8045 | 54.4648 | 1
47.916 | -26.0467 | 1
89.8723 | 60.6694 | 1
16.516 | 62.7548 | 1
8.9322 | 4.5653 | 1
84.1378 | 11.8391 | 1
10.8773 | -8.8303 | 1
9.7968 | 42.68 | 1
24.7718 | 1.2941 | 1
93.2379 | 55.1491 | 1
88.1582 | 64.329 | 1
31.7223 | 60.0739 | 1
9.7148 | 38.9959 | 1
61.2861 | 41.8458 | 1
0.49088 | -2.1919 | 1
17.7547 | 26.9924 | 1
76.0812 | 33.9767 | 1
99.5059 | 10.611 | 1
46.538 | 53.4738 | 1
17.6645 | 25.7816 | 1
60.704 | 9.1676 | 1
70.3366 | -6.7078 | 1
99.3556 | -9.8535 | 1
68.9023 | 23.0432 | 1
37.4434 | 65.2697 | 1
71.963 | 56.5586 | 1
71.7128 | -27.6238 | 1
90.2162 | -2.5216 | 1
8.5565 | 59.2112 | 1
72.7716 | 36.7007 | 1
73.2082 | 64.1653 | 1
34.4309 | -8.416 | 1
82.0518 | -14.1958 | 1
64.6195 | 12.4276 | 1
31.1163 | -8.5132 | 1
26.9558 | 31.3537 | 1
72.5573 | -0.069187 | 1
81.8734 | -11.2721 | 1
92.209 | 7.2078 | 1
24.5799 | 10.7331 | 1
55.0371 | -17.8417 | 1
53.6042 | -0.048845 | 1
42.7077 | 22.0819 | 1
4.1778 | 47.8358 | 1
42.8528 | 37.9962 | 1
51.7226 | 29.0527 | 1
73.4321 | -16.2733 | 1
30.9226 | 2.9236 | 1
97.5848 | -2.914 | 1
84.3971 | 15.4369 | 1
63.1671 | -10.2755 | 1
83.0255 | 53.3429 | 1
55.6796 | 29.654 | 1
74.5064 | -2.2608 | 1
41.7469 | -6.7521 | 1
42.32 | 65.1591 | 1
86.0593 | 22.2871 | 1
44.7498 | 14.8864 | 1
66.2555 | -13.4414 | 1
94.4476 | 32.1466 | 1
68.3198 | 55.4307 | 1
68.0311 | -15.0172 | 1
78.4422 | 54.1286 | 1
11.2838 | 31.1905 | 1
81.1723 | -29.4016 | 1
67.8218 | 27.4897 | 1
45.6519 | 10.2387 | 1
75.5939 | 64.7211 | 1
22.8095 | -9.6098 | 1
77.607 | -23.3554 | 1
2.9196 | 49.977 | 1
97.3161 | 16.0574 | 1
8.4774 | -16.0742 | 1
5.8797 | 21.5324 | 1
19.4428 | 38.8886 | 1
76.9044 | 33.0725 | 1
39.8829 | 53.7536 | 1
46.0039 | -9.6182 | 1
86.9093 | 64.669 | 1
77.4675 | -21.4967 | 1
74.1996 | 11.9273 | 1
61.2789 | 28.2254 | 1
55.2193 | 27.3066 | 1
88.1547 | 67.0907 | 1
12.7728 | 12.8758 | 1
9.7048 | 8.31 | 1
6.2099 | 5.0974 | 1
96.513 | -15.0195 | 1
1.9766 | 34.5962 | 1
27.6307 | 2.244 | 1
39.1675 | 65.834 | 1
70.5832 | 15.5789 | 1
82.7691 | -24.7931 | 1
100.5563 | -14.1768 | 1
25.6717 | 8.5566 | 1
40.6803 | 39.238 | 1
53.0128 | 41.5312 | 1
92.6119 | -21.6636 | 1
22.2586 | 31.175 | 1
95.7814 | -11.5179 | 1
58.0161 | 32.7217 | 1
4.9877 | 56.2294 | 1
42.3499 | 16.2807 | 1
56.3848 | 62.0714 | 1
88.1453 | -19.218 | 1
35.3074 | 24.9908 | 1
98.5477 | 54.1899 | 1
35.5878 | 5.5099 | 1
67.8201 | -29.4097 | 1
65.5059 | 42.9296 | 1
56.0763 | 25.8766 | 1
89.5285 | 57.7972 | 1
69.9104 | -9.2465 | 1
73.4529 | 67.5162 | 1
63.8257 | 34.5015 | 1
10.1582 | 14.303 | 1
13.4708 | 41.0628 | 1
88.3114 | -21.5899 | 1
0.53034 | 14.0523 | 1
73.9695 | 65.7833 | 1
13.0322 | -15.9273 | 1
18.5595 | 47.3434 | 1
11.6868 | 48.3365 | 1
45.6085 | -8.7915 | 1
53.1336 | 67.6745 | 1
76.3906 | 52.5542 | 1
94.1895 | 25.0131 | 1
64.9324 | -9.204 | 1
96.6943 | -8.2937 | 1
74.0116 | 63.6393 | 1
82.383 | 33.7741 | 1
64.0108 | 52.8695 | 1
7.3555 | 40.7237 | 1
42.5372 | 48.3873 | 1
66.5279 | 23.2309 | 1
26.8661 | 27.2042 | 1
11.2556 | -2.8284 | 1
22.9916 | -12.3821 | 1
23.684 | 11.5191 | 1
13.7268 | 61.5013 | 1
98.6779 | -2.2322 | 1
99.3825 | 57.4384 | 1
17.5098 | -6.516 | 1
88.1507 | 28.0649 | 1
68.4605 | 34.2712 | 1
61.6395 | 31.7237 | 1
63.6387 | 2.7246 | 1
94.4374 | -14.8572 | 1
25.34 | -16.6996 | 1
64.8416 | 2.8366 | 1
17.6181 | 15.8184 | 1
83.4861 | -18.7259 | 1
72.518 | 45.83 | 1
75.1487 | 65.1213 | 1
88.4955 | 17.1165 | 1
88.2172 | -25.0524 | 1
90.7541 | 47.3081 | 1
57.4644 | 53.1604 | 1
16.6486 | 32.0016 | 1
48.4971 | -0.14226 | 1
88.2865 | 63.655 | 1
15.6324 | 19.2745 | 1
5.4041 | 65.9171 | 1
96.2957 | 33.6926 | 1
45.1967 | 67.8709 | 1
32.6521 | 63.5754 | 1
20.3049 | 8.7127 | 1
43.748 | 59.2438 | 1
88.2973 | 29.5285 | 1
45.7612 | -4.2153 | 1
39.6553 | 56.1186 | 1
53.7955 | 64.9127 | 1
51.8073 | 55.7001 | 1
0.11576 | -21.0024 | 1
12.5162 | -10.6907 | 1
67.5357 | 6.3022 | 1
100.2669 | -14.1365 | 1
16.5921 | 8.0228 | 1
4.8486 | 18.1474 | 1
19.9822 | 52.2999 | 1
52.8964 | 14.4606 | 1
44.8124 | 19.2206 | 1
92.0684 | -5.5077 | 1
6.4979 | 19.5276 | 1
52.0958 | 39.789 | 1
100.103 | -12.2816 | 1
100.8861 | 23.02 | 1
67.8141 | 40.0933 | 1
54.8448 | -18.1678 | 1
91.8818 | 34.5704 | 1
68.6933 | 20.3432 | 1
29.4784 | 34.1835 | 1
29.1915 | 30.6305 | 1
78.1385 | 20.3353 | 1
77.4908 | -1.8543 | 1
98.1206 | -23.4469 | 1
13.4737 | 38.1695 | 1
46.0426 | 45.739 | 1
67.3197 | 32.4042 | 1
20.6049 | 1.2076 | 1
11.4893 | 9.0403 | 1
3.4413 | -15.7149 | 1
78.3407 | 49.5372 | 1
82.4561 | 65.3519 | 1
46.9315 | -3.9625 | 1
18.2315 | 24.4618 | 1
37.9558 | 59.4562 | 1
31.5941 | 65.3114 | 1
47.1298 | 54.4767 | 1
47.6599 | 67.8825 | 1
3.3803 | -9.5027 | 1
16.0771 | -11.9728 | 1
93.5945 | 24.4556 | 1
76.0259 | -22.4577 | 1
35.0862 | 59.4499 | 1
38.7181 | 10.5764 | 1
78.1037 | 11.4225 | 1
57.8314 | 36.886 | 1
38.0299 | -2.8932 | 1
8.0766 | 47.072 | 1
9.3362 | -5.9553 | 1
51.9347 | 45.1052 | 1
27.8874 | -17.8412 | 1
31.7026 | 54.4146 | 1
28.4901 | -5.9894 | 1
53.9413 | 50.6415 | 1
22.8038 | 8.2168 | 1
18.8452 | 18.1376 | 1
76.5676 | 51.7308 | 1
21.1793 | 19.953 | 1
12.1282 | 15.9853 | 1
63.3273 | 60.0585 | 1
77.3409 | 23.1941 | 1
0.25572 | -3.2002 | 1
33.233 | -9.7069 | 1
81.5968 | 34.816 | 1
59.9868 | -5.3855 | 1
52.9645 | 31.3038 | 1
69.1534 | -14.7247 | 1
48.9497 | 34.4113 | 1
86.046 | 46.7237 | 1
65.1671 | -7.8233 | 1
96.2046 | 33.775 | 1
52.8019 | 43.3672 | 1
81.9156 | 39.8421 | 1
62.0664 | 48.8976 | 1
90.0685 | -1.352 | 1
64.2682 | 18.8764 | 1
98.9577 | -9.7581 | 1
5.9769 | 45.8442 | 1
96.856 | -5.7042 | 1
79.5714 | 48.0251 | 1
10.6202 | 48.4593 | 1
9.8901 | -8.6 | 1
77.2372 | -20.4379 | 1
66.8094 | 51.936 | 1
58.537 | 8.2927 | 1
4.3258 | -11.2279 | 1
75.4845 | 61.2681 | 1
44.0319 | 67.5406 | 1
75.1047 | 58.9 | 1
80.4128 | -3.383 | 1
98.7222 | 17.7372 | 1
20.6496 | 1.4733 | 1
53.1671 | -27.8248 | 1
47.0279 | -10.2262 | 1
47.1792 | 47.1329 | 1
94.3741 | 34.3075 | 1
83.8493 | 43.7879 | 1
31.5428 | 31.0798 | 1
64.0612 | -26.7632 | 1
68.4452 | -23.3392 | 1
91.7341 | 44.777 | 1
15.6219 | 3.3326 | 1
74.3063 | 6.3873 | 1
23.1501 | 0.20463 | 1
100.893 | -25.5765 | 1
52.4798 | -4.6535 | 1
24.3982 | 7.9095 | 1
81.7901 | -25.5884 | 1
84.7727 | 25.3733 | 1
12.9628 | 15.3351 | 1
69.4927 | -26.2279 | 1
28.4658 | 32.5371 | 1
12.0841 | 35.0272 | 1
100.0146 | 69.0238 | 1
39.2358 | 40.1055 | 1
89.9079 | 20.7316 | 1
23.7775 | 47.6642 | 1
87.1677 | 48.0149 | 1
52.0358 | 60.562 | 1
96.347 | -21.483 | 1
10.9275 | 55.6634 | 1
65.002 | 8.6253 | 1
22.347 | 27.134 | 1
29.4586 | -23.189 | 1
43.8131 | 9.5637 | 1
32.2546 | 54.7676 | 1
73.1058 | 60.1893 | 1
0.42671 | 22.9673 | 1
34.6822 | -23.6739 | 1
17.852 | 64.0446 | 1
47.5768 | 63.0209 | 1
5.504 | 16.7743 | 1
82.8955 | -12.8642 | 1
69.582 | -2.2946 | 1
17.2889 | 26.4098 | 1
45.9903 | -9.9018 | 1
60.8719 | -1.2262 | 1
24.3207 | 22.9631 | 1
9.7212 | 5.644 | 1
79.0636 | -6.4074 | 1
88.6335 | -15.4323 | 1
41.1225 | -20.2032 | 1
45.1281 | 26.206 | 1
80.1275 | 23.664 | 1
95.0639 | -21.8796 | 1
77.2175 | -0.86001 | 1
96.2993 | 38.4413 | 1
62.8727 | 5.5278 | 1
41.3605 | 30.0329 | 1
30.0909 | 10.8557 | 1
36.924 | -11.4392 | 1
58.4777 | -9.4872 | 1
66.417 | 3.5746 | 1
82.7123 | -11.4017 | 1
23.4942 | 17.3356 | 1
51.1481 | 20.9937 | 1
54.4827 | 61.2474 | 1
53.2311 | 7.0435 | 1
67.812 | 15.3567 | 1
26.3224 | -3.1397 | 1
2.3125 | 43.7222 | 1
88.5924 | -24.5933 | 1
26.6689 | 42.189 | 1
22.0155 | 22.1191 | 1
96.1018 | -0.79565 | 1
83.3293 | -17.2345 | 1
52.2778 | -0.0085577 | 1
50.0731 | 68.7594 | 1
6.5446 | 33.619 | 1
57.4478 | 47.1712 | 1
29.2057 | -0.56969 | 1
52.621 | 31.4606 | 1
40.9385 | 55.9091 | 1
37.9185 | 52.0684 | 1
98.9501 | 29.7421 | 1
0.27549 | -15.0408 | 1
27.3492 | 18.9416 | 1
93.2512 | 53.3515 | 1
64.3794 | -20.8469 | 1
5.3271 | 8.5177 | 1
44.4988 | 10.683 | 1
22.7446 | -24.8624 | 1
99.2554 | -23.9386 | 1
58.3527 | -14.5728 | 1
42.5678 | 49.8574 | 1
59.2161 | -4.219 | 1
7.0203 | 51.9516 | 1
92.3998 | 60.9407 | 1
80.5434 | 7.6567 | 1
60.2034 | 40.515 | 1
3.3019 | -27.9613 | 1
13.9925 | -1.3211 | 1
48.257 | -7.8654 | 1
25.9268 | 36.5595 | 1
59.5521 | 53.9277 | 1
63.5144 | -18.2605 | 1
69.9838 | -23.4893 | 1
9.4799 | 19.5838 | 1
98.2042 | 17.9813 | 1
85.239 | -28.8863 | 1
78.3897 | 56.9417 | 1
65.0175 | 58.1367 | 1
51.2791 | 37.4455 | 1
45.2438 | 10.9261 | 1
14.1055 | 0.061701 | 1
94.4156 | 8.7109 | 1
70.319 | 0.19872 | 1
2.8679 | -8.5361 | 1
23.6412 | 37.0751 | 1
91.3884 | 59.0284 | 1
75.1134 | 32.3039 | 1
86.0794 | 37.8586 | 1
33.809 | 60.1955 | 1
65.442 | 41.2353 | 1
23.1603 | 28.0298 | 1
49.935 | -6.119 | 1
34.9938 | 48.3363 | 1
19.1493 | 23.5312 | 1
72.7632 | -28.1215 | 1
58.0319 | 44.6315 | 1
100.74 | 13.1154 | 1
76.3774 | 20.1716 | 1
73.4802 | 11.8411 | 1
90.6543 | 33.4199 | 1
8.7848 | 12.2633 | 1
50.0118 | 30.4761 | 1
37.419 | 29.3783 | 1
90.0869 | 17.1808 | 1
33.2329 | 21.4456 | 1
100.8522 | 32.7317 | 1
48.3661 | 28.0189 | 1
77.5044 | 2.9188 | 1
67.551 | -29.1236 | 1
43.6766 | -24.3938 | 1
5.5868 | 68.9429 | 1
87.0536 | 51.3248 | 1
21.9863 | 5.8156 | 1
24.3081 | 34.6577 | 1
62.68 | -28.7459 | 1
48.8679 | -25.2945 | 1
100.7329 | 56.8611 | 1
94.605 | 37.4943 | 1
93.3764 | 57.794 | 1
93.8085 | 5.1009 | 1
94.0374 | 45.299 | 1
57.2906 | 26.6512 | 1
48.5399 | 61.8438 | 1
23.605 | -27.8364 | 1
86.9008 | 52.3355 | 1
92.3109 | 0.24768 | 1
65.6619 | 36.5112 | 1
69.2976 | 0.48962 | 1
40.6102 | 23.4884 | 1
97.0778 | 57.2128 | 1
2.1367 | -3.9056 | 1
0.48764 | 20.7598 | 1
67.0605 | -24.7721 | 1
54.63 | -1.339 | 1
54.948 | 20.5737 | 1
69.555 | 59.2051 | 1
6.6663 | -21.3154 | 1
39.0674 | -12.4118 | 1
26.3066 | 40.5039 | 1
23.2712 | 24.3854 | 1
86.5187 | 62.33 | 1
4.1877 | -11.6824 | 1
44.3625 | 16.8358 | 1
7.3569 | 46.2043 | 1
33.5709 | -16.0382 | 1
80.3788 | 31.7142 | 1
57.8943 | 2.5981 | 1
7.3928 | -3.2558 | 1
76.3104 | 3.5654 | 1
14.6183 | -26.6117 | 1
97.8193 | -8.3447 | 1
11.0039 | 59.3184 | 1
6.1846 | 49.1396 | 1
62.5091 | -16.2268 | 1
11.0917 | 11.6416 | 1
49.7964 | 29.7678 | 1
0.29651 | 51.5813 | 1
13.7307 | -29.7725 | 1
25.955 | 31.8974 | 1
5.9596 | 41.5191 | 1
89.3653 | 43.4682 | 1
11.7338 | 69.8735 | 1
79.1131 | 14.2612 | 1
55.5967 | -22.282 | 1
29.4337 | 24.0215 | 1
78.1631 | 42.6652 | 1
1.4718 | 17.9673 | 1
4.9617 | 59.0827 | 1
87.2823 | 16.0393 | 1
57.9817 | 4.9562 | 1
80.5565 | 28.2738 | 1
4.8459 | 25.0466 | 1
90.4486 | 19.5296 | 1
20.745 | 62.4173 | 1
40.0263 | 48.7517 | 1
94.4115 | 40.7693 | 1
96.9884 | 55.658 | 1
52.5227 | -7.483 | 1
39.1567 | 10.2772 | 1
95.4606 | 66.1138 | 1
22.8581 | 54.3911 | 1
1.2585 | 45.2077 | 1
77.2703 | 57.3813 | 1
26.3365 | -3.2766 | 1
14.8358 | -3.2752 | 1
60.9525 | 13.1669 | 1
2.5804 | -26.8859 | 1
42.4438 | 44.1382 | 1
64.0984 | 13.3151 | 1
4.4315 | -11.1968 | 1
27.8529 | 3.9128 | 1
12.5527 | 31.9478 | 1
83.4813 | 52.642 | 1
93.3454 | -9.2108 | 1
46.1636 | 15.9486 | 1
97.7529 | 11.0124 | 1
86.318 | 49.3655 | 1
82.3222 | 42.7558 | 1
50.9818 | -9.043 | 1
61.2881 | -19.1781 | 1
46.2661 | -23.4875 | 1
2.9732 | 57.1352 | 1
61.855 | 60.7091 | 1
84.1201 | 42.4003 | 1
63.8636 | 30.973 | 1
6.76 | 66.5184 | 1
90.3041 | -2.2413 | 1
57.892 | 13.1814 | 1
16.9262 | 64.2896 | 1
20.5983 | -20.9174 | 1
10.6525 | 60.9479 | 1
98.1678 | -24.491 | 1
75.1079 | 18.2893 | 1
77.0701 | 2.0166 | 1
54.1889 | 2.5448 | 1
55.5436 | 20.889 | 1
35.1581 | 29.925 | 1
79.6245 | 10.3288 | 1
18.358 | -3.8969 | 1
8.3918 | 5.8806 | 1
94.7297 | 35.9487 | 1
1.6291 | -15.6246 | 1
27.8374 | 34.3761 | 1
6.2209 | 26.1097 | 1
40.0597 | 53.7389 | 1
35.7097 | 23.4476 | 1
82.3255 | -14.3737 | 1
45.0007 | 65.8854 | 1
95.9205 | 42.2004 | 1
2.7839 | 27.1352 | 1
73.3183 | 62.6645 | 1
74.9088 | -20.6816 | 1
93.6059 | -13.0193 | 1
92.7917 | 8.7355 | 1
89.9395 | 63.352 | 1
8.5757 | 42.0254 | 1
10.6054 | 66.1963 | 1
60.0268 | -10.9942 | 1
68.2119 | 27.0652 | 1
62.778 | 22.0525 | 1
22.171 | 56.0892 | 1
41.0102 | 6.9026 | 1
65.518 | -13.7811 | 1
35.7983 | 14.2001 | 1
42.5702 | 48.9532 | 1
59.1664 | 47.8105 | 1
87.288 | -19.7974 | 1
16.1522 | 34.4292 | 1
67.1333 | 37.947 | 1
77.0473 | -17.9617 | 1
23.6728 | 15.5178 | 1
99.0813 | -11.8791 | 1
95.6207 | 28.9945 | 1
19.6421 | -4.2561 | 1
1.5189 | -10.2662 | 1
5.4529 | -9.6988 | 1
23.8616 | -26.0096 | 1
98.8669 | 64.9998 | 1
76.7826 | 63.4272 | 1
34.6717 | -11.9237 | 1
12.9791 | 32.3602 | 1
54.6758 | -27.4424 | 1
15.5408 | -10.346 | 1
88.5717 | -5.9467 | 1
43.8977 | 3.8 | 1
54.2969 | 40.3894 | 1
14.1136 | -9.9284 | 1
3.8239 | 33.2945 | 1
49.165 | -1.2068 | 1
17.8569 | -26.5164 | 1
14.8315 | 31.1376 | 1
11.477 | 44.6513 | 1
79.6258 | 3.2433 | 1
2.0205 | -6.7871 | 1
7.0188 | 10.7926 | 1
39.3352 | 61.4482 | 1
69.5576 | 29.2787 | 1
36.4367 | 21.1424 | 1
59.2211 | 65.346 | 1
72.6329 | -11.8917 | 1
21.205 | 18.2082 | 1
74.2706 | -18.6143 | 1
42.0395 | -0.81606 | 1
28.7601 | 7.4729 | 1
39.9637 | 14.2228 | 1
17.4132 | -3.7851 | 1
41.8377 | 30.6071 | 1
44.2392 | 35.8699 | 1
7.7841 | -23.5393 | 1
9.3176 | 55.3136 | 1
87.4138 | 10.5951 | 1
93.3445 | 32.4769 | 1
98.3415 | -18.4509 | 1
89.8359 | -16.9953 | 1
95.3277 | 20.1579 | 1
40.983 | -27.5952 | 1
25.2113 | 28.2729 | 1
35.7669 | -15.7912 | 1
25.2602 | 38.5172 | 1
54.6349 | -12.0712 | 1
70.411 | 24.2989 | 1
2.5124 | 53.6142 | 1
61.2929 | 67.0399 | 1
46.5258 | 34.7688 | 1
18.3633 | -27.4263 | 1
36.7099 | 53.5924 | 1
84.3561 | 16.5539 | 1
30.4473 | -10.719 | 1
95.6171 | 53.5922 | 1
7.1353 | 63.9759 | 1
69.2333 | 55.7238 | 1
88.6587 | 17.1312 | 1
98.0015 | -27.3733 | 1
95.0181 | 50.5986 | 1
73.0842 | 21.1691 | 1
54.9373 | 46.9839 | 1
36.6244 | 15.4686 | 1
47.1242 | 31.4558 | 1
77.8622 | 20.2004 | 1
96.7724 | 43.5634 | 1
54.8502 | 64.8658 | 1
21.2712 | 23.4853 | 1
23.0292 | 36.8841 | 1
4.0832 | 68.5084 | 1
32.8987 | 25.3321 | 1
59.023 | 37.0982 | 1
87.6405 | 39.9094 | 1
97.9926 | 24.4611 | 1
73.046 | 58.749 | 1
52.6636 | 2.6444 | 1
81.3446 | 40.0689 | 1
95.7709 | -14.6335 | 1
77.8135 | -22.8804 | 1
60.0725 | -4.2249 | 1
73.5705 | 43.6102 | 1
78.3334 | -4.1282 | 1
27.3219 | 7.6286 | 1
83.4149 | -6.0374 | 1
91.1841 | -8.8479 | 1
40.7374 | 31.4917 | 1
17.3677 | 11.404 | 1
50.2448 | -5.4942 | 1
38.5574 | -15.6581 | 1
63.8353 | -20.5601 | 1
14.4685 | 50.7556 | 1
70.1683 | 44.3783 | 1
16.9675 | 57.7401 | 1
32.3421 | 38.7462 | 1
0.64901 | -4.3412 | 1
82.9412 | 30.5879 | 1
80.3189 | -10.0403 | 1
70.7478 | -26.2771 | 1
75.7819 | 46.9562 | 1
94.8056 | -26.1682 | 1
9.9835 | 22.51 | 1
54.559 | -9.3261 | 1
71.8964 | 55.0001 | 1
97.9181 | 53.5369 | 1
31.2956 | -29.4351 | 1
97.87 | 25.5152 | 1
70.4464 | -6.5448 | 1
87.9678 | -10.2809 | 1
59.4775 | -0.10756 | 1
41.9117 | -15.5478 | 1
52.107 | 28.3486 | 1
99.2559 | 61.305 | 1
92.85 | 17.2579 | 1
28.6626 | 60.4776 | 1
22.9833 | 49.6533 | 1
13.5606 | 37.7196 | 1
79.6219 | 21.585 | 1
53.156 | 16.2366 | 1
46.3262 | -11.0726 | 1
95.0014 | 10.8526 | 1
90.7555 | -18.0782 | 1
42.5192 | 44.9261 | 1
14.7082 | 65.4937 | 1
45.8404 | 48.6516 | 1
9.4883 | 56.0726 | 1
63.7861 | 67.1084 | 1
11.6845 | 23.9781 | 1
11.1314 | 3.1486 | 1
96.7767 | -8.4323 | 1
52.9606 | 1.7752 | 1
3.7721 | 7.5475 | 1
83.4359 | -7.0344 | 1
56.6406 | -27.1328 | 1
74.5598 | 65.4028 | 1
58.1869 | 63.5958 | 1
65.7504 | 61.6854 | 1
10.8841 | 17.0737 | 1
48.2864 | 25.9489 | 1
81.3618 | -16.6077 | 1
64.6452 | -26.3451 | 1
47.7393 | 56.9566 | 1
92.4054 | 1.1786 | 1
2.6236 | 24.785 | 1
49.6804 | 24.4428 | 1
26.0656 | 64.5532 | 1
6.1213 | 0.25664 | 1
97.3932 | 66.8006 | 1
13.4803 | 2.0187 | 1
23.1012 | 42.2142 | 1
77.7658 | 58.3018 | 1
10.324 | -21.0366 | 1
66.7127 | -14.6421 | 1
35.6502 | 4.6085 | 1
74.7476 | 22.9498 | 1
47.5366 | 54.3459 | 1
15.0192 | -15.3779 | 1
84.0033 | -3.0853 | 1
24.8635 | -3.8956 | 1
94.4026 | -0.60097 | 1
46.0509 | 25.4775 | 1
39.6198 | 54.0377 | 1
0.65454 | 16.0317 | 1
90.5469 | -20.2849 | 1
68.2459 | 9.8233 | 1
88.8008 | -26.4668 | 1
16.1167 | -4.1041 | 1
82.2987 | -6.4971 | 1
28.585 | -22.3689 | 1
63.1104 | 17.459 | 1
89.786 | 8.8943 | 1
37.9831 | 50.0037 | 1
30.2027 | 23.1107 | 1
66.416 | 39.214 | 1
70.886 | -25.5059 | 1
41.0964 | 61.5572 | 1
52.7151 | 22.3612 | 1
37.9059 | 15.9155 | 1
93.511 | -4.5296 | 1
7.4263 | 20.1939 | 1
25.3295 | 8.1747 | 1
73.6343 | 33.1205 | 1
38.0057 | 20.9781 | 1
86.7001 | 44.0473 | 1
33.1539 | -20.5386 | 1
68.0439 | 12.3122 | 1
66.8976 | 18.6537 | 1
43.8214 | 20.0019 | 1
97.437 | 9.0255 | 1
95.0041 | 62.3753 | 1
38.8257 | -26.6295 | 1
46.1967 | 56.0138 | 1
84.5633 | 63.0513 | 1
44.9154 | 49.9322 | 1
60.4341 | 34.3173 | 1
30.797 | 24.8076 | 1
11.3578 | -15.6404 | 1
57.093 | 46.3032 | 1
93.2975 | -11.2751 | 1
54.7504 | 43.7057 | 1
95.4494 | 68.8308 | 1
17.7395 | 3.4705 | 1
53.1991 | 0.36734 | 1
2.7835 | -3.4105 | 1
36.8851 | -5.1129 | 1
10.1624 | 20.8659 | 1
64.8392 | 10.4274 | 1
24.5105 | 5.9805 | 1
55.4073 | -14.6744 | 1
37.2476 | -1.4538 | 1
17.3766 | -1.2896 | 1
48.6338 | 17.6187 | 1
15.1787 | 12.5796 | 1
41.3867 | 12.2513 | 1
11.7695 | 21.8728 | 1
22.1177 | 65.355 | 1
51.1924 | 2.3698 | 1
96.6857 | 63.581 | 1
42.996 | -14.4383 | 1
64.0899 | -23.2216 | 1
74.3133 | 22.0041 | 1
40.5433 | 20.5328 | 1
85.7437 | -21.9346 | 1
47.8263 | 24.9174 | 1
31.2487 | 42.2057 | 1
57.477 | 27.3259 | 1
24.0305 | 62.8716 | 1
40.5952 | 11.1072 | 1
39.445 | -20.2324 | 1
64.133 | 29.7311 | 1
45.0681 | -10.7194 | 1
37.9634 | -7.4305 | 1
17.098 | -5.3144 | 1
79.9516 | -19.0647 | 1
91.2226 | 19.3961 | 1
55.4356 | -18.7271 | 1
16.2193 | 67.1028 | 1
54.4553 | -23.4971 | 1
21.3651 | 4.6406 | 1
79.6296 | -29.127 | 1
2.2402 | 21.1849 | 1
31.9816 | 8.8543 | 1
22.8757 | 44.1449 | 1
87.756 | 69.5556 | 1
60.4321 | 36.5082 | 1
45.6635 | 26.0508 | 1
49.9507 | 21.6442 | 1
70.7111 | 2.1806 | 1
72.0306 | 42.9525 | 1
4.1702 | 55.1665 | 1
42.2496 | 40.7954 | 1
88.8787 | 28.4158 | 1
67.5633 | 68.9011 | 1
36.688 | 58.3644 | 1
63.7907 | 58.9586 | 1
21.6709 | -8.0586 | 1
40.4598 | -19.3148 | 1
19.4746 | -14.5757 | 1
20.0568 | -13.8224 | 1
97.9412 | 32.2194 | 1
14.4535 | 16.3481 | 1
7.1574 | 30.0165 | 1
58.011 | 21.1782 | 1
39.647 | 30.6936 | 1
49.4664 | 6.3397 | 1
95.84 | 43.1399 | 1
31.1766 | 61.0852 | 1
72.5499 | -27.2088 | 1
77.0297 | -0.27816 | 1
3.5143 | 16.0608 | 1
93.588 | -8.957 | 1
45.6653 | 0.21723 | 1
94.7215 | -18.9231 | 1
67.0179 | 8.9531 | 1
59.3556 | 40.992 | 1
43.2193 | 0.25319 | 1
70.6579 | 9.5055 | 1
41.1877 | 47.7266 | 1
2.6179 | 58.9884 | 1
95.8426 | -16.7413 | 1
2.4751 | -12.3636 | 1
83.3753 | 24.815 | 1
9.8317 | 6.9323 | 1
41.3685 | 36.0095 | 1
11.9863 | 46.8253 | 1
41.0175 | 52.2549 | 1
81.4843 | 49.8957 | 1
11.3038 | -18.4073 | 1
4.131 | 52.8107 | 1
45.6265 | -18.1126 | 1
51.4761 | -22.9571 | 1
14.2262 | 15.8674 | 1
83.5074 | -2.6703 | 1
27.7757 | -7.8659 | 1
82.571 | 59.8641 | 1
31.8645 | 43.536 | 1
2.3477 | 45.4376 | 1
89.1221 | 49.1676 | 1
24.5161 | 0.75315 | 1
45.3367 | -26.3739 | 1
40.3761 | -2.0633 | 1
45.115 | 22.5169 | 1
41.4882 | 11.9447 | 1
63.7136 | -4.009 | 1
12.2308 | 7.5311 | 1
51.2135 | 69.2156 | 1
16.0449 | 64.972 | 1
36.8366 | 1.2975 | 1
85.5962 | 63.9338 | 1
88.606 | 53.0476 | 1
11.7676 | 44.5086 | 1
6.7378 | 21.402 | 1
63.1041 | -26.9504 | 1
57.7745 | -3.1739 | 1
84.8523 | 34.5689 | 1
68.7666 | 36.4321 | 1
48.3062 | 21.3125 | 1
76.9053 | 24.1953 | 1
0.42884 | -8.7756 | 1
43.978 | -5.0705 | 1
16.3637 | 17.0427 | 1
27.2397 | 41.9217 | 1
5.6989 | 35.517 | 1
92.9347 | 56.1873 | 1
76.4008 | 55.7909 | 1
32.79 | -24.2369 | 1
47.0228 | 23.0191 | 1
99.1454 | 27.5874 | 1
17.7373 | 59.1423 | 1
80.8897 | -19.6649 | 1
4.851 | -13.3031 | 1
59.8625 | 16.4257 | 1
9.1058 | -0.16499 | 1
9.5749 | -16.1538 | 1
70.8913 | -28.2916 | 1
81.8893 | 53.262 | 1
69.1241 | 35.1728 | 1
100.3989 | 44.25 | 1
57.4171 | 59.3885 | 1
68.9324 | 20.5142 | 1
65.5481 | 8.2906 | 1
84.4039 | 67.3218 | 1
4.4191 | -15.1108 | 1
28.5091 | 69.0411 | 1
66.4362 | -0.56998 | 1
47.9069 | -15.8702 | 1
72.9294 | 28.4144 | 1
51.0075 | -0.69157 | 1
78.0932 | 3.1713 | 1
25.1563 | 0.44192 | 1
96.0305 | 56.8495 | 1
16.6089 | 13.2812 | 1
49.813 | -20.8778 | 1
16.7061 | -25.3873 | 1
8.8686 | 50.2515 | 1
39.8208 | 33.1257 | 1
87.3455 | 58.0619 | 1
47.5942 | 6.606 | 1
78.7618 | 18.0021 | 1
34.1511 | -5.3401 | 1
42.0171 | 37.3986 | 1
22.3472 | 24.9472 | 1
23.3897 | -7.9846 | 1
64.905 | 48.0497 | 1
22.9745 | 24.3512 | 1
34.4684 | -10.6739 | 1
42.3644 | 2.0731 | 1
97.1876 | -29.6796 | 1
78.31 | 34.0626 | 1
37.2229 | 9.7401 | 1
43.7827 | 4.7418 | 1
47.1766 | -27.8764 | 1
64.4536 | -24.9535 | 1
17.0618 | 63.6631 | 1
4.9331 | 24.2252 | 1
55.2057 | -11.7404 | 1
5.6721 | -14.6782 | 1
49.5628 | 14.2721 | 1
55.5506 | -23.3464 | 1
67.0011 | -21.4997 | 1
93.1927 | 4.2635 | 1
21.9678 | 12.1984 | 1
82.5653 | -17.0469 | 1
82.938 | -6.3476 | 1
31.3542 | 4.2184 | 1
31.8248 | 0.78616 | 1
81.9103 | 62.9058 | 1
97.4803 | 69.6869 | 1
7.7635 | 27.4571 | 1
47.353 | -9.1824 | 1
95.5609 | 18.8037 | 1
58.514 | 44.2211 | 1
11.6195 | 64.7962 | 1
52.5935 | 6.6987 | 1
11.2536 | 60.2565 | 1
66.4337 | -6.6459 | 1
76.5244 | 59.9017 | 1
40.8305 | 1.1851 | 1
94.0012 | -9.894 | 1
46.4003 | 55.4781 | 1
68.2345 | -21.8611 | 1
27.1564 | -5.916 | 1
5.2643 | 20.9247 | 1
99.9069 | 31.8663 | 1
87.6549 | 59.3901 | 1
11.1613 | 52.7741 | 1
43.1777 | -27.8173 | 1
45.2793 | 21.8511 | 1
63.9744 | -2.2022 | 1
25.6316 | 46.2613 | 1
17.287 | 30.0703 | 1
82.947 | 67.8748 | 1
89.1765 | 34.392 | 1
8.3973 | 17.4527 | 1
7.5449 | 31.9295 | 1
42.4538 | 65.321 | 1
67.7893 | 68.3092 | 1
54.9492 | 61.3438 | 1
81.9022 | 26.483 | 1
69.1272 | 27.74 | 1
20.9201 | 16.8861 | 1
61.5861 | 34.5538 | 1
26.3596 | -1.2698 | 1
60.6385 | 57.3074 | 1
73.5146 | 27.3994 | 1
13.543 | 1.0657 | 1
84.756 | 35.647 | 1
36.9579 | 66.231 | 1
17.7292 | 30.4628 | 1
14.1207 | 33.4319 | 1
1.1967 | 26.7889 | 1
58.6948 | 63.1568 | 1
70.2807 | 65.7566 | 1
52.3288 | -8.4264 | 1
42.1644 | 63.8245 | 1
77.3941 | 32.9428 | 1
66.7854 | 7.4386 | 1
70.3971 | 65.4997 | 1
16.8349 | 68.0891 | 1
42.4063 | -3.9855 | 1
27.9796 | -2.6097 | 1
34.661 | 24.1373 | 1
72.5147 | 31.0172 | 1
63.397 | 12.3397 | 1
32.8733 | -12.6071 | 1
7.0907 | -29.9005 | 1
51.4698 | -9.1309 | 1
72.5957 | 60.5793 | 1
54.8209 | 16.0826 | 1
76.1512 | 51.1194 | 1
82.9807 | -26.1724 | 1
71.8321 | 67.1952 | 1
17.3719 | 61.3865 | 1
9.0813 | 14.6343 | 1
10.1612 | 48.3516 | 1
63.879 | -14.2421 | 1
52.0743 | 37.3055 | 1
92.5736 | -16.9337 | 1
79.5009 | -2.5672 | 1
47.3144 | 17.4154 | 1
57.6535 | 27.9547 | 1
88.5667 | -22.0495 | 1
89.4039 | 49.9335 | 1
47.5576 | 13.4413 | 1
12.8124 | -1.2296 | 1
73.1574 | -13.2108 | 1
82.5691 | 44.5839 | 1
40.3435 | 61.3755 | 1
62.7114 | 61.9529 | 1
100.5064 | 34.5002 | 1
50.222 | 25.3113 | 1
23.1466 | 28.2887 | 1
58.279 | -13.513 | 1
13.6918 | -27.983 | 1
13.2669 | 35.7284 | 1
41.3445 | -9.5291 | 1
49.0698 | 40.8276 | 1
19.4873 | -24.7682 | 1
4.1933 | -17.6289 | 1
30.4286 | -19.0122 | 1
12.2901 | -8.4146 | 1
96.0317 | -6.8649 | 1
7.0694 | 15.7302 | 1
29.9975 | 62.7321 | 1
80.9032 | 27.9986 | 1
56.1793 | 50.1776 | 1
85.5894 | 9.825 | 1
30.4012 | 4.3826 | 1
91.0005 | -13.663 | 1
5.4147 | 45.7138 | 1
38.2453 | 39.2599 | 1
28.002 | 5.1172 | 1
88.0932 | -13.8791 | 1
93.8716 | -14.1511 | 1
100.7795 | 48.6952 | 1
8.3699 | 8.5629 | 1
46.1815 | 34.1614 | 1
99.6798 | 36.847 | 1
2.9939 | 16.2102 | 1
99.2218 | 4.5773 | 1
67.1578 | -27.8781 | 1
43.7072 | -23.2685 | 1
19.5048 | 4.1356 | 1
95.7652 | 18.3576 | 1
87.8736 | -26.8974 | 1
42.9132 | 35.0771 | 1
97.2348 | 36.1973 | 1
12.4365 | 26.7497 | 1
2.0985 | 68.8522 | 1
77.2334 | -17.5386 | 1
7.3943 | -5.9414 | 1
92.7935 | 16.6037 | 1
58.8546 | -8.6492 | 1
41.0279 | 47.8358 | 1
32 | 68.6916 | 1
24.9707 | -12.9291 | 1
0.93994 | 11.0739 | 1
87.6988 | -24.2051 | 1
20.587 | 17.8271 | 1
58.1651 | 27.6625 | 1
71.071 | -6.1512 | 1
34.8381 | 69.065 | 1
32.5055 | 20.9992 | 1
34.8376 | 37.3723 | 1
8.111 | -13.8672 | 1
61.0102 | -8.6647 | 1
94.7474 | -1.5308 | 1

## normal
34.2659 | 47.3754 | 1.8704
39.5227 | 56.309 | 5.4778
33.3397 | 40.6352 | 14.0711
34.4873 | 49.2173 | 8.8822
66.7459 | 62.5872 | 8.9059
14.7647 | 31.4022 | 10.0293
49.5644 | 52.2151 | 13.8568
53.8994 | 54.9007 | 2.5373
70.0257 | 53.0814 | 38.1159
34.312 | 28.748 | 13.9524
54.8955 | 14.8095 | 10.2118
55.9863 | 53.8997 | 24.6394
55.8014 | 52.1182 | 5.3225
68.4411 | 43.9547 | 44.8807
74.1613 | 42.8292 | 7.6984
33.2674 | 55.3947 | 10.3172
40.294 | 40.6195 | 3.8165
60.8375 | 40.1392 | 8.1708
60.651 | 54.3415 | 19.8628
48.752 | 63.602 | 14.6113
34.8591 | 52.7943 | 8.1267
52.2132 | 43.1866 | 29.8849
78.3138 | 24.6317 | 48.0517
46.2292 | 69.6301 | 6.055
35.1571 | 61.1488 | 16.2186
22.7798 | 42.0451 | 3.1327
51.9893 | 52.0315 | 31.0155
49.3332 | 31.9447 | 1.3276
48.6168 | 55.447 | 27.244
53.067 | 36.9705 | 22.16
58.9828 | 27.1846 | 23.6231
52.2997 | 52.1226 | 18.5223
70.6874 | 49.535 | 1.371
44.2596 | 62.852 | 9.9869
42.999 | 34.7658 | 7.2282
46.8213 | 52.9863 | 12.7261
52.4019 | 49.8995 | 25.9872
34.1383 | 32.841 | 12.6175
55.6667 | 49.0781 | 13.8804
41.2117 | 45.9147 | 22.4055
40.1676 | 48.3806 | 18.3847
75.2718 | 44.4076 | 35.0748
64.3063 | 80.948 | 6.3889
37.1966 | 32.211 | 1.8075
51.7848 | 51.024 | 15.1022
24.2475 | 41.6462 | 6.4915
61.2476 | 49.1161 | 36.7674
52.3022 | 58.3006 | 1.0596
68.4049 | 43.9118 | 19.4625
47.5425 | 55.8686 | 25.3974
29.4038 | 77.5856 | 3.2848
11.2493 | 48.4891 | 7.3239
53.6057 | 55.0265 | 15.659
38.7784 | 25.2383 | 1.3248
66.669 | 54.7501 | 9.1531
53.6663 | 34.5842 | 17.8727
46.7111 | 46.1091 | 19.7049
41.9261 | 27.8146 | 15.0574
33.6921 | 66.7927 | 5.9444
33.4353 | 64.1994 | 11.4061
40.2365 | 47.7305 | 7.6908
53.7755 | 47.8715 | 26.021
78.5421 | 59.0546 | 0.21189
65.1679 | 41.1631 | 25.3918
30.6495 | 31.6857 | 18.6894
28.9094 | 58.6328 | 11.0752
90.8872 | 21.5206 | 68.4981
47.6044 | 57.8084 | 16.9907
30.1163 | 37.9536 | 5.5298
65.2064 | 43.228 | 34.2972
53.2408 | 63.9326 | 3.5636
34.9876 | 81.8792 | 0.89289
56.8281 | 34.6097 | 0.55361
41.7289 | 69.4956 | 0.69355
48.5077 | 43.1441 | 11.0815
50.7685 | 54.3452 | 3.2783
20.2461 | 28.3059 | 12.002
72.1742 | 30.2206 | 2.5945
32.4008 | 58.8117 | 6.5833
44.398 | 27.3428 | 27.0268
31.4527 | 42.6998 | 10.6191
66.1146 | 48.8268 | 30.8673
57.4234 | 52.7449 | 8.4662
52.1333 | 54.725 | 26.7662
54.5665 | 32.8434 | 38.1102
49.8347 | 48.8478 | 15.9058
36.5509 | 59.3162 | 5.0689
69.7379 | 64.1189 | 8.6331
43.2834 | 46.1198 | 3.9986
74.0929 | 48.6349 | 46.3334
25.3735 | 64.7597 | 4.4174
47.7693 | 39.7927 | 8.6188
58.2341 | 44.3688 | 21.4966
89.576 | 45.6409 | 12.3768
55.0243 | 42.2291 | 37.8245
52.7225 | 55.0983 | 10.9391
68.036 | 19.2638 | 37.4624
34.8213 | 52.9998 | 11.2341
46.8615 | 54.6731 | 7.4639
47.2673 | 43.063 | 9.816
41.4088 | 53.0568 | 16.9862
18.4138 | 41.9667 | 12.3285
38.0205 | 52.1581 | 0.99584
34.4077 | 37.8958 | 24.4138
26.053 | 54.5688 | 13.0485
83.5042 | 56.8502 | 3.6147
46.297 | 36.1349 | 22.77
63.034 | 36.3654 | 0.95268
33.8867 | 43.3737 | 1.6172
79.2687 | 62.4092 | 25.2278
42.6071 | 58.9695 | 7.9089
70.1118 | 42.6343 | 18.344
52.4818 | 45.7086 | 20.6223
51.8649 | 45.3729 | 16.9475
80.8897 | 69.1205 | 20.8641
49.0983 | 41.2451 | 5.9568
93.4811 | 39.8858 | 30.8403
47.2346 | 50.7786 | 8.241
16.037 | 41.0094 | 4.3607
51.9535 | 32.4258 | 40.3548
78.4372 | 56.1014 | 6.8559
56.9677 | 60.5966 | 24.9497
44.1044 | 33.8769 | 35.541
72.9941 | 62.5553 | 18.46
43.4639 | 47.1814 | 3.6484
17.4682 | 42.015 | 1.7087
60.6071 | 50.2427 | 37.4437
41.4224 | 56.9478 | 20.5807
68.3045 | 46.1127 | 43.3443
55.1917 | 69.4473 | 10.5628
68.9149 | 48.8652 | 38.6897
56.9231 | 47.4876 | 29.9436
57.2713 | 43.9716 | 21.35
51.5985 | 53.4107 | 7.1294
72.3105 | 40.9452 | 2.2798
24.5139 | 61.2304 | 7.4361
30.3951 | 42.4708 | 15.4611
38.5719 | 45.0359 | 22.345
29.2706 | 52.1374 | 13.5596
79.4825 | 53.9754 | 25.4982
50.2342 | 42.1239 | 34.1084
36.4245 | 32.2306 | 8.6013
58.0611 | 53.9722 | 5.9535
90.9666 | 47.5739 | 45.2847
40.3208 | 39.3982 | 25.7858
80.2181 | 30.3716 | 9.6146
20.6703 | 41.3476 | 7.141
64.5825 | 56.0699 | 0.24455
51.8769 | 47.2646 | 7.1388
55.7082 | 32.7503 | 11.8387
41.6421 | 48.306 | 27.382
51.9051 | 44.9441 | 25.9962
59.6457 | 69.217 | 8.09
64.9709 | 52.0843 | 8.571
49.3949 | 36.4062 | 35.8379
45.1333 | 48.8626 | 11.6117
79.0651 | 58.4841 | 18.5504
78.1917 | 29.1794 | 23.3797
50.7255 | 47.4907 | 18.4867
30.9967 | 53.8021 | 0.24793
27.1325 | 46.5328 | 1.8282
51.1477 | 36.0877 | 12.6261
59.7053 | 24.9891 | 35.3444
78.6993 | 41.2421 | 19.99
41.8662 | 27.6275 | 18.4863
58.8311 | 45.338 | 25.8101
47.4453 | 27.7334 | 28.7775
57.5693 | 47.3738 | 27.6563
69.4299 | 33.4963 | 13.128
70.1781 | 47.9074 | 35.2157
60.3521 | 56.5161 | 15.2514
60.5866 | 46.2586 | 6.059
37.631 | 59.9136 | 0.30017
56.0057 | 45.9572 | 10.0123
39.8707 | 54.593 | 16.8955
51.7647 | 48.0371 | 0.55271
55.9402 | 38.6123 | 2.8671
60.0025 | 54.8485 | 31.74
48.1022 | 40.9409 | 27.4376
59.0257 | 32.8044 | 23.8724
35.6811 | 46.5666 | 5.6915
61.7229 | 47.4955 | 18.5349
70.3865 | 70.1277 | 18.8568
31.5074 | 60.9036 | 0.87239
65.7749 | 34.899 | 11.2306
15.6551 | 48.2631 | 9.8306
42.3641 | 30.3971 | 4.4936
26.4594 | 39.8017 | 11.992
28.404 | 49.1987 | 14.6688
52.3266 | 66.1639 | 19.5485
38.6907 | 57.296 | 16.6498
59.9957 | 70.2593 | 11.1162
32.65 | 44.6735 | 15.8617
36.2339 | 34.7323 | 8.9616
63.3648 | 23.7356 | 22.9068
40.0283 | 41.3837 | 8.4229
51.4256 | 50.9041 | 22.6664
45.2446 | 37.4665 | 8.524
53.862 | 23.0493 | 44.8895
60.8062 | 35.4772 | 21.9536
48.8311 | 61.3048 | 3.6785
65.4149 | 38.0017 | 39.6838
72.5257 | 63.3998 | 11.8952
24.7983 | 23.5106 | 11.5277
63.7394 | 56.1692 | 23.908
24.9505 | 41.7918 | 2.5454
48.8966 | 19.6612 | 11.5789
77.7279 | 37.2409 | 54.2507
69.7014 | 42.3583 | 26.1178
37.0646 | 37.1056 | 2.8633
38.9029 | 27.6932 | 7.955
45.4657 | 35.731 | 6.4805
45.2618 | 64.5627 | 10.326
50.7753 | 64.2784 | 17.9962
68.301 | 41.0606 | 1.2909
28.4202 | 38.2149 | 8.3493
54.8811 | 45.1701 | 15.9186
28.1012 | 66.3972 | 6.4567
41.4885 | 44.3248 | 21.6745
25.8504 | 51.7793 | 10.5152
54.7915 | 43.8361 | 14.3777
52.0657 | 46.9359 | 7.0957
43.9904 | 62.4204 | 17.5849
58.9579 | 65.4697 | 3.4275
78.8844 | 64.685 | 29.1785
38.8417 | 31.4689 | 28.4862
55.7778 | 25.0311 | 5.5713
39.0367 | 41.9042 | 5.0823
45.9641 | 39.6367 | 19.6276
22.6599 | 49.0967 | 11.6225
63.6992 | 32.2793 | 4.0352
53.0837 | 49.102 | 7.2303
41.3523 | 43.955 | 19.0094
39.1451 | 32.5559 | 20.6757
39.3559 | 36.7423 | 25.9592
60.4376 | 46.3752 | 15.7337
64.3231 | 45.8474 | 4.9471
74.9679 | 56.345 | 23.3816
38.3979 | 41.559 | 9.3499
69.509 | 32.7886 | 7.0021
54.6035 | 33.4527 | 29.1982
55.085 | 34.0617 | 4.4494
62.2761 | 35.2019 | 9.4791
47.3965 | 39.589 | 4.7084
56.8111 | 58.103 | 16.2188
36.8512 | 60.2482 | 1.1404
58.5998 | 57.283 | 22.2675
80.6929 | 44.6074 | 49.5421
69.36 | 47.871 | 35.3185
36.3142 | 63.7494 | 10.7527
47.5936 | 18.4998 | 29.6396
68.9059 | 55.5538 | 14.9917
60.6403 | 52.0116 | 25.6869
46.0401 | 51.3291 | 2.7041
44.3432 | 36.6428 | 18.3783
50.9431 | 19.3998 | 21.726
41.0251 | 58.836 | 1.9668
39.1791 | 23.8492 | 8.0862
76.9533 | 61.3397 | 22.1714
45.7584 | 41.5988 | 11.4529
41.0633 | 48.6632 | 25.7973
57.8336 | 35.9335 | 17.3398
58.8661 | 44.9311 | 17.3092
54.6554 | 63.72 | 2.9
36.0143 | 42.2399 | 13.0528
67.6423 | 45.073 | 45.3109
42.3183 | 66.833 | 2.3714
49.7366 | 56.1133 | 13.8157
47.3467 | 36.8283 | 28.6963
62.4616 | 33.3248 | 43.2996
62.3569 | 53.7389 | 8.1532
19.9915 | 46.0489 | 12.7261
57.5476 | 75.5248 | 3.8191
51.2681 | 30.3993 | 10.0903
63.8615 | 57.9436 | 1.629
28.4028 | 36.8186 | 1.6028
36.2467 | 24.7705 | 6.2469
60.8026 | 20.8518 | 16.6204
43.3744 | 31.1644 | 33.0439
47.4809 | 38.5715 | 28.0232
60.1119 | 23.9563 | 12.1694
31.3562 | 48.6976 | 0.36754
59.3514 | 50.1287 | 6.4777
65.6838 | 62.5396 | 26.7172
32.9393 | 55.1452 | 2.8645
65.5825 | 28.7936 | 44.4461
64.6959 | 38.0204 | 2.8159
36.1663 | 62.2157 | 16.4585
36.0995 | 84.0733 | 1.5226
38.0365 | 52.9358 | 8.6244
62.2747 | 35.2128 | 5.4676
53.7997 | 55.2852 | 13.116
52.3568 | 48.6037 | 7.4236
61.3906 | 49.8197 | 27.4401
51.5155 | 63.704 | 17.7874
66.1168 | 24.8914 | 23.2713
42.3154 | 35.3604 | 28.7802
62.9425 | 31.7737 | 49.4568
43.0755 | 49.6511 | 22.5572
47.9985 | 39.646 | 20.9938
51.4172 | 49.9296 | 22.2638
53.1266 | 63.5222 | 6.0333
56.8474 | 10.3723 | 21.0939
42.647 | 54.055 | 16.6653
38.7843 | 25.9891 | 31.6652
56.5659 | 38.7029 | 38.4521
55.2241 | 67.7177 | 6.5931
88.2909 | 37.7258 | 8.4088
11.498 | 36.1191 | 9.0911
69.5684 | 40.1528 | 36.4297
66.9331 | 51.8977 | 22.0504
35.9949 | 28.1996 | 17.2068
76.1488 | 48.879 | 5.6898
41.2998 | 40.8539 | 4.0161
61.597 | 62.3776 | 2.7413
58.8454 | 33.562 | 30.6874
45.1596 | 80.615 | 5.2654
55.6158 | 65.485 | 3.9709
54.0098 | 18.373 | 14.4352
51.3586 | 54.0573 | 12.7816
38.5017 | 50.5851 | 6.6778
35.2769 | 48.2903 | 16.0273
45.5088 | 46.606 | 11.584
68.6669 | 57.1564 | 0.46643
41.4024 | 22.05 | 7.7259
55.3918 | 59.5683 | 0.6695
39.6446 | 34.7047 | 10.217
41.0624 | 48.1892 | 18.8546
24.7364 | 52.082 | 1.8462
37.7188 | 44.2346 | 9.8054
69.1489 | 43.3264 | 9.4911
69.5402 | 37.8094 | 46.7615
55.9668 | 67.0041 | 15.5573
45.0626 | 31.5445 | 36.3072
46.5796 | 50.3792 | 18.5329
40.4093 | 62.4309 | 7.3617
22.9465 | 40.1792 | 6.6043
62.5494 | 41.0005 | 39.6799
44.2625 | 42.9603 | 5.1291
64.9824 | 55.7944 | 27.8066
65.4152 | 50.4866 | 23.3811
52.5518 | 44.9073 | 2.8977
39.6016 | 58.9084 | 10.6037
52.8609 | 58.2139 | 22.4706
47.5346 | 41.8514 | 28.7126
46.0155 | 42.8393 | 23.3728
57.5934 | 51.9671 | 34.0042
38.2897 | 50.9823 | 14.501
89.2204 | 47.6115 | 31.1311
40.5877 | 22.6753 | 14.3774
47.7305 | 50.4679 | 8.7903
56.6255 | 59.6315 | 27.6177
60.6818 | 29.3697 | 33.388
68.9479 | 41.5626 | 46.8415
23.1222 | 39.7224 | 9.7384
37.2602 | 55.0758 | 11.7385
45.6843 | 37.8109 | 21.2712
69.685 | 42.164 | 7.7912
49.4798 | 50.5572 | 1.0836
40.3353 | 35.1657 | 11.2385
41.3766 | 26.9008 | 17.1173
38.8582 | 66.2508 | 5.3377
51.3091 | 40.0952 | 0.11959
59.4127 | 40.5723 | 35.0559
31.6159 | 35.1639 | 12.8847
24.8048 | 39.2832 | 1.5622
56.5552 | 29.1023 | 34.3546
58.2561 | 44.3855 | 30.3126
21.2544 | 45.5769 | 9.8531
16.0602 | 37.0226 | 9.7929
58.6617 | 59.2641 | 7.8372
28.706 | 59.449 | 5.7191
48.5661 | 45.4181 | 31.6208
28.0388 | 69.2427 | 5.7914
41.9633 | 38.8027 | 7.084
40.9661 | 32.7988 | 33.234
46.4982 | 59.6646 | 17.2191
34.5383 | 27.7833 | 28.3259
69.763 | 46.6081 | 36.4262
58.5425 | 17.1497 | 6.9694
62.6525 | 51.6157 | 29.739
65.3038 | 53.8586 | 9.2111
64.2395 | 45.9261 | 12.322
48.1838 | 55.7569 | 20.9891
69.1668 | 73.4773 | 7.2201
86.4735 | 33.5961 | 30.0384
54.877 | 51.6296 | 32.686
76.3924 | 65.325 | 7.3613
6.3749 | 43.7061 | 1.0118
64.2778 | 28.6323 | 28.3244
54.6602 | 37.8996 | 39.6995
55.8577 | 35.7131 | 0.1708
53.2516 | 44.9743 | 33.4817
47.8546 | 56.8157 | 12.8435
65.6385 | 35.505 | 18.9143
44.8498 | 47.9289 | 5.5434
54.2603 | 38.4895 | 18.5791
63.5332 | 53.7101 | 3.9055
75.4558 | 53.6493 | 26.7025
47.2283 | 39.111 | 15.6972
50.4691 | 61.1894 | 18.0094
53.5109 | 54.851 | 22.2883
53.1117 | 60.083 | 15.2767
11.0577 | 47.3064 | 5.6501
32.4545 | 25.128 | 8.2602
73.9423 | 36.9213 | 29.8068
64.8332 | 42.4708 | 0.49264
73.3989 | 62.9956 | 32.7624
38.8336 | 15.7682 | 29.8772
55.2963 | 53.4654 | 32.5918
77.03 | 39.3618 | 20.2712
48.4479 | 38.262 | 32.8117
43.5954 | 62.5212 | 4.4951
67.8464 | 40.0882 | 19.8664
43.5536 | 68.711 | 9.9814
45.6585 | 41.3308 | 20.1298
35.7706 | 57.7379 | 16.4338
63.2119 | 40.8405 | 11.1827
22.2536 | 42.9451 | 13.1277
45.6292 | 27.9121 | 3.442
54.9766 | 56.1798 | 10.6325
29.7587 | 54.6625 | 0.15785
69.139 | 58.3882 | 19.8955
97.449 | 40.1448 | 51.0676
22.0038 | 59.2081 | 9.4988
27.9656 | 30.0195 | 19.2251
27.355 | 47.3644 | 9.8763
62.417 | 47.412 | 3.2677
33.4873 | 45.959 | 9.1995
48.3471 | 67.9943 | 11.6721
47.1353 | 52.6738 | 1.5473
55.3407 | 32.3262 | 13.646
52.1334 | 44.6831 | 16.6036
33.472 | 25.9922 | 29.9129
45.9513 | 22.0181 | 25.2392
60.8415 | 63.4451 | 4.68
49.5397 | 45.9778 | 20.9734
71.1267 | 42.4237 | 28.6031
53.1812 | 52.85 | 21.5355
37.0238 | 57.468 | 14.0548
54.7022 | 44.682 | 11.4951
57.9158 | 47.404 | 2.6025
39.7548 | 41.4128 | 24.7567
59.174 | 33.1475 | 8.5353
57.145 | 45.0031 | 8.1205
41.9249 | 43.6367 | 15.7394
47.0198 | 71.2381 | 6.7882
66.4418 | 48.4701 | 41.3561
67.7904 | 25.3639 | 53.0837
34.2175 | 53.9684 | 7.253
68.6983 | 29.9043 | 29.8578
55.3474 | 45.2687 | 29.4716
42.2765 | 52.9338 | 8.284
37.2611 | 21.7899 | 24.5623
63.2832 | 40.9571 | 44.9567
41.1383 | 25.8975 | 24.2243
57.4784 | 19.8239 | 19.844
52.7713 | 40.1608 | 2.197
63.8309 | 59.0174 | 20.6531
29.9243 | 46.6567 | 8.2378
65.3428 | 38.7995 | 28.4257
48.9446 | 59.6657 | 10.8808
57.9261 | 30.8851 | 48.835
47.5042 | 53.808 | 24.7046
44.0467 | 66.4594 | 1.2184
44.126 | 50.8006 | 24.565
34.3704 | 28.7051 | 23.933
24.8378 | 40.7972 | 11.5172
62.4622 | 47.0757 | 21.1838
49.4069 | 55.7383 | 24.1822
67.2692 | 56.628 | 27.0706
21.5386 | 63.7733 | 4.4997
65.4176 | 52.7877 | 21.9125
30.6671 | 67.4125 | 11.206
65.2943 | 46.5283 | 5.9196
59.2116 | 37.5158 | 40.1901
70.2438 | 52.8268 | 5.52
79.6532 | 30.1371 | 68.5091
45.7307 | 35.4628 | 16.0629
73.7049 | 69.9415 | 8.4523
60.2804 | 70.999 | 17.2327
41.133 | 29.0166 | 10.6501
38.6695 | 59.6907 | 11.5018
44.8505 | 52.2202 | 24.2755
43.7673 | 62.6543 | 17.3549
72.4153 | 26.0385 | 54.5736
48.6834 | 32.7903 | 39.6146
58.8752 | 35.3544 | 29.7142
51.2092 | 54.3366 | 21.6361
56.3495 | 47.1144 | 3.4532
39.1113 | 47.2043 | 8.9278
47.8958 | 45.2358 | 13.7433
47.7103 | 56.3047 | 21.704
38.2457 | 35.6112 | 15.2086
40.446 | 41.8955 | 28.0891
38.8183 | 30.946 | 1.5795
51.6832 | 57.44 | 21.9772
65.9687 | 38.4623 | 11.8298
59.8708 | 43.4046 | 38.7188
42.5474 | 34.6515 | 33.4704
28.9032 | 38.9928 | 19.8167
45.2859 | 40.5236 | 11.5107
45.026 | 41.2086 | 3.5455
37.0852 | 39.8833 | 13.0736
44.1212 | 40.6063 | 5.6951
23.6783 | 38.8568 | 10.4415
60.0951 | 33.5235 | 26.5769
55.262 | 47.7469 | 7.5634
49.0748 | 27.1152 | 7.5528
57.692 | 46.2246 | 6.1872
51.1667 | 49.1674 | 21.1042
61.8988 | 29.8089 | 27.1807
49.1272 | 51.1341 | 18.7233
54.2503 | 45.5276 | 21.4305
36.753 | 46.9588 | 23.5012
70.1078 | 35.0081 | 19.1234
62.4728 | 44.8107 | 1.0142
78.7599 | 60.6463 | 6.3082
55.9305 | 61.8359 | 5.7826
42.6758 | 51.8982 | 4.568
67.3869 | 50.3879 | 29.8222
40.8978 | 41.7921 | 1.9458
55.9031 | 41.7055 | 10.3962
47.9027 | 58.4426 | 20.1723
51.8129 | 58.8633 | 8.2349
56.5498 | 27.5169 | 39.4621
60.8108 | 34.1939 | 31.7213
44.5754 | 49.0786 | 24.4327
65.1098 | 40.5469 | 9.4207
71.0767 | 46.8491 | 29.1371
41.2921 | 52.6448 | 0.45696
72.7453 | 39.2464 | 23.9803
53.6631 | 48.7995 | 11.1432
60.985 | 38.7395 | 25.0058
64.0254 | 43.775 | 43.8426
20.0448 | 46.0118 | 3.9665
46.7907 | 31.4995 | 19.8635
54.2117 | 35.4489 | 4.054
46.5406 | 49.4752 | 28.4907
48.999 | 48.752 | 27.7271
67.3686 | 56.6532 | 14.1851
46.3318 | 67.3661 | 9.1634
48.929 | 56.7387 | 16.1713
47.3418 | 36.5113 | 12.1782
57.3702 | 65.2279 | 11.5727
54.5902 | 53.587 | 23.2881
39.0989 | 39.623 | 27.1841
35.8638 | 50.3049 | 17.357
45.0046 | 59.119 | 22.4822
75.3001 | 44.0876 | 29.556
42.547 | 48.4409 | 0.6222
47.2841 | 30.0664 | 24.0542
45.5343 | 29.9566 | 18.7213
72.7077 | 19.7373 | 12.9771
31.2792 | 56.1085 | 15.9043
69.6411 | 61.039 | 11.6566
81.8547 | 39.1363 | 8.329
35.3302 | 41.9296 | 7.9449
36.1265 | 22.2291 | 18.2931
46.819 | 84.0801 | 1.9767
65.3341 | 51.3682 | 17.2567
53.536 | 35.5928 | 24.6136
54.5034 | 63.7286 | 12.4521
26.4325 | 59.8556 | 5.025
54.4729 | 54.0887 | 11.3581
43.2741 | 61.7452 | 13.0884
53.7884 | 27.8111 | 41.9862
13.9278 | 39.8143 | 2.8903
14.8182 | 55.5647 | 0.80378
49.0186 | 51.8483 | 27.2876
51.4652 | 28.5458 | 18.715
44.2017 | 61.1175 | 17.6073
37.8113 | 49.6213 | 5.3632
38.8488 | 47.8203 | 17.8629
54.3838 | 52.4134 | 26.8982
28.2038 | 22.0567 | 16.8272
64.8816 | 63.8019 | 9.0547
68.4587 | 57.3152 | 8.4096
37.5029 | 56.3491 | 5.1908
48.276 | 53.0387 | 28.1806
58.7679 | 57.7783 | 13.9323
31.7289 | 40.6097 | 23.7804
79.4075 | 50.3533 | 14.5376
30.8228 | 41.2739 | 2.8581
39.2495 | 66.2361 | 6.6406
56.1106 | 41.3271 | 3.7061
54.8455 | 24.3852 | 41.6058
39.3109 | 62.9325 | 12.4597
32.3418 | 47.5469 | 7.0673
51.5467 | 30.1381 | 18.5407
33.4547 | 57.7367 | 17.0731
36.8444 | 63.7556 | 1.6058
32.1629 | 61.7674 | 11.066
57.0913 | 38.5843 | 34.1953
60.0881 | 58.4052 | 31.0472
70.8559 | 34.3259 | 0.70375
39.4382 | 35.7999 | 6.1636
62.4083 | 39.0869 | 22.2307
33.6848 | 28.7328 | 3.692
44.7408 | 40.6256 | 7.5073
45.6617 | 37.3285 | 34.4099
35.5502 | 29.6197 | 9.5847
41.1097 | 25.9822 | 30.7242
39.3505 | 28.3336 | 21.0821
70.4301 | 47.7223 | 13.9248
60.836 | 45.6772 | 1.6828
37.1274 | 45.5981 | 19.4782
44.7373 | 42.18 | 18.3984
41.6262 | 53.2625 | 18.716
46.8819 | 42.5561 | 13.2026
45.8755 | 51.7159 | 26.0142
61.1718 | 52.8329 | 3.5332
32.4819 | 55.1393 | 2.681
26.2377 | 30.2421 | 19.7957
43.5462 | 51.8218 | 7.2694
35.9124 | 43.0545 | 23.8882
26.5606 | 43.8315 | 2.7608
33.8478 | 60.3681 | 0.78549
53.1617 | 43.4682 | 38.2623
79.9209 | 55.3009 | 30.6693
54.223 | 60.9175 | 5.2528
35.9748 | 76.652 | 4.2919
51.7098 | 46.0375 | 26.2159
60.392 | 43.6318 | 37.7482
69.7476 | 37.5655 | 1.4961
53.8299 | 41.4883 | 24.4323
52.4416 | 50.659 | 9.1363
66.5074 | 39.0157 | 0.14489
44.7659 | 55.2434 | 24.5265
21.623 | 24.0099 | 13.4645
42.7679 | 48.4029 | 16.6472
25.3278 | 49.4952 | 13.2353
69.0963 | 39.1937 | 43.1289
57.9835 | 40.3523 | 34.9303
65.7151 | 28.1348 | 57.0365
43.7141 | 62.9551 | 16.3138
61.1413 | 43.2743 | 7.4769
45.1165 | 39.1855 | 16.9466
60.9624 | 52.0295 | 5.9505
62.0151 | 44.753 | 7.7018
39.8023 | 68.144 | 14.4993
44.4684 | 30.9397 | 23.5316
30.068 | 37.6584 | 6.9414
28.012 | 43.1353 | 1.4451
67.9264 | 43.3072 | 32.9083
50.219 | 46.5485 | 2.6559
60.4431 | 52.8329 | 30.7875
40.4378 | 54.0104 | 1.7676
46.1886 | 33.0635 | 15.6115
58.4822 | 35.3015 | 8.4197
35.8955 | 48.0946 | 19.1238
13.161 | 18.8554 | 4.8786
51.6616 | 34.8511 | 35.4082
31.8392 | 38.5701 | 21.9188
72.3574 | 46.4332 | 1.5294
60.8422 | 62.6748 | 26.628
47.774 | 45.9486 | 3.4248
40.6462 | 46.7037 | 14.1234
81.8667 | 29.9861 | 58.2661
49.1965 | 78.7706 | 2.1601
46.4532 | 40.4223 | 7.9508
45.3842 | 44.0302 | 11.0459
28.4989 | 48.9503 | 11.2078
93.6421 | 39.7646 | 42.0281
42.4535 | 46.6271 | 24.2845
45.8941 | 22.4706 | 34.8178
50.997 | 58.3971 | 11.1122
21.7003 | 41.7081 | 10.1563
48.241 | 47.3234 | 25.8642
38.4381 | 43.4877 | 18.1163
59.1783 | 61.2556 | 10.1368
58.0589 | 52.4233 | 4.4653
54.4108 | 57.7573 | 23.71
39.8676 | 40.0733 | 11.2247
28.9791 | 25.643 | 8.7695
59.7799 | 42.879 | 3.1709
50.8664 | 49.7393 | 10.4614
47.105 | 45.9607 | 31.1029
34.2272 | 37.5808 | 9.1962
7.5831 | 46.3014 | 4.9491
28.0696 | 24.0383 | 20.2976
28.412 | 51.8492 | 2.6176
69.9103 | 37.2031 | 17.6974
13.2113 | 56.9088 | 6.3308
39.5128 | 55.7143 | 5.6658
41.1189 | 46.6538 | 23.4784
56.1881 | 38.8717 | 31.3535
41.7782 | 54.4391 | 3.3294
25.5321 | 24.5688 | 11.3814
65.1775 | 43.9721 | 18.5088
66.8261 | 72.8408 | 15.4612
55.8756 | 54.6305 | 30.1674
42.1892 | 37.3176 | 24.4868
50.8045 | 43.1872 | 3.7379
64.8895 | 30.1695 | 50.6356
64.081 | 51.9032 | 1.7327
50.9574 | 53.6939 | 6.9887
54.9093 | 71.1298 | 16.262
42.3415 | 55.1175 | 24.2074
66.6632 | 37.8082 | 11.0723
59.4373 | 43.9851 | 12.5843
38.8701 | 55.5019 | 0.20918
44.5227 | 44.4389 | 23.0268
62.5532 | 41.1642 | 9.7283
61.7994 | 46.0598 | 30.5138
56.9851 | 37.684 | 4.4082
52.9905 | 70.9106 | 4.9395
60.4479 | 45.3994 | 23.7262
57.7893 | 53.1908 | 10.2164
37.1565 | 49.8227 | 8.7147
47.0172 | 48.174 | 19.3735
79.4118 | 56.8486 | 7.3996
37.4142 | 40.0062 | 2.1866
54.7702 | 50.102 | 6.7844
34.516 | 37.924 | 23.0164
45.4697 | 45.6415 | 16.0367
55.6903 | 46.8582 | 35.9445
31.5219 | 35.7455 | 18.311
56.7168 | 40.7313 | 9.4355
39.6111 | 34.5032 | 16.5209
19.5111 | 64.5703 | 3.3296
50.1371 | 43.876 | 6.3185
54.0284 | 42.7225 | 3.4482
58.5155 | 36.831 | 8.7001
50.806 | 60.5716 | 2.8807
-1.4535 | 63.1716 | -0.17637
36.8133 | 54.2235 | 12.0524
31.5464 | 36.3543 | 24.3688
38.8455 | 30.4274 | 16.0541
67.1167 | 31.8814 | 7.2869
46.1018 | 58.3707 | 10.7683
79.4281 | 33.7799 | 64.5557
43.9918 | 43.4559 | 24.6236
52.1885 | 25.286 | 29.5276
51.0733 | 48.3537 | 19.9071
58.8715 | 40.7314 | 15.9264
26.3437 | 18.5348 | 7.3065
64.27 | 45.3472 | 25.9708
35.5458 | 34.1598 | 27.4661
54.1917 | 40.9133 | 4.3641
51.5024 | 56.6229 | 7.1249
49.5617 | 38.2052 | 31.6797
62.5872 | 36.5856 | 36.1793
85.4838 | 64.2806 | 0.069458
61.3234 | 58.5457 | 20.101
48.9634 | 43.9849 | 26.235
65.2484 | 56.3418 | 6.0332
73.6809 | 51.9382 | 39.4132
64.4007 | 44.4884 | 12.4634
52.6463 | 34.5246 | 34.0502
33.9479 | 43.9019 | 17.2644
46.1146 | 61.6366 | 12.151
81.0352 | 58.288 | 0.75595
47.9809 | 39.4071 | 25.9269
55.1188 | 48.9658 | 29.7643
48.2752 | 39.4717 | 33.3132
58.2215 | 42.7334 | 36.2984
49.0415 | 41.1587 | 32.7302
54.545 | 40.9995 | 10.1036
28.2739 | 56.3051 | 8.4226
57.8669 | 52.9259 | 32.8634
46.9803 | 53.7511 | 6.0765
41.6969 | 35.8377 | 15.7329
73.1544 | 50.7402 | 16.8667
57.9237 | 32.8603 | 14.5338
35.0924 | 57.2189 | 15.592
90.1789 | 40.3495 | 33.0669
40.0989 | 45.043 | 11.3141
41.2059 | 48.021 | 9.5413
38.7472 | 41.0225 | 8.3237
44.8931 | 28.6238 | 0.13766
28.6687 | 53.6684 | 7.6084
37.3764 | 26.0691 | 29.7633
64.3779 | 43.7422 | 3.206
33.563 | 49.0534 | 10.677
45.5029 | 53.7474 | 19.1688
67.4307 | 52.0563 | 28.1021
56.7852 | 60.1867 | 17.9099
46.2034 | 39.0474 | 20.0927
36.0964 | 53.1018 | 1.6136
7.1806 | 58.6595 | 0.071839
61.4913 | 41.6394 | 40.789
59.6226 | 58.0362 | 14.4315
66.3662 | 55.8282 | 26.3421
75.5767 | 37.972 | 55.0012
55.8089 | 47.3661 | 8.9087
42.7091 | 46.0261 | 15.431
49.7259 | 56.1763 | 22.6037
83.1473 | 55.2005 | 8.4209
57.034 | 33.4882 | 20.6436
56.5188 | 41.5566 | 24.228
48.6389 | 44.6173 | 1.6537
31.5366 | 40.9186 | 15.1207
29.6167 | 67.3731 | 4.3448
28.593 | 31.1747 | 17.8043
80.9839 | 38.3039 | 52.063
59.8617 | 41.7958 | 17.2978
55.5492 | 37.8512 | 1.6075
54.7933 | 28.7876 | 29.1361
47.4098 | 26.539 | 31.1351