## Summary
Data can be arranged in client's own format and linked to the component worksheets.
This data is mapped to following worksheets in order to create input for MIEcalculator
This approach retains compatibility with the original csv file input approach while also demonstrating the interaction of python with an xls workbook.
Extending this to also work with xlsx and xlsm files will be straightforward.
A decision will be required as to how many different input approaches need to be supported before carrying on with further development.
It is important that the component worksheets are kept clean, particularly ensuring that there is no extraneous data that might be picked up.
Formulas should be OK, only the cell value is copied.
Note that MIEcalculator assumes a common % scale for current. Input data must be scaled so that 100% meter current = 100% CT current.
If there is no VT then all VT corrections can be set to zero, but (for now) set k factors to 2 ( setting them to zero will give a divide by zero error in MIEcalculator).
In explore_w.xlsx the load profile is defined by choosing a mean and standard deviation for both the current and the phase angle.
This is used to generate a random set of points consistent with the mean and standard deviations in the load sheet.
This allows a single metering installation to be assessed against a range of different loads.
The site temperature range is shifted to the inputData sheet for convenience

## InputData
Meter
| Test Voltage | % Rated Current | Amps | Power Factor | Phase Angle | Error | U | k |  | simple angle (number only, no lag or lead)
[5 empty] | Degrees | % | % |  |  | Degrees
| 63.5 | 2 | 0.02 | 1 | 0 | 0.058166 | 0.074815 | 2.4816 |  | 0
| 63.5 | 5 | 0.05 | 1 | 0 | 0.030594 | 0.031625 | 2.0219 |  | 0
| 63.5 | 5 | 0.05 | 0.5 Lag | 60 lag | 0.071859 | 0.057352 | 2.4124 |  | 60
| 63.5 | 5 | 0.05 | 0.8 Lead | 37 lead | 0.024158 | 0.072458 | 2.3368 |  | -37
| 63.5 | 10 | 0.1 | 0.5 Lag | 60 lag | 0.055937 | 0.035267 | 2.0609 |  | 60
| 63.5 | 10 | 0.1 | 0.8 Lead | 37 lead | 0.0023797 | 0.030874 | 2.0284 |  | -37
| 63.5 | 100 | 1 | 1 | 0 | 0.016905 | 0.030101 | 2.0328 |  | 0
| 63.5 | 100 | 1 | 0.5 Lag | 60 lag | 0.021066 | 0.031137 | 2.0298 |  | 60
| 63.5 | 100 | 1 | 0.8 Lead | 37 lead | 0.020257 | 0.030162 | 2.0324 |  | -37
| 63.5 | 200 | 2 | 1 | 0 | 0.015961 | 0.03033 | 2.031 |  | 0
for meter page
|  | no.of rows = | 10 | i.e. no. of measured points
|  | no.of columns = | 5 | i.e. current, phase, error, expanded uncertainty, coverage factor
VT
| Voltage % | Red Phase |  | Yellow Phase |  | Blue Phase |  | Expanded Uncertainty |  |  |  | Average over phases
|  | Ratio error | Phase error | Ratio error | Phase error | Ratio error | Phase error | Ratio |  | Phase |  | error | phase | uphase
|  | % | min | % | min | % | min | % | k | min | k | % | crad | crad
| 80 | -0.025 | -11.42 | -0.049 | -12.24 | -0.017 | -12.62 | 0.036 | 2.2 | 1.24 | 2.3 | -0.030333 | -0.35178 | 0.03607
| 90 | -0.017 | -11.38 | -0.042 | -12.1 | -0.009 | -12.54 | 0.036 | 2.2 | 1.24 | 2.3 | -0.022667 | -0.34926 | 0.03607
| 100 | -0.01 | -11.3 | -0.033 | -12.14 | -0.005 | -12.52 | 0.036 | 2.2 | 1.24 | 2.3 | -0.016 | -0.34868 | 0.03607
| 110 | -0.006 | -11.16 | -0.024 | -12.16 | -0.004 | -12.49 | 0.036 | 2.2 | 1.24 | 2.3 | -0.011333 | -0.34722 | 0.03607
| 120 | -0.005 | -11.06 | -0.02 | -12.15 | -0.003 | -12.43 | 0.036 | 2.2 | 1.24 | 2.3 | -0.0093333 | -0.34558 | 0.03607
for VT page
|  | no.of rows = | 5 | i.e. no. of voltage points
|  | no.of columns = | 7 | i.e. voltage, ratio error, expanded uncertainty, coverage factor, phase error, expanded uncertainty, coverage factor
CT
| Current % | Red Phase |  | Yellow Phase |  | Blue Phase |  | Expanded Uncertainty |  |  |  | Average over phases
|  | Ratio error | Phase error | Ratio error | Phase error | Ratio error | Phase error | Ratio |  | Phase |  | error | phase | uphase
|  | % | min | % | min | % | min | % | k | min | k | % | crad | crad
| 5 | -0.2369 | 35.0725 | -0.25817 | 37.2007 | -0.3088 | 36.9181 | 0.039752 | 2.1631 | 1.9272 | 2.2159 | -0.26795 | 1.0587 | 0.056059
| 10 | -0.13668 | 28.2825 | -0.1384 | 28.9533 | -0.18387 | 28.5855 | 0.039747 | 2.1633 | 1.9268 | 2.2163 | -0.15298 | 0.83215 | 0.056049
| 20 | -0.044925 | 25.016 | -0.055008 | 23.6948 | -0.092262 | 23.222 | 0.039746 | 2.1633 | 1.9268 | 2.2163 | -0.064065 | 0.69748 | 0.056049
| 60 | 0.071843 | 21.7385 | 0.044265 | 15.7817 | 0.0099641 | 16.1807 | 0.039746 | 2.1633 | 1.9268 | 2.2163 | 0.042024 | 0.5207 | 0.056049
| 100 | 0.093577 | 15.828 | 0.076196 | 14.3994 | 0.052835 | 15.0096 | 0.039747 | 2.1633 | 1.9268 | 2.2163 | 0.074203 | 0.43863 | 0.056049
| 120 | 0.095818 | 15.1753 | 0.082735 | 14.6173 | 0.064154 | 15.2533 | 0.039747 | 2.1633 | 1.9268 | 2.2163 | 0.080902 | 0.43678 | 0.056049
for CT page
|  | no.of rows = | 6 | i.e. no. of current points
|  | no.of columns = | 7 | i.e. current, ratio error, expanded uncertainty, coverage factor, phase error, expanded uncertainty, coverage factor
Load | mean current | 70 |  | In this case a random load profile that uses these key parameters is generated on the 'load' worksheet.
| current sd | 10
| mean angle | 5
| angle sd | 2
Site Temperature |  | 10 | degree stdev in site_inf sheet

## project
meter.csv
meter_inf.csv
VT.csv
Vte_inf.csv
VTp_inf.csv
CT.csv
Cte_inf.csv
CTp_inf.csv
site_inf.csv
load.txt

## meter
10 | 5
2 | 0 | 0.058166 | 0.074815 | 2.4816
5 | 0 | 0.030594 | 0.031625 | 2.0219
5 | 60 | 0.071859 | 0.057352 | 2.4124
5 | -37 | 0.024158 | 0.072458 | 2.3368
10 | 60 | 0.055937 | 0.035267 | 2.0609
10 | -37 | 0.0023797 | 0.030874 | 2.0284
100 | 0 | 0.016905 | 0.030101 | 2.0328
100 | 60 | 0.021066 | 0.031137 | 2.0298
100 | -37 | 0.020257 | 0.030162 | 2.0324
200 | 0 | 0.015961 | 0.03033 | 2.031

## meter_inf
7 | 6
Meter temperature coefficient | 0 | %/deg | 0.01 | norm | 12
Meter calibration temperature | 23 | deg | 0 | norm | 12
Meter annual drift | 0 | % | 0 | norm | 12
Meter voltage dependence | 0 | %/(%V) | 0.01 | norm | 12
Meter frequency dependence | 0 | %/(%f) | 0.025 | norm | 12
Meter field dependence | 0 | %/mT | 0 | norm | 12
Meter harmonic dependence | 0 | %/(%dist) | 0.02 | norm | 12

## VT
Not Tettex | VT5 | RITZ | 2007-04-18
5 | 7
80 | -0.030333 | 0.036 | 2.2 | -0.35178 | 0.03607 | 2.3
90 | -0.022667 | 0.036 | 2.2 | -0.34926 | 0.03607 | 2.3
100 | -0.016 | 0.036 | 2.2 | -0.34868 | 0.03607 | 2.3
110 | -0.011333 | 0.036 | 2.2 | -0.34722 | 0.03607 | 2.3
120 | -0.0093333 | 0.036 | 2.2 | -0.34558 | 0.03607 | 2.3

## VTe_inf
4 | 6
VT temperature coefficient of error | 0.0039 | /deg | 0.00039 | norm | 12
VT calibration temperature | 23 | deg | 0.1 | norm | 12
VT burden coefficient of error | 0 | - | 0 | norm | 12
VT calibration burden | 0.000248 | S | 2.48e-05 | norm | 12

## VTp_inf
2 | 6
VT temperature coefficient of phase | 0.0039 | /deg | 0.00039 | norm | 12
VT burden coefficient of phase | 0 | - | 0 | norm | 12

## CT
T | E | 1 | 2008-10-01
6 | 7
5 | -0.26795 | 0.039752 | 2.1631 | 1.0587 | 0.056059 | 2.2159
10 | -0.15298 | 0.039747 | 2.1633 | 0.83215 | 0.056049 | 2.2163
20 | -0.064065 | 0.039746 | 2.1633 | 0.69748 | 0.056049 | 2.2163
60 | 0.042024 | 0.039746 | 2.1633 | 0.5207 | 0.056049 | 2.2163
100 | 0.074203 | 0.039747 | 2.1633 | 0.43863 | 0.056049 | 2.2163
120 | 0.080902 | 0.039747 | 2.1633 | 0.43678 | 0.056049 | 2.2163

## CTe_inf
4 | 6
CT temperature coefficient of error | 0.0039 | /deg | 0.00039 | norm | 12
CT calibration temperature | 23 | deg | 0.1 | norm | 12
CT burden coefficient of error | 0 | - | 0 | norm | 12
CT calibration burden | 1 | ohm | 0.1 | norm | 10

## CTp_inf
2 | 6
CT temperature coefficient of phase | 0.0039 | /deg | 0.00039 | norm | 12
CT burden coefficient of phase | 0 | - | 0 | norm | 12

## site_inf
8 | 6
Site temperature | 19.5 | deg | 10 | norm | 12
Site voltage | 0 | % | 3 | norm | 12
Site frequency | 0 | % | 0.75 | norm | 12
Site harmonics | 0 | % | 2 | norm | 12
Site CT burden | 1 | ohm | 0.1 | norm | 12
Site VT burden | 0.000248 | S | 2.48e-05 | norm | 12
Site EM field | 0 | mT | 0 | norm | 10
Period of certification | 1 | year | 0 | norm | 50

## load
74.6526 | 9.0442 | 51.2849
75.3423 | 5.8691 | 22.6285
64.1232 | 4.3464 | 15.688
71.5782 | 3.6739 | 49.1374
85.6454 | 3.2737 | 11.5317
63.2866 | 8.768 | 48.2828
84.8142 | 3.1661 | 49.9084
77.5472 | 5.8024 | 25.8949
62.2387 | 7.8413 | 42.8417
66.0723 | 2.9688 | 45.651
76.3592 | 3.6538 | 50.3461
79.7578 | 8.0027 | 67.5372
56.7088 | 7.0197 | 16.2289
54.6352 | 7.0902 | 4.1335
58.1679 | 2.8185 | 32.7019
87.3702 | 3.3585 | 33.7721
69.5929 | 5.7852 | 22.8703
61.3868 | 4.5735 | 51.7833
60.1259 | 5.2208 | 45.4862
54.7732 | 7.5863 | 37.6026
62.8387 | 2.9157 | 55.888
72.8337 | 1.7873 | 67.6327
69.6589 | 8.2713 | 18.747
58.6885 | 6.3298 | 38.3696
55.4969 | 0.71917 | 50.0693
79.1485 | 1.3576 | 34.8492
81.1589 | 1.8707 | 8.4689
66.131 | 4.6818 | 48.7266
78.6433 | 2.5728 | 72.0115
48.231 | 6.0217 | 15.1669
71.1557 | 7.3255 | 68.3161
53.7783 | 5.8855 | 8.974
82.3301 | 7.0735 | 61.0763
81.56 | 5.9178 | 5.3722
73.0077 | 0.75188 | 2.0067
84.6403 | 6.5693 | 19.7201
77.7793 | 4.096 | 34.2511
75.5517 | 3.1552 | 58.0402
73.7249 | 1.5406 | 15.4152
62.9547 | 8.0699 | 9.7119
85.4286 | 7.8157 | 34.4829
67.2552 | 8.982 | 49.563
62.0417 | 3.7716 | 3.4181
54.0327 | 8.0981 | 9.7699
64.8546 | 4.4168 | 1.6031
80.8427 | 8.2718 | 34.5188
66.4389 | 2.0812 | 53.0628
60.6408 | 4.4966 | 33.9516
65.3801 | 2.7971 | 25.9483
61.2015 | 5.5897 | 25.8992
57.1302 | 3.4673 | 46.0581
87.496 | 7.637 | 53.9224
70.1575 | 6.9668 | 47.2283
53.4938 | 4.7508 | 37.472
53.8704 | 7.4743 | 12.0764
56.3287 | 6.0015 | 6.1785
57.3582 | 3.8298 | 18.6845
68.219 | 5.1254 | 10.9614
65.5377 | 3.0693 | 33.6068
81.2986 | 4.2982 | 38.1762
93.5611 | 7.4632 | 59.5036
66.2153 | -0.37133 | 40.0403
60.5833 | 5.007 | 0.63015
80.0634 | 2.7603 | 4.6405
86.8112 | 8.0359 | 17.3402
75.0404 | 2.3107 | 12.9191
64.8201 | 4.1074 | 6.0657
72.2953 | 2.6328 | 30.3566
64.7902 | 7.9064 | 29.8086
60.0687 | 6.5255 | 7.3386
49.2456 | 7.3198 | 7.3481
84.4617 | 3.5033 | 71.149
79.5861 | 3.677 | 21.3992
87.0484 | 7.1841 | 11.7836
71.6072 | 5.9733 | 69.8893
78.7044 | 0.69735 | 23.306
60.028 | 6.0322 | 37.4571
62.1473 | 5.622 | 61.6337
82.5604 | 4.3635 | 46.5163
82.7263 | 3.0392 | 19.0046
69.9555 | 5.6583 | 39.4901
63.2338 | 7.4362 | 28.9103
77.8077 | 5.2534 | 14.7747
61.2523 | 3.7961 | 17.6878
70.2485 | 6.4417 | 23.9962
73.3181 | 6.2266 | 35.9307
65.6642 | 5.5018 | 36.5366
71.8666 | 8.0683 | 4.981
74.3029 | 8.3335 | 27.9748
75.129 | 6.3744 | 52.8858
58.1137 | 7.1016 | 32.177
77.6616 | 4.3866 | 40.2985
71.7045 | 4.001 | 31.9116
54.0603 | 4.3864 | 39.4272
65.0035 | 4.1689 | 25.5531
64.3615 | 3.8936 | 17.0916
81.4875 | 5.6393 | 20.228
68.34 | 2.289 | 30.9356
64.6281 | 5.9875 | 37.2344
66.5231 | 4.6138 | 4.024
63.3132 | 4.4797 | 8.5519
62.6363 | 3.0316 | 25.4389
79.1053 | 8.7851 | 22.4404
77.3886 | 3.994 | 75.0787
57.676 | 6.3734 | 50.2473
55.9475 | 3.3729 | 30.8681
72.9299 | 6.5543 | 1.8646
81.722 | 6.1293 | 36.832
84.3714 | 6.0499 | 61.8366
65.9911 | 4.3634 | 43.7855
67.9882 | 2.5177 | 62.6126
61.217 | 3.5883 | 40.6198
73.25 | 4.6099 | 36.6942
80.6961 | 3.1875 | 20.8429
76.4638 | 2.1937 | 1.0747
91.5285 | 4.982 | 16.735
70.9855 | 4.6213 | 5.5781
78.3597 | 5.7779 | 68.4582
81.9866 | 3.0381 | 60.1124
58.6272 | 4.6997 | 25.9335
78.2991 | 7.5854 | 48.2433
69.6825 | 3.3178 | 3.7727
67.1549 | 6.346 | 40.3392
64.7227 | 2.9551 | 10.8228
58.4915 | 10.3935 | 45.6381
60.1262 | 6.301 | 31.9435
73.0335 | 5.5157 | 13.2729
75.6226 | 3.659 | 69.5768
49.5865 | 7.6354 | 20.744
69.2223 | 5.7709 | 37.4674
75.1545 | 6.4739 | 31.7081
90.0823 | 5.4489 | 50.7522
73.5866 | 6.692 | 67.6021
74.6084 | 4.5764 | 19.4582
60.6149 | 7.8013 | 25.1846
62.7212 | 8.0284 | 36.207
81.6086 | 7.1886 | 46.2363
51.8055 | 7.0509 | 42.1336
81.4898 | 7.7961 | 48.098
65.7794 | 2.6732 | 21.1868
69.451 | 7.6011 | 53.9916
67.8225 | 4.3872 | 59.7409
71.6085 | 4.8407 | 40.0706
56.9557 | 2.3012 | 8.6231
93.2452 | 2.8017 | 8.6671
51.3703 | 3.3134 | 29.7133
67.5677 | 6.2419 | 0.048188
66.8761 | 6.3241 | 13.2814
63.1623 | 3.4661 | 58.0591
65.0708 | 4.3896 | 9.6412
62.0881 | 7.7229 | 1.3531
81.4856 | 5.9287 | 25.3052
76.9882 | 5.5553 | 56.7329
70.6118 | 5.0421 | 22.4998
75.2185 | 8.1559 | 1.1984
78.5902 | 5.567 | 26.6019
66.4305 | 5.6121 | 32.6709
79.4749 | 9.1298 | 70.3607
55.0916 | 3.9531 | 28.6443
50.9742 | 6.4586 | 34.3219
69.064 | 1.4338 | 28.1833
68.4812 | 6.4195 | 55.5664
72.8698 | 8.7332 | 20.1157
80.8587 | 2.1768 | 15.3528
68.3708 | 7.7786 | 54.0841
75.2029 | 5.5539 | 14.8825
72.686 | 6.3324 | 19.1579
72.9075 | 8.3504 | 37.3215
53.5046 | 3.598 | 32.0045
67.924 | 7.2231 | 64.0777
70.5584 | 5.499 | 5.2563
60.4993 | 3.1408 | 52.2176
77.6833 | 4.6967 | 21.1022
85.2532 | 5.3643 | 21.0911
70.1858 | 3.8527 | 47.9196
75.2524 | 0.33937 | 0.47766
70.3433 | 6.1539 | 33.7267
57.4662 | 9.1915 | 19.7311
73.9913 | 3.0803 | 3.1583
74.4746 | 2.7402 | 2.4363
72.1275 | 3.6467 | 20.8141
67.8519 | 1.1964 | 22.7655
69.2521 | 5.251 | 61.5741
64.9875 | 6.3274 | 17.5601
64.2433 | 4.3255 | 47.9435
66.047 | 6.0351 | 45.3549
53.9682 | 5.559 | 5.0073
82.6175 | 6.3566 | 35.6623
46.4555 | 6.7366 | 41.5054
67.7992 | 3.2117 | 9.5711
59.9294 | 2.2023 | 44.5856
70.0793 | 6.669 | 64.8897
74.4738 | 3.4311 | 49.4174
74.4018 | 5.0419 | 37.403
80.9731 | 9.1203 | 2.8864
64.0827 | 7.228 | 43.6383
88.9298 | 0.9602 | 74.0238
68.2383 | 6.3806 | 33.6186
72.4432 | -0.23121 | 70.6206
75.7111 | 4.0985 | 18.4602
61.9232 | 3.7973 | 8.4033
78.5233 | 7.0743 | 5.2291
102.5972 | 3.3623 | 83.5145
58.0532 | 3.6158 | 49.9285
84.9242 | 3.7494 | 80.2375
63.9917 | 7.1912 | 32.267
73.8272 | 7.5168 | 5.1449
67.6841 | 2.95 | 44.6933
71.3762 | 4.2326 | 64.0293
70.6205 | 2.8152 | 56.9218
63.9911 | 3.4671 | 60.1789
64.0307 | 6.3028 | 41.6411
46.1211 | 4.1452 | 8.7197
62.51 | 5.5957 | 31.8881
65.8998 | 5.4686 | 42.0786
67.3748 | 4.9352 | 29.7523
64.222 | 9.5931 | 58.8043
85.7773 | 4.1484 | 70.3741
73.0808 | 4.2271 | 36.2976
81.1959 | 4.8897 | 58.2804
84.2451 | 7.9025 | 50.8781
67.0847 | 4.0124 | 7.3302
57.8577 | 2.8655 | 45.027
76.8158 | 4.4498 | 9.7614
59.6779 | 4.4701 | 53.6002
96.8433 | 2.0814 | 20.1621
60.9203 | 7.4642 | 36.8
64.8765 | 5.4168 | 41.4985
73.1471 | 6.7781 | 7.4618
66.2574 | 5.3946 | 53.7334
65.4668 | 4.5061 | 43.9535
60.8903 | 4.5857 | 40.9664
82.4133 | 0.37765 | 76.5525
62.3411 | 8.5723 | 24.7065
65.6478 | 3.1907 | 40.2273
54.4322 | 3.4619 | 17.4523
74.0786 | 3.8862 | 44.893
58.8074 | 6.4298 | 46.7587
66.9352 | 4.6827 | 65.2017
73.8627 | 6.313 | 42.479
69.8092 | 2.3303 | 7.5622
73.7088 | -0.21888 | 46.0351
59.3657 | 7.355 | 53.7488
65.6161 | 4.29 | 15.6634
68.848 | 5.7351 | 10.6524
76.2756 | 1.9586 | 10.216
69.3218 | 4.7115 | 5.0551
70.1617 | 4.3161 | 42.7372
76.846 | 4.7554 | 15.9376
61.4498 | 5.2251 | 23.9027
71.903 | 7.3332 | 15.3199
84.4571 | 6.0087 | 40.5579
79.4273 | 6.256 | 29.7568
76.1779 | 4.8457 | 55.3145
60.9598 | 7.8603 | 7.1691
66.6213 | 8.4646 | 64.4347
83.109 | 4.4285 | 59.8821
63.6225 | 3.6368 | 15.7718
76.5585 | 4.232 | 65.0852
82.1025 | 5.5462 | 68.8558
82.5681 | 7.8387 | 35.4281
79.8058 | 4.5164 | 60.325
60.2468 | 6.1134 | 17.8273
61.5023 | 3.5285 | 35.9192
66.847 | 6.2639 | 48.7709
80.2473 | 8.2084 | 51.9734
83.1603 | 5.2589 | 61.4805
85.8536 | 6.3418 | 4.1593
91.1302 | 4.353 | 52.8214
73.1329 | 7.1477 | 26.9159
62.3635 | 3.4689 | 37.6661
78.5823 | 6.1047 | 38.9879
63.5577 | 4.1236 | 39.4248
92.3366 | 7.0872 | 75.5302
75.2271 | 4.9169 | 48.2206
82.3235 | 5.6602 | 71.2463
60.8621 | 5.8308 | 7.4103
83.4741 | 5.041 | 43.3049
73.1463 | 4.3152 | 72.6327
75.9018 | 5.7602 | 42.8878
56.245 | 6.708 | 35.6998
84.6557 | 3.4085 | 70.0868
62.343 | 5.139 | 38.297
65.2386 | 2.4184 | 7.0065
63.3606 | 7.807 | 30.681
71.4968 | 3.6962 | 55.1964
58.4892 | 6.9098 | 56.7066
59.9858 | 4.1154 | 17.9452
61.0552 | 2.0212 | 9.1256
77.9399 | 6.1778 | 28.961
77.4314 | 6.344 | 35.2427
55.616 | 5.799 | 45.4829
59.5611 | 6.6671 | 4.362
74.9188 | 5.9002 | 23.2252
79.0682 | 5.1604 | 75.3848
87.1791 | 3.9909 | 73.078
69.5845 | 4.9802 | 26.005
64.4411 | 4.587 | 51.7571
71.3891 | 6.9164 | 17.5866
69.201 | 4.5852 | 39.9505
56.7757 | 6.9387 | 5.3489
71.48 | 7.932 | 4.0328
46.6699 | 7.5248 | 23.9289
74.0219 | 8.3762 | 39.4308
63.2384 | 8.3224 | 49.9821
75.8282 | 5.0834 | 62.0163
57.6922 | 3.4943 | 1.795
62.5634 | 5.7952 | 14.0481
76.4323 | 6.9179 | 31.7763
63.4664 | 6.3768 | 22.7747
62.8837 | 2.8044 | 7.4686
72.2948 | 5.3444 | 0.71978
56.3762 | 3.1824 | 20.2129
80.1872 | 4.3342 | 65.9372
68.4153 | 4.144 | 13.5652
84.0284 | 2.4733 | 79.7406
47.2497 | 5.3012 | 28.4198
60.9692 | 7.9161 | 43.2424
70.4667 | 6.7447 | 18.3831
89.6903 | 4.2879 | 62.2192
74.6914 | 3.4152 | 69.876
62.3096 | -0.65275 | 49.2594
62.8322 | 1.0368 | 38.9047
59.1001 | 6.2282 | 47.3728
67.3895 | 7.2749 | 25.4521
81.813 | 2.3285 | 58.5899
86.9658 | 2.0898 | 30.675
74.5272 | 3.7301 | 5.9045
62.9284 | 4.332 | 35.5263
70.4725 | 6.6235 | 68.8847
67.7879 | 3.5086 | 10.6246
49.2768 | 3.3856 | 15.1825
65.4729 | 5.3522 | 54.4396
74.9392 | 1.8452 | 48.6998
69.2786 | 9.0098 | 62.3414
56.8471 | 7.3287 | 0.35793
56.5271 | 6.3265 | 3.4381
86.9764 | 3.5048 | 1.3187
62.65 | 3.7477 | 33.2312
76.4731 | 8.6591 | 56.9227
73.8105 | 3.4373 | 51.0534
72.3033 | 2.9617 | 11.4134
70.4038 | 3.4091 | 61.1473
61.0489 | 4.8622 | 28.0172
96.8694 | 5.2944 | 93.2744
88.4962 | 5.1215 | 45.0693
100.8409 | 7.9807 | 3.6337
74.5176 | 5.7169 | 21.6022
63.0275 | 1.8917 | 48.7096
74.7442 | 5.6981 | 2.5212
51.3997 | 3.739 | 39.2923
62.4316 | 6.0071 | 8.0613
63.1554 | 6.407 | 42.1168
66.5844 | 5.4794 | 13.2258
81.9324 | 4.9411 | 63.3114
67.2061 | 6.3342 | 20.397
57.8983 | 7.3862 | 47.0459
86.6126 | 6.4945 | 1.0146
75.6749 | 8.8563 | 59.3195
70.1037 | 4.4939 | 44.9429
72.2681 | 3.892 | 53.4581
57.1845 | 9.8156 | 7.5807
64.601 | 5.508 | 44.7251
74.6921 | 4.5151 | 12.1675
46.6311 | 3.3107 | 13.0642
71.3653 | 7.3874 | 32.536
61.6734 | -0.87864 | 9.2861
69.1568 | 4.3309 | 25.8044
76.8844 | 3.2854 | 61.2839
76.5711 | 6.3113 | 66.0232
64.6793 | 5.4099 | 15.4064
68.091 | 6.0373 | 49.1378
76.8705 | 8.7288 | 14.6843
67.9152 | 4.5513 | 28.5425
65.6365 | 5.3338 | 59.1442
75.6632 | 3.0782 | 38.9515
76.4337 | 3.9211 | 33.3292
81.6256 | 3.8083 | 54.4622
61.3284 | 5.0897 | 35.418
60.9716 | 3.9553 | 49.1373
65.8812 | 1.1416 | 52.3548
85.8267 | 6.6836 | 48.6189
67.2162 | 3.3764 | 50.6061
66.9144 | 3.7475 | 33.7398
90.0534 | 5.4124 | 63.5009
70.1078 | 7.467 | 40.985
89.936 | 5.3237 | 82.6039
68.7134 | 3.8089 | 22.757
69.4459 | 5.1333 | 7.602
65.0019 | 6.7164 | 36.4064
81.0871 | 2.4419 | 45.1097
75.9059 | 4.5038 | 46.4141
69.2638 | 5.2506 | 22.3348
66.4144 | 5.6585 | 1.4919
51.3789 | 6.2569 | 2.3756
58.8201 | 5.2726 | 31.0948
77.9663 | 5.434 | 76.7881
66.1101 | 2.6911 | 8.6618
70.2192 | 4.2362 | 8.7018
88.6595 | 5.831 | 77.1194
61.6054 | 7.6208 | 40.7225
73.404 | 6.4776 | 6.983
58.3445 | 7.7715 | 13.8679
69.1571 | 4.3171 | 3.5268
57.8546 | 6.0258 | 5.6552
86.6066 | 0.47689 | 27.8283
80.7491 | 3.9761 | 36.8692
62.3572 | 5.1183 | 48.5469
60.0849 | 3.7415 | 4.7674
68.6617 | 7.0707 | 51.2761
67.873 | 4.3388 | 59.5452
77.1118 | 3.2529 | 30.401
67.3844 | 1.5991 | 4.9462
65.3647 | 7.9409 | 21.2687
44.4838 | 4.6442 | 8.8381
57.2599 | 5.6454 | 14.8563
55.5575 | 6.1518 | 15.6358
62.5814 | 1.1942 | 60.5092
71.1603 | 6.5685 | 1.7289
90.2327 | 5.4937 | 33.898
58.0465 | 7.1219 | 32.0969
69.4428 | 5.1992 | 45.259
70.6809 | 5.7261 | 16.6699
77.5029 | 5.0359 | 51.4765
50.2266 | 4.2217 | 31.4643
57.8594 | 4.4558 | 46.107
61.9474 | 3.968 | 16.2422
57.8767 | 4.8549 | 8.0432
71.7226 | 7.316 | 12.2439
65.1751 | 4.3416 | 24.7568
52.8589 | 4.6173 | 36.878
78.816 | 0.21238 | 17.0965
79.5423 | 4.9809 | 65.5136
86.0297 | 8.7002 | 82.5621
71.4741 | 8.3087 | 10.8149
57.5523 | 1.8058 | 27.8633
69.9039 | 5.8836 | 68.3507
63.9323 | 4.8035 | 25.5037
70.591 | 11.2533 | 65.0066
66.7047 | 5.5597 | 31.1453
76.6605 | 5.6328 | 72.2421
84.7706 | 4.8429 | 60.6199
77.9595 | 3.9744 | 18.1203
66.8454 | 2.8513 | 6.7267
66.2315 | 7.6545 | 6.4
68.878 | 5.5274 | 26.8201
57.0574 | 7.2821 | 42.276
95.0504 | 5.591 | 69.5304
79.9946 | 4.0934 | 58.7118
87.9127 | 5.658 | 59.5255
64.392 | 5.9107 | 34.1353
58.0355 | 5.2057 | 0.17778
62.0565 | 2.8703 | 36.2448
57.3124 | 7.4685 | 26.846
73.7474 | 6.9657 | 60.9935
78.986 | 3.8721 | 31.8703
69.3249 | 4.5239 | 49.1853
54.5352 | 5.8253 | 19.9696
58.3021 | 2.8813 | 1.7195
78.0724 | 8.5814 | 57.9518
83.1619 | 5.9064 | 57.7157
76.0942 | 3.101 | 11.0288
75.3498 | 6.1621 | 47.8191
75.8082 | 2.9236 | 26.7982
73.2575 | 2.3863 | 10.6187
64.9504 | 5.4087 | 31.858
77.4696 | 3.0086 | 20.7367
71.61 | 6.4845 | 34.0375
62.4507 | 8.2915 | 41.6821
81.0566 | 4.4256 | 66.0423
65.6336 | 2.0937 | 18.7962
81.1954 | 6.3253 | 39.1565
63.0186 | 6.2067 | 38.2072
66.1917 | 0.98932 | 64.4772
100.3532 | 5.2109 | 56.3866
69.6278 | 4.7369 | 28.5094
76.4851 | 8.71 | 63.6136
64.1338 | 6.1322 | 52.3903
50.914 | 6.8801 | 32.546
70.9689 | 2.6403 | 2.3798
75.8671 | 4.0192 | 29.7487
73.6926 | 5.4315 | 66.7822
65.1825 | 1.4007 | 14.0086
58.6819 | 5.0946 | 24.641
84.0991 | 4.5515 | 71.4322
70.2778 | 6.868 | 18.2193
90.9886 | 3.4122 | 40.4995
78.8005 | 1.3344 | 21.4057
75.3755 | 2.9152 | 68.3161
79.2095 | 2.8222 | 60.0501
68.4068 | 4.5675 | 66.1532
84.3611 | 3.7798 | 49.6951
66.9227 | 5.7886 | 4.4082
73.5362 | 6.1657 | 46.7505
80.588 | 2.4364 | 35.0443
81.2258 | 1.1219 | 58.3772
67.313 | 7.4028 | 47.5172
79.2522 | 4.5046 | 39.4149
74.9385 | 4.2103 | 21.3236
74.5959 | 6.9012 | 12.197
75.1508 | 4.7865 | 5.1941
77.6258 | 7.5988 | 35.9366
71.7896 | 1.7433 | 19.8775
86.3915 | 4.2189 | 19.392
81.6953 | 4.1931 | 60.4635
58.5836 | 3.2101 | 18.4169
76.1159 | 4.7182 | 39.9322
68.5351 | 4.0634 | 49.801
85.7102 | 5.0545 | 6.9168
65.2565 | 7.4945 | 6.3693
70.3623 | 5.1241 | 26.8791
77.0248 | 4.8345 | 63.2147
62.9184 | 0.68043 | 26.0848
59.1044 | 7.6722 | 45.0126
67.037 | 4.8691 | 19.8604
75.2796 | 4.4162 | 23.1919
68.9373 | 9.0076 | 44.2963
82.406 | 6.6361 | 55.2221
80.9793 | 6.3004 | 3.1543
78.9223 | 3.5473 | 52.4508
78.8674 | 5.1813 | 78.3504
50.0973 | 9.0185 | 5.8534
57.1505 | 5.8938 | 3.3976
75.561 | 6.998 | 73.5826
64.5869 | 2.65 | 14.6486
84.1826 | 5.1155 | 8.8288
70.9105 | 2.2514 | 52.5527
85.4748 | 3.735 | 27.9509
59.4432 | 4.9638 | 50.0858
74.0004 | 7.0967 | 42.2727
67.5515 | 7.9689 | 61.5076
54.3481 | 4.2448 | 51.5432
75.6608 | 8.1154 | 12.5431
86.2419 | 5.48 | 25.7177
69.2336 | 4.1421 | 0.56206
63.384 | 4.678 | 61.1911
71.9747 | 5.4245 | 47.6384
77.0184 | 3.1906 | 9.3845
69.5996 | 4.1668 | 22.687
63.0217 | 5.9375 | 37.1902
71.3138 | 6.062 | 47.3994
76.103 | 2.965 | 58.367
77.5212 | 6.1903 | 59.8121
84.4431 | 4.7423 | 45.4231
57.0256 | 4.2465 | 19.0086
75.8662 | 5.0745 | 62.6481
56.1569 | 10.3719 | 49.3146
91.6395 | 4.5007 | 62.4564
72.1456 | 1.8842 | 55.1709
77.4364 | 3.5228 | 8.6798
74.6611 | 7.5959 | 12.6792
59.8022 | 4.1637 | 49.9485
65.9483 | 6.0325 | 41.6083
78.708 | 4.6825 | 6.121
64.7782 | 5.6301 | 59.5381
69.2449 | 6.0022 | 46.8891
54.3728 | 5.1295 | 38.0568
72.5649 | 4.8567 | 0.42436
90.8003 | 6.3858 | 37.0797
54.6304 | 2.6839 | 54.3927
63.1343 | 4.5016 | 48.1984
73.7608 | 4.223 | 34.589
68.959 | 4.5824 | 11.4138
64.4151 | 0.97179 | 34.7839
80.3736 | 5.7478 | 10.3637
60.3786 | 3.6862 | 53.8782
78.9197 | 10.05 | 73.4608
81.747 | 5.5368 | 70.9016
72.9786 | 5.048 | 45.2008
75.7438 | 4.9682 | 44.1738
55.6101 | 4.8549 | 14.2055
66.6225 | 5.0965 | 10.0099
83.475 | 4.331 | 4.413
76.6508 | 6.3891 | 44.7458
83.8688 | 1.8548 | 21.817
74.8063 | 6.8237 | 50.6768
66.6214 | 6.2694 | 20.8629
60.7624 | 6.3855 | 29.6599
66.7415 | 8.5164 | 23.0167
56.9174 | 2.2658 | 26.3629
64.0254 | 3.6147 | 21.5284
62.2358 | 4.6229 | 56.3779
75.6213 | 5.9997 | 61.782
75.4074 | 2.6024 | 36.2737
62.2871 | 8.6306 | 35.4578
66.5402 | 5.4368 | 25.5121
64.0041 | 7.6077 | 11.241
70.5093 | 4.434 | 14.827
75.8351 | 4.8531 | 72.9293
70.7758 | 7.02 | 49.9544
74.9292 | 3.2992 | 52.6414
68.1903 | 4.2993 | 48.0068
77.7387 | 5.0301 | 10.391
77.3693 | 5.4915 | 16.1064
82.2784 | 4.1986 | 70.4534
66.0117 | 6.3413 | 37.8762
59.7824 | 5.1801 | 1.2665
76.8628 | 4.1853 | 38.5354
81.1821 | 4.9894 | 29.7148
89.023 | 6.868 | 10.0742
75.5908 | 7.0809 | 47.6495
71.3781 | 6.5649 | 61.9056
64.2938 | 3.2317 | 54.0299
68.9498 | 6.1099 | 20.7625
71.0428 | 3.32 | 10.0363
70.4414 | 6.6099 | 63.6492
73.8759 | 2.0163 | 52.8966
70.8767 | 3.8623 | 31.0148
66.6976 | 6.4577 | 19.3526
78.7802 | 8.14 | 50.5541
67.0032 | 10.4069 | 15.8929
59.4144 | 6.1958 | 46.7128
80.6639 | 2.6347 | 45.166
60.2831 | 7.0213 | 2.6063
65.1605 | 7.5175 | 53.3908
69.468 | 7.5661 | 18.2644
80.3748 | 6.9881 | 58.2893
75.9742 | 2.9317 | 43.6719
72.532 | 4.5035 | 59.4242
70.4266 | 1.3766 | 26.5128
66.2681 | 4.7472 | 7.2087
73.9649 | 4.9931 | 64.0657
78.8929 | 4.4125 | 23.8253
76.9392 | 5.0245 | 66.2183
77.3684 | 6.2738 | 54.0482
59.7156 | 4.0438 | 39.9069
57.956 | 5.3409 | 26.742
50.3514 | 6.3246 | 14.2579
79.1263 | 7.363 | 31.4122
57.802 | 7.2 | 6.8712
66.9861 | 4.5398 | 22.5233
77.3136 | 3.1027 | 23.8759
78.3498 | 6.2986 | 11.3969
91.165 | 6.4196 | 21.2463
59.5809 | 1.2009 | 23.2842
74.3435 | 3.3896 | 53.5183
59.9884 | 8.0388 | 15.3263
57.7674 | 5.1214 | 6.1979
65.8914 | 3.1647 | 11.9533
77.5805 | 4.5221 | 57.9549
59.5966 | 3.6375 | 54.8983
63.9474 | 4.6209 | 28.4384
68.9726 | 2.0131 | 67.0462
77.8837 | 3.5009 | 30.3339
63.3907 | 5.1844 | 46.9565
83.7774 | 9.3458 | 38.7545
60.9049 | 5.0267 | 44.2041
68.7905 | 4.532 | 33.8279
71.0373 | 4.3494 | 18.6256
69.9807 | 4.7901 | 67.7343
74.3691 | 3.934 | 69.2661
61.3069 | 4.5339 | 5.7219
65.9956 | 4.0392 | 9.9493
75.7507 | 2.111 | 27.2337
82.6416 | 5.1437 | 27.5815
66.3279 | 9.1741 | 50.2272
63.9455 | 9.1406 | 17.2083
57.1977 | 1.5928 | 14.546
63.3919 | 7.5263 | 45.4099
64.8392 | 4.2281 | 0.93777
59.3267 | 5.9333 | 8.8075
63.399 | 5.3481 | 10.2352
79.4736 | 3.5249 | 27.8107
77.5711 | 4.3873 | 46.6932
71.5782 | 3.7521 | 58.1599
72.6965 | 2.7004 | 42.2619
62.7192 | 6.8002 | 15.5981
76.8527 | 8.2968 | 28.5574
57.4926 | 8.7267 | 42.8844
74.6648 | 3.3442 | 4.5099
72.805 | 5.5936 | 23.5585
64.0739 | 7.685 | 23.6886
74.8411 | 2.6769 | 51.1087
67.6811 | 9.734 | 28.6812
59.5517 | 5.6825 | 10.5967
69.0898 | 2.9709 | 20.5758
69.5903 | 4.1795 | 50.9649
73.1654 | 3.4552 | 8.4629
63.4323 | 5.4241 | 60.092
74.0288 | 1.5181 | 60.306
72.3972 | 4.8157 | 46.8672
60.9145 | 8.6531 | 28.4926
71.8682 | 4.8149 | 66.1481
75.1756 | 4.219 | 23.2686
62.8524 | 6.043 | 39.2198
64.538 | 6.0945 | 4.3366
98.2003 | 3.8408 | 4.0611
79.9542 | 6.5701 | 19.6974
71.2963 | 5.7097 | 22.385
84.8081 | 0.5414 | 55.0525
62.4212 | 1.7959 | 32.9896
66.8994 | 1.7068 | 2.7388
70.614 | 2.8368 | 6.6586
74.2246 | 2.0487 | 40.5231
84.6093 | 5.6727 | 58.1959
71.0255 | 4.7394 | 33.6791
78.0685 | 6.0318 | 51.8568
71.7506 | 7.2031 | 0.93915
73.822 | 2.468 | 43.7872
69.7519 | 3.5708 | 24.4176
67.7711 | 5.9367 | 14.0369
84.6454 | 6.7968 | 49.2458
52.588 | 6.1802 | 40.2422
57.605 | 5.7351 | 39.788
91.7831 | 4.0866 | 25.1878
62.5194 | 5.4914 | 27.9918
67.9682 | 4.4609 | 50.3
80.0536 | 8.3878 | 71.9872
72.3586 | 6.4201 | 37.7017
52.749 | 5.4893 | 23.5273
64.1568 | 3.8542 | 12.3485
57.7295 | 7.6358 | 6.5874
66.068 | 1.8104 | 34.883
69.6971 | 5.0409 | 63.7193
78.2323 | 6.5612 | 47.5384
87.287 | 8.3774 | 16.8404
70.4106 | 10.6922 | 34.3943
49.5636 | 2.8988 | 10.6691
73.503 | 9.2449 | 0.36987
72.0243 | 3.902 | 69.0429
85.1701 | 1.5197 | 64.4272
85.6278 | 3.5818 | 33.8578
69.1898 | 1.66 | 40.1903
75.7047 | 4.7234 | 43.1343
82.3382 | 2.7757 | 1.6377
46.4458 | 5.7559 | 20.4828
60.773 | 3.6545 | 24.9608
55.9655 | 4.8869 | 3.1204
78.4674 | 4.8556 | 18.5905
90.477 | 6.7589 | 35.3995
55.0636 | 7.6422 | 14.424
83.8419 | 6.3563 | 13.0115
88.1513 | 7.5939 | 36.4264
85.8412 | 5.4465 | 19.58
64.4571 | 3.6746 | 42.5953
64.2665 | 4.4435 | 30.022
50.0605 | 4.3651 | 26.3509
87.5474 | 7.3486 | 51.5078
76.5491 | 8.708 | 65.0192
54.5779 | 3.9963 | 43.7078
63.2365 | 3.7736 | 2.3716
80.2358 | 4.4789 | 65.9084
64.6708 | 3.0911 | 22.113
68.2014 | 3.2588 | 9.5334
66.4438 | 7.0811 | 15.5948
80.3445 | 8.4093 | 31.9706
41.4825 | 6.3315 | 17.8005
61.4502 | 4.4121 | 21.3202
72.5263 | -0.29277 | 24.1522
58.4597 | 4.3677 | 32.6685
97.501 | 7.4328 | 87.6175
55.7641 | 7.312 | 33.7236
62.1095 | 3.8941 | 56.5549
60.8422 | 4.3649 | 35.5095
70.3526 | 6.9306 | 48.7592
54.3703 | 5.7774 | 25.9524
72.8857 | 6.955 | 1.629
66.4863 | 5.4952 | 56.1619
66.1162 | 5.1935 | 31.9211
62.7184 | 1.8168 | 44.0378
73.6632 | 2.7819 | 59.1502
57.5749 | 6.5346 | 19.1621
87.9399 | 4.2649 | 57.7688
72.0133 | 3.1117 | 5.1652
65.8634 | 6.8335 | 54.456
68.1073 | 3.501 | 60.6528
64.823 | 2.2967 | 40.8482
63.402 | 4.0747 | 16.172
73.1587 | 4.6328 | 46.7201
77.5379 | 4.338 | 51.2901
73.9421 | 5.9368 | 35.4242
56.3406 | 5.8067 | 9.8155
54.3854 | 5.0675 | 11.8921
58.2144 | 4.3607 | 49.4117
72.974 | 5.3129 | 5.0691
55.5917 | 7.4395 | 1.0155
70.5035 | 4.4598 | 1.2091
96.2538 | 4.2603 | 80.0204
48.1394 | 6.1142 | 30.4061
76.2602 | 6.3177 | 57.9389
78.1699 | 3.8972 | 62.5288
90.3449 | 1.8487 | 75.9725
60.191 | 8.5339 | 44.5456
72.394 | 5.1248 | 16.9944
82.9026 | 6.0021 | 21.7422
70.0402 | 4.2122 | 40.9854
66.7242 | 5.2329 | 28.5729
61.2724 | 1.8943 | 38.4629
73.8793 | 5.5923 | 54.0423
84.041 | 5.0217 | 64.2889
61.5611 | 4.5001 | 39.297
74.973 | 5.0525 | 37.5923
57.709 | 7.2668 | 31.9701
51.1321 | 6.0108 | 15.0695
51.8011 | 4.2643 | 14.3334
69.5037 | 7.4087 | 63.5413
57.288 | 4.3869 | 29.1362
64.3297 | 8.2437 | 32.4088
71.7862 | 8.0244 | 8.8358
91.2444 | 6.7761 | 69.3114

## gen_load
76.5577 | 5.801 | 22.9547
67.9679 | 5.3809 | 38.9409
75.4644 | 0.40839 | 29.6904
90.4137 | 0.40366 | 43.7159
80.9779 | 4.4843 | 55.6092
63.0071 | 4.3159 | 20.7635
74.0691 | 4.3118 | 9.4319
82.6568 | 4.6064 | 62.4472
76.2585 | 4.0132 | 67.6117
68.8305 | 4.2413 | 31.8766
72.3322 | 5.0321 | 65.0008
65.4266 | 4.6669 | 19.4745
68.2852 | 5.7719 | 59.3948
70.0528 | 7.3752 | 1.1481
87.6659 | 1.106 | 65.9316
75.7256 | 5.099 | 26.2626
73.2163 | 2.8645 | 32.0594
71.0903 | 3.8346 | 21.1705
54.7687 | 4.2071 | 31.4419
71.8867 | 7.0596 | 36.3507
65.4324 | 4.6592 | 57.2047
68.8115 | 2.8161 | 5.1548
67.9168 | 3.0764 | 40.735
57.0004 | 4.647 | 32.8359
65.0144 | 9.8495 | 26.0937
64.0637 | 5.2701 | 16.1995
99.1632 | 2.7599 | 26.5042
74.0597 | 4.186 | 61.6194
71.7692 | 7.4001 | 37.7209
104.5151 | 3.7421 | 72.078
56.634 | 6.0449 | 28.2668
54.5181 | 5.6236 | 23.3475
63.35 | 4.4095 | 45.0521
76.9851 | 0.85833 | 52.6842
64.7083 | 6.5122 | 53.1831
78.5029 | 6.7612 | 50.2189
54.5621 | 5.401 | 31.54
69.1306 | 1.9385 | 25.731
51.5976 | 4.7347 | 16.2838
53.6438 | 3.7598 | 19.3352
74.3654 | 4.2032 | 67.2932
71.8485 | 5.3083 | 50.0514
88.9043 | 6.0351 | 4.3074
63.3052 | 3.388 | 60.3321
57.2467 | 7.3531 | 52.0412
68.8111 | 4.1717 | 26.3248
65.1554 | 5.6768 | 22.6935
54.7742 | 3.7378 | 23.6077
77.2592 | 6.9173 | 55.4403
76.6432 | 6.012 | 74.3814
60.8835 | 7.5217 | 17.4291
59.7635 | 1.2731 | 36.3961
67.8707 | 9.9945 | 28.144
55.5456 | 6.4436 | 50.9607
69.9744 | 6.0988 | 28.9713
61.7929 | 3.9401 | 54.3927
60.5117 | 0.90303 | 25.5412
71.3083 | 3.8046 | 44.9398
69.0467 | 4.4633 | 39.6573
83.176 | 7.0331 | 6.4859
54.4281 | 2.7766 | 5.0061
51.2611 | 2.2559 | 1.0083
80.6717 | 4.8891 | 77.2285
78.8691 | 6.7314 | 48.0282
75.3868 | 2.9979 | 25.6997
78.0027 | 4.0056 | 42.2857
62.3456 | 7.2431 | 61.5059
76.28 | 5.0009 | 56.7818
60.0885 | 7.8072 | 18.7847
69.5527 | 3.519 | 40.1191
83.0976 | -0.3383 | 35.3998
68.2669 | 4.7118 | 2.2352
84.5308 | 5.0911 | 38.26
71.6264 | 3.9924 | 23.3032
86.2481 | 2.7914 | 10.2484
86.5577 | 3.9695 | 63.4822
74.1125 | 6.2692 | 32.4556
54.2642 | -1.0486 | 53.6023
92.1649 | 5.8423 | 25.1826
93.7392 | 5.2153 | 11.3413
40.6129 | 5.473 | 19.192
68.551 | 6.591 | 7.0271
66.0461 | 3.8074 | 63.7274
75.6273 | 6.9873 | 45.5933
77.3964 | 9.3588 | 38.2751
48.0564 | 1.7679 | 9.2337
72.3661 | 3.3494 | 56.6039
73.6638 | 0.88448 | 17.7773
67.3655 | 3.5727 | 42.3221
89.4749 | 3.4123 | 38.699
75.2429 | 6.5354 | 52.6085
90.1127 | 2.0926 | 41.3614
63.3746 | 3.6927 | 40.0676
83.3365 | 6.7475 | 65.4317
77.4126 | 6.4202 | 6.2633
77.2426 | 6.1094 | 39.8011
51.1575 | 1.5125 | 44.9981
45.6627 | 3.5685 | 34.5734
69.6361 | 4.6153 | 9.6122
63.512 | 6.9884 | 46.3116
67.6881 | 1.994 | 14.9387
73.6943 | 4.8568 | 33.8418
69.5361 | 3.0481 | 21.4406
60.9525 | 4.9834 | 60.2728
82.3561 | 5.2254 | 2.1125
68.1721 | 6.948 | 55.9567
58.0009 | 2.1956 | 39.244
62.5401 | 1.0673 | 8.4197
62.1466 | 7.9972 | 56.3342
76.1823 | 5.7318 | 65.4451
54.4834 | 3.5113 | 41.26
45.2499 | 5.4058 | 12.6235
62.9436 | 6.3149 | 39.4887
45.0634 | 6.285 | 44.522
73.1142 | 7.2785 | 26.0173
49.1266 | 3.5551 | 48.0067
92.7872 | 6.706 | 7.452
75.5977 | 4.564 | 5.8001
55.7773 | 3.8596 | 20.4554
56.2192 | 2.3279 | 9.8584
60.0295 | 3.4837 | 9.3055
76.5975 | 3.0117 | 4.6268
70.1917 | 4.6125 | 49.4575
54.0346 | 6.6419 | 16.9913
63.8888 | 2.9598 | 5.7674
87.3223 | 5.1897 | 41.8899
64.1287 | 2.5379 | 53.3783
81.7853 | 8.6983 | 59.6612
89.5458 | 7.1585 | 17.2169
77.9414 | 2.6434 | 62.1614
50.9182 | 4.2709 | 22.7008
58.0781 | 8.5835 | 10.3795
70.8278 | 4.3948 | 12.6715
60.0468 | 0.53862 | 48.8766
62.1214 | 5.097 | 48.1558
78.4019 | 9.9996 | 55.4122
80.027 | 4.1334 | 39.2646
68.1049 | 6.8672 | 42.6974
62.9336 | 4.3736 | 8.0802
64.7337 | 2.5479 | 26.5909
70.8532 | 8.5964 | 31.4321
66.6382 | 2.2181 | 66.5254
66.3624 | 3.7093 | 23.3345
72.5292 | 3.6465 | 37.047
63.0652 | 6.543 | 0.63814
70.4989 | 5.2241 | 21.3431
44.4199 | 9.324 | 13.6473
70.2066 | 4.8223 | 43.7275
48.2045 | 1.4891 | 1.6337
76.3846 | 5.9662 | 74.145
71.3582 | 7.4439 | 3.5705
74.64 | 5.0662 | 41.4191
72.1115 | 6.1822 | 4.9256
63.6612 | 4.6109 | 26.8726
58.3258 | 6.2907 | 20.9612
73.4198 | 6.5171 | 9.5489
66.0638 | 3.8845 | 50.0973
73.8044 | 5.5123 | 25.5166
66.425 | 5.0362 | 9.1735
70.1799 | 4.3757 | 57.1741
58.9503 | 1.5508 | 45.0926
53.6149 | 4.6997 | 38.1557
81.2594 | 6.1688 | 66.899
52.3158 | 5.9824 | 45.049
75.003 | 3.876 | 43.204
81.9354 | 5.4624 | 74.1336
60.1783 | 5.2331 | 23.6882
76.3861 | 0.57593 | 43.8572
61.3828 | 5.2165 | 20.2093
40.3023 | 9.2217 | 38.9812
73.8401 | 8.1809 | 6.5435
70.8249 | 7.2897 | 24.1248
77.7345 | 4.8878 | 7.3824
51.3946 | 4.3757 | 11.9108
70.6577 | 2.165 | 58.4497
73.7864 | 6.5213 | 65.4167
63.668 | 0.82019 | 40.149
73.3541 | 6.0656 | 21.8444
73.268 | 6.8651 | 32.0071
82.2192 | 4.9652 | 15.5554
73.9599 | 8.7219 | 0.23527
72.4058 | 2.5016 | 0.97926
74.0409 | 3.1423 | 9.9769
73.6393 | 3.4389 | 31.4571
69.6612 | 7.5401 | 54.5863
72.917 | 3.7651 | 35.2278
50.3644 | 0.52084 | 17.1584
49.7028 | 5.5767 | 0.95075
73.6156 | 4.599 | 23.3614
69.6602 | 7.9842 | 3.225
57.1113 | 4.8225 | 27.4552
70.0797 | 2.0548 | 13.3204
74.3321 | 8.3559 | 48.2727
68.9993 | 7.5972 | 56.3138
61.0113 | 7.1803 | 45.2018
57.9392 | 6.8269 | 47.7311
75.2011 | 3.3639 | 10.3799
61.7937 | 10.4021 | 52.2049
69.0895 | 6.5791 | 33.9582
68.5475 | 4.9659 | 14.0261
54.2705 | 7.5821 | 10.7596
74.4893 | 2.3565 | 72.9382
77.9092 | 0.62188 | 51.7237
66.5106 | 6.9133 | 16.4502
80.1836 | 8.4779 | 55.2013
64.1707 | 3.9414 | 63.9971
78.9404 | 3.5774 | 0.023037
75.0352 | 3.8471 | 12.6185
82.1884 | 9.5357 | 23.4079
67.1513 | 6.5384 | 32.4503
55.3323 | 5.7686 | 49.6689
87.7294 | 5.7523 | 70.7292
59.2521 | 5.2632 | 48.4063
84.3178 | 6.2632 | 20.0045
59.5995 | 5.7026 | 12.4514
72.4506 | 5.8886 | 67.3746
70.589 | 6.7307 | 3.8588
78.8258 | 4.1898 | 42.5506
62.2692 | 7.5433 | 14.3132
54.4567 | 3.4454 | 45.4174
72.8394 | 5.5917 | 70.9195
74.6307 | 3.4524 | 26.5903
50.0859 | 9.9337 | 32.8192
77.9627 | 5.233 | 35.1615
60.5147 | 5.9975 | 24.28
88.9989 | 3.146 | 87.4042
85.7089 | 3.7391 | 82.117
77.1377 | 4.0412 | 68.1184
52.937 | 4.952 | 2.8958
51.9012 | 3.0598 | 27.2107
66.7531 | 6.7238 | 62.236
54.3627 | 3.5925 | 40.3953
66.417 | 2.8125 | 21.9831
69.8933 | 3.4368 | 45.2473
71.6732 | 5.8846 | 25.7641
62.5283 | 4.0276 | 60.9816
76.3428 | 6.4211 | 28.5011
73.3459 | 7.0867 | 22.3197
69.2583 | 4.2431 | 63.2318
64.6468 | 5.4264 | 34.9791
70.5268 | 7.0104 | 30.5493
63.2073 | 4.4915 | 48.113
57.4811 | 3.5166 | 45.4461
74.8776 | 6.2637 | 13.4969
66.7009 | 3.7562 | 5.8163
74.8125 | 6.0058 | 38.3443
68.0327 | 6.1863 | 19.0009
84.2873 | 5.657 | 11.4326
65.3787 | 6.3018 | 64.8677
69.756 | 10.0884 | 50.4928
55.3356 | 4.0879 | 5.0325
64.0757 | 6.4776 | 41.8553
83.0523 | 4.2194 | 17.0678
70.621 | 6.1123 | 15.5564
62.2505 | 6.5415 | 56.8192
78.4636 | 5.2231 | 49.965
67.5287 | 4.1451 | 51.8863
55.6639 | 8.0919 | 7.0098
62.2867 | 7.5609 | 4.7017
65.2612 | 6.5094 | 32.5409
66.3334 | 4.2156 | 61.4199
65.4272 | 5.3495 | 23.3375
67.0654 | 3.6367 | 5.4146
74.3275 | 6.0099 | 26.6602
63.0265 | 2.9337 | 47.6667
74.1378 | 4.7514 | 53.5192
72.8508 | 8.9763 | 67.2944
48.1123 | 5.2029 | 47.1024
67.5935 | 6.8083 | 18.2352
84.5174 | 6.1675 | 27.9001
70.9536 | 6.5647 | 34.3953
51.4364 | 3.1401 | 48.2352
47.2485 | 4.0471 | 38.0121
82.4805 | 7.0159 | 47.3602
74.8888 | 5.2146 | 11.2585
70.2239 | 5.7501 | 53.5156
65.6343 | 3.8184 | 39.8079
60.4091 | 6.2985 | 54.8066
81.5278 | 4.536 | 40.762
71.3843 | 4.4971 | 59.7652
82.4442 | 4.3454 | 17.8455
62.1932 | 3.4631 | 57.4731
95.4186 | 8.1695 | 15.0936
73.5523 | 2.9242 | 0.13299
69.5669 | 4.0445 | 2.5557
82.3875 | 2.0103 | 10.2705
62.6935 | 0.44888 | 50.8217
71.5126 | 5.0873 | 27.7092
66.2387 | 4.9706 | 19.614
79.7784 | 6.691 | 0.23897
73.1203 | 8.0935 | 47.3206
64.6943 | 2.5105 | 15.5071
66.0434 | 9.4005 | 20.226
76.824 | 3.3025 | 26.8513
83.22 | 2.566 | 32.0173
69.2612 | 3.281 | 6.9026
79.2882 | 5.045 | 16.4505
85.3613 | 5.2956 | 75.82
50.1349 | 4.4822 | 31.879
66.9647 | 5.759 | 50.5699
82.0043 | 5.1439 | 81.2052
57.8123 | 4.5884 | 25.0721
48.4829 | 5.0084 | 7.3647
76.0166 | 5.0617 | 55.4463
65.856 | 5.5197 | 23.2082
71.1799 | 6.2296 | 18.6925
78.2585 | 3.847 | 16.2689
59.3226 | 2.6633 | 49.0952
73.3407 | 5.1504 | 63.75
60.234 | 6.3444 | 18.3855
83.5039 | 5.1207 | 58.9879
70.637 | 4.8712 | 56.9225
77.7507 | 8.1869 | 24.0285
44.1886 | 6.5495 | 31.4349
56.2522 | 0.91985 | 52.4126
77.1076 | 5.0626 | 19.0268
58.5911 | 5.133 | 11.3528
57.8757 | 6.6694 | 18.3625
58.84 | 6.1675 | 28.3772
72.039 | 4.9828 | 64.8995
61.3586 | 3.5467 | 55.747
65.6594 | 3.3217 | 27.5307
70.0696 | 4.0793 | 47.5354
61.0198 | 6.849 | 34.9464
77.2309 | 4.6728 | 13.8092
64.6307 | 7.0502 | 35.4767
61.0545 | 5.6994 | 26.6744
73.2695 | 5.2502 | 71.5953
45.92 | 3.5574 | 37.8143
63.6333 | 3.141 | 11.0928
71.2336 | 5.641 | 67.2225
63.4477 | 6.8612 | 25.1095
85.7342 | 5.9238 | 12.6903
58.9027 | 2.484 | 39.7696
64.8283 | 3.4251 | 46.8762
67.1375 | 3.1568 | 45.7673
72.5901 | 6.7501 | 66.308
83.9219 | -0.059013 | 65.0925
79.0589 | 4.7892 | 17.8568
84.0495 | 4.4979 | 20.7112
68.6126 | 2.2451 | 25.8614
81.1177 | 4.4055 | 18.0163
78.6199 | 6.02 | 35.4793
80.9938 | 7.3323 | 34.0378
75.226 | 8.9053 | 2.7382
53.7421 | 3.3543 | 51.1232
67.8929 | 4.7317 | 35.7614
52.786 | 3.1599 | 21.6859
76.2292 | 2.8207 | 58.1174
66.0867 | 6.9694 | 58.4397
70.2863 | 5.6946 | 25.112
60.6279 | 6.056 | 55.7792
79.7245 | 5.2589 | 15.1846
58.449 | 5.7623 | 42.7558
70.2636 | 7.629 | 41.7501
72.8167 | 2.6189 | 56.2629
77.4915 | 2.8959 | 27.0405
56.4413 | 6.3627 | 7.3653
75.4392 | 3.7701 | 58.1127
93.3552 | 3.4315 | 78.5762
71.2649 | 5.5779 | 20.6674
65.2873 | 6.8945 | 19.8023
80.7258 | 9.214 | 32.95
64.1376 | 6.151 | 37.3624
68.7929 | 4.2717 | 26.1612
70.7104 | 9.4881 | 60.4203
58.2085 | 7.7885 | 38.7394
86.8449 | 3.8185 | 65.1605
86.7911 | 5.4045 | 12.8063
70.7749 | 7.3652 | 1.5616
65.6908 | 6.8362 | 40.3634
75.1516 | 4.9974 | 7.7035
71.5955 | 3.8017 | 52.003
63.5421 | 1.2115 | 53.3636
63.8956 | 5.2779 | 62.6405
87.9404 | 4.1772 | 27.9564
61.3889 | 4.8724 | 44.2259
74.3286 | 4.4013 | 56.251
69.4709 | 2.6906 | 61.6386
61.7877 | 4.804 | 20.0229
77.8542 | 6.5501 | 28.3842
68.4957 | 6.1586 | 44.2049
67.4249 | 5.321 | 38.164
71.8958 | 3.1854 | 31.2075
81.9742 | 9.2512 | 3.2807
72.5291 | 5.6264 | 68.2946
68.1682 | 5.2636 | 15.359
74.6898 | 6.2172 | 10.3284
83.461 | 8.2804 | 44.6489
79.6759 | 6.0352 | 17.0824
70.4558 | 4.4804 | 33.3256
67.7142 | 2.1222 | 20.1403
70.8779 | 4.9921 | 52.2467
68.6779 | 5.5561 | 48.1445
52.204 | 2.5381 | 3.9188
73.1344 | 6.03 | 40.1966
59.6867 | 7.7355 | 51.3625
56.4659 | 6.9933 | 10.1481
62.7346 | 2.9514 | 42.242
68.2784 | 4.7175 | 39.574
73.9674 | 5.0609 | 48.1168
62.5255 | 5.1274 | 13.1949
69.8132 | 2.664 | 46.916
78.5682 | 8.3276 | 9.6456
59.6667 | 4.5741 | 33.6712
61.2446 | 9.5841 | 51.6298
64.7559 | 7.7402 | 45.7435
62.8823 | 8.5647 | 23.2449
65.3422 | 2.3924 | 15.4557
75.5539 | 5.4875 | 9.7909
77.9905 | 4.0038 | 48.6659
68.132 | 4.6303 | 11.0801
74.1212 | 4.1413 | 34.7198
80.9733 | 6.669 | 54.3824
54.4868 | 6.2391 | 3.993
45.7815 | 6.7949 | 38.3675
77.9967 | 1.051 | 65.6758
72.3129 | 4.3388 | 27.4937
69.5603 | 2.2198 | 19.1494
70.7349 | 3.0948 | 44.7483
58.492 | 4.933 | 38.2789
63.3219 | 2.069 | 39.0365
77.5096 | 7.4951 | 51.3148
90.084 | 5.1058 | 7.2563
70.3131 | 8.0223 | 25.1112
61.9315 | 7.2761 | 21.9757
83.6683 | 3.3781 | 67.9353
67.7021 | 6.9335 | 8.7312
65.6461 | 4.415 | 47.1732
89.1464 | 7.9237 | 83.744
64.8785 | 6.1771 | 4.3273
85.6984 | 5.4302 | 36.62
54.2641 | 2.9535 | 44.4892
78.1861 | 4.3097 | 7.9694
74.3493 | 1.5344 | 37.9479
67.5199 | 1.5131 | 48.2098
59.1446 | 3.9183 | 32.1028
52.9696 | 2.3495 | 8.698
73.6309 | 9.8809 | 59.5034
60.2734 | 2.6165 | 14.5878
71.646 | 6.4078 | 18.2958
60.1235 | 2.9602 | 43.3545
81.9283 | 3.8846 | 19.0195
72.5476 | 5.3975 | 60.0565
70.0498 | 4.9819 | 43.1581
65.2857 | 2.7547 | 18.5486
65.9325 | 1.2178 | 11.5072
65.1222 | 3.6903 | 28.3543
68.4514 | 3.9994 | 48.3341
74.8777 | 3.4704 | 64.1412
61.5467 | 2.7393 | 22.9312
74.6485 | 4.6161 | 29.6668
66.6706 | 4.2333 | 45.2865
74.5552 | 5.9363 | 72.8486
69.765 | 3.2499 | 63.6357
41.7151 | 4.7605 | 22.0705
72.1272 | 3.4857 | 8.6116
65.3317 | 5.4277 | 33.5869
71.3907 | 6.4511 | 21.314
73.7425 | 7.7117 | 48.2367
58.3805 | 2.2148 | 31.3938
74.3149 | 3.4203 | 46.6741
80.4274 | 4.522 | 21.949
68.1216 | 6.17 | 49.3089
63.6243 | 4.3389 | 58.9669
68.1981 | 1.2613 | 39.7648
73.3233 | 2.725 | 55.543
51.2656 | 5.5667 | 39.9355
78.2051 | 5.0847 | 13.029
59.6531 | 5.8395 | 58.3277
52.4679 | 4.0053 | 38.3744
66.4005 | 2.9918 | 40.283
70.0834 | 2.2263 | 10.1637
81.1938 | 5.3824 | 19.3834
73.9572 | 0.40176 | 38.7617
86.3257 | 4.7604 | 58.4399
76.7653 | 5.8398 | 64.3419
66.4408 | 5.1125 | 31.0087
74.9449 | 8.7304 | 70.6722
64.1228 | 4.1473 | 47.5102
61.8553 | 4.5514 | 48.3112
77.4252 | 2.0608 | 69.0179
78.8865 | 4.4747 | 13.8082
65.7892 | 4.3714 | 41.216
58.6031 | 4.6472 | 23.5277
70.5463 | 4.8626 | 59.0897
67.1382 | 4.8671 | 1.5539
63.5004 | 3.541 | 18.5082
75.9046 | 2.9774 | 60.825
60.9286 | 5.7485 | 34.7086
60.9362 | 6.8271 | 11.4938
87.362 | 10.884 | 64.7262
73.2571 | 5.6276 | 10.1291
78.0927 | 4.1284 | 57.7931
70.6947 | 4.3451 | 18.3117
81.1172 | 3.9975 | 22.5866
78.5629 | 5.2702 | 2.3352
54.012 | 2.0227 | 35.9611
74.5272 | 3.5434 | 24.0517
66.2642 | 6.6514 | 16.1545
63.0303 | 6.2621 | 57.1408
64.233 | 2.3078 | 42.0244
74.8506 | 1.178 | 14.6985
64.874 | 6.5206 | 31.5111
95.3772 | 5.6057 | 54.7489
54.048 | 5.5859 | 8.0798
63.0445 | 7.9632 | 19.8543
83.2137 | 4.6296 | 36.4042
83.6453 | 4.6993 | 68.3794
57.0453 | 2.9022 | 27.4053
83.9538 | 6.8398 | 64.0219
66.6859 | 5.0981 | 1.8682
65.376 | 2.3983 | 8.9363
78.7871 | 7.93 | 9.9086
75.8232 | 3.4376 | 15.0989
62.2837 | 6.4249 | 55.7884
71.0852 | 2.226 | 62.8106
71.7746 | 9.0707 | 3.7561
76.5434 | 5.2904 | 1.7543
69.5047 | 4.4498 | 12.2624
88.9662 | -1.1777 | 48.7897
67.3511 | 3.9088 | 64.967
73.67 | 3.5624 | 22.9731
72.2719 | 5.6465 | 32.9651
60.5344 | 8.9261 | 10.156
70.8672 | 6.6425 | 64.0893
77.7928 | 6.4543 | 1.6773
56.8057 | 5.1859 | 0.010681
96.8523 | 7.9861 | 73.6553
79.6382 | 6.4772 | 20.2692
70.6107 | 7.5266 | 66.1558
78.2104 | 8.4154 | 35.8455
65.5266 | 3.8915 | 36.4962
74.1537 | 9.3322 | 42.8006
69.1204 | 4.4413 | 0.53531
72.7894 | 6.2521 | 71.6682
70.2372 | 3.9365 | 9.6394
91.261 | 3.7066 | 25.3853
65.626 | 2.9042 | 61.0338
63.439 | 4.8495 | 20.4233
69.1705 | 5.477 | 15.7884
69.9344 | 5.8705 | 58.604
76.9363 | 5.8081 | 65.8666
75.6305 | 5.3268 | 74.237
67.1872 | 4.6284 | 36.5333
51.6319 | 6.8544 | 46.8174
63.0571 | 1.5844 | 42.0395
81.7636 | 4.7615 | 18.0978
91.2862 | 8.4066 | 29.8123
86.9331 | 6.4879 | 27.0439
83.781 | 4.839 | 73.1667
54.6285 | 6.1121 | 18.7192
77.2588 | 7.2469 | 72.4835
74.2033 | 2.76 | 16.4484
80.1375 | 7.8828 | 43.89
70.733 | 2.4687 | 22.9126
60.0322 | 1.9676 | 18.3986
80.5417 | 3.6809 | 34.1675
54.5827 | 7.32 | 32.3975
52.461 | 4.9884 | 34.1413
73.7425 | 10.4468 | 12.0198
77.8773 | 5.9318 | 44.8434
67.5047 | 5.366 | 10.8931
78.0597 | 3.5056 | 16.6605
74.9188 | 2.908 | 44.6828
71.7337 | 7.9914 | 52.5023
79.6673 | 8.3283 | 5.1811
66.5701 | 0.81057 | 20.6374
54.1659 | 1.1085 | 20.687
56.472 | 4.287 | 6.3345
79.3607 | 3.428 | 70.4832
81.3617 | 5.2494 | 0.28076
66.0904 | 3.1624 | 9.3319
54.8928 | 6.3981 | 12.8606
67.9533 | 3.8999 | 19.2457
63.2605 | 7.3957 | 51.2474
79.9151 | 6.9879 | 24.4778
77.8964 | 4.6561 | 38.0722
43.7717 | 4.3562 | 16.0276
85.8701 | 2.7702 | 55.4372
86.725 | 5.023 | 15.0227
73.254 | 4.1831 | 31.3641
71.7395 | 6.8454 | 40.258
67.0394 | 5.2457 | 23.6836
77.6669 | 6.3996 | 59.8144
71.8254 | 5.7301 | 26.2739
59.2486 | 2.1341 | 39.277
74.1832 | 5.7514 | 19.0972
82.2584 | 4.7687 | 70.3892
68.6012 | 3.4397 | 34.5144
72.4929 | 6.7951 | 32.642
64.1493 | 6.6243 | 9.5308
74.0666 | 6.1602 | 40.9997
60.5289 | 6.6827 | 44.1511
65.433 | 6.7318 | 37.6116
69.4513 | 3.7011 | 15.9919
64.6289 | 7.0487 | 40.4096
72.5737 | 7.161 | 44.221
78.9232 | 1.8946 | 36.6775
74.2296 | 1.5441 | 19.4815
52.7543 | 6.5426 | 43.4991
50.0578 | 5.3827 | 20.9013
45.8501 | 5.652 | 2.9687
77.578 | 5.0923 | 45.5769
81.8805 | 4.7055 | 15.9348
66.0839 | 7.0587 | 40.76
79.4815 | 1.5997 | 28.3199
82.6135 | 5.9251 | 80.662
53.8066 | 3.0044 | 8.4056
63.5893 | 9.2645 | 32.9753
71.4334 | 5.0408 | 30.0135
70.2463 | 1.663 | 54.6771
79.0529 | 4.8653 | 51.6229
66.0285 | 5.6039 | 44.6744
89.2608 | 6.7436 | 86.5333
59.4995 | 9.6619 | 11.0819
69.3079 | 7.0371 | 16.1925
66.8315 | 5.2084 | 3.3098
84.7263 | 6.0247 | 43.4145
59.4832 | 8.8805 | 50.7685
38.7635 | 3.7014 | 36.4279
71.0855 | 2.8281 | 16.9753
75.9106 | 6.4945 | 71.1904
52.1788 | 5.9848 | 16.0075
65.4042 | 4.8367 | 28.2128
81.1394 | 2.2343 | 49.953
78.5011 | 7.4961 | 75.8964
61.7189 | 8.2037 | 43.9018
71.7136 | 7.062 | 16.9764
69.3565 | 2.7945 | 9.0064
62.9124 | 5.5046 | 62.4325
62.6892 | 4.3295 | 40.8563
60.6455 | 5.3419 | 22.7782
67.5867 | 7.9138 | 21.8963
65.6554 | 3.83 | 43.9431
74.6869 | 5.934 | 7.6445
73.6343 | 4.3602 | 58.7511
84.992 | 5.0045 | 72.1664
64.7096 | 6.1976 | 54.9917
72.9837 | 5.3361 | 20.3988
66.6373 | 2.3294 | 51.0713
49.2707 | 5.9856 | 8.8679
54.9546 | 7.4289 | 7.1925
63.3679 | 7.5591 | 9.749
83.5281 | 3.5176 | 59.4109
82.6846 | 4.0783 | 64.5118
80.341 | 11.124 | 54.9502
89.8144 | 4.2067 | 47.8841
50.9972 | 5.8193 | 17.068
67.9395 | 5.5747 | 43.3539
65.6748 | 4.1825 | 37.0561
77.4081 | 3.5056 | 12.3481
69.1708 | 5.1365 | 38.6319
56.1767 | 2.3273 | 9.0922
50.3497 | 5.6204 | 16.0685
71.2292 | 6.9072 | 37.7873
77.4882 | 6.0239 | 37.1573
61.8619 | 2.2724 | 23.3518
72.5104 | 6.5261 | 55.7723
83.4913 | 5.5684 | 35.2259
52.4594 | 2.2221 | 36.8333
82.2967 | 6.2475 | 18.4744
74.5737 | 4.8508 | 4.3705
68.6628 | 4.1635 | 64.4199
62.5089 | 6.8504 | 46.2595
76.3584 | 4.9365 | 53.4658
74.3079 | 4.1779 | 40.4533
85.6832 | 3.1825 | 62.2028
76.0279 | 5.7632 | 24.343
82.0396 | 4.8941 | 66.0191
56.3302 | 5.6529 | 46.0696
83.826 | 9.2828 | 48.725
84.1549 | 4.4796 | 28.7408
83.297 | 4.8127 | 46.5123
92.0744 | 4.6061 | 8.5938
59.9171 | 4.2101 | 38.583
62.1282 | 5.5778 | 37.8163
69.034 | 2.7271 | 43.5837
69.3457 | 5.2526 | 4.4537
56.3222 | 7.6911 | 27.74
76.2352 | 3.2246 | 62.5287
64.9914 | 4.6527 | 29.3259
76.0804 | 4.928 | 41.5089
62.645 | 4.4597 | 51.8285
65.2927 | 3.6368 | 40.1762
81.4664 | 7.348 | 52.9201
75.768 | 1.8114 | 52.5456
81.2588 | 1.3388 | 49.0858
72.2162 | 3.4562 | 17.5449
72.7813 | 6.333 | 53.2462
92.2508 | -0.20106 | 53.3825
78.5408 | 4.0998 | 61.6021
79.4458 | 2.7898 | 53.8131
69.5018 | 6.7366 | 61.5964
66.6965 | 4.9386 | 22.5292
65.5053 | 7.813 | 28.6393
71.1238 | 3.9971 | 46.7291
92.6268 | 7.284 | 46.3784
78.2567 | 6.9036 | 35.9076
85.4263 | 7.3482 | 27.065
62.4211 | 4.3363 | 18.4398
85.65 | 6.1321 | 61.9869
83.388 | 3.0005 | 32.7261
79.7223 | 6.0632 | 36.5854
84.56 | 4.6056 | 17.6301
89.6721 | 7.656 | 56.7488
53.1608 | 4.669 | 24.9887
59.6033 | 4.7136 | 39.2997
67.6877 | 5.1255 | 16.2431
72.6824 | 4.8447 | 62.1766
73.1256 | 5.631 | 44.8077
87.9725 | 4.2414 | 84.5029
59.5964 | 7.1999 | 2.5139
64.5787 | 6.693 | 56.3012
56.8144 | 5.6158 | 8.8344
80.4834 | 8.7004 | 52.8565
52.0604 | 3.7141 | 32.7037
72.741 | 2.6792 | 24.3332
63.8746 | 5.7586 | 36.0988
71.3244 | 7.7716 | 17.5779
49.6916 | 5.7655 | 43.8438
78.6047 | 7.5442 | 50.53
67.6318 | 3.5106 | 7.4294
82.5961 | 4.7754 | 30.2918
55.0351 | 5.4911 | 51.4797
53.7379 | 2.8987 | 19.0634
66.8013 | 3.6554 | 17.0139
86.872 | 7.2759 | 57.0816
72.3628 | 2.9922 | 17.9966
85.1217 | 3.0288 | 5.5607
69.0389 | 9.217 | 3.2619
60.1019 | 3.9036 | 27.9515
55.8691 | 6.5209 | 50.9202
72.0931 | 8.0045 | 46.1232
64.7202 | 2.8546 | 14.5322
68.3249 | 1.5337 | 44.0321
70.6256 | 5.2856 | 36.3296
60.7941 | 5.5479 | 14.3482
70.5572 | 4.8446 | 30.7539
60.6196 | 1.3993 | 45.5769
67.8067 | 2.069 | 44.3773
71.2416 | 3.5175 | 49.0271
67.3453 | 3.5836 | 48.73
90.5294 | 7.0487 | 15.2075
74.557 | 7.8836 | 22.2763
67.7079 | 4.9265 | 14.7277
72.3742 | 7.9312 | 2.0636
82.4008 | 2.9729 | 26.4346
69.8727 | 9.0488 | 12.8696
71.1944 | 1.3918 | 31.9723
83.9715 | 5.818 | 79.3417
65.8362 | 4.3201 | 53.5704
77.0184 | 0.80084 | 57.9899
71.4711 | 5.8138 | 60.4402
79.1486 | 7.1278 | 75.6949
74.3692 | 2.816 | 52.0395
66.5028 | 5.0869 | 30.009
58.196 | 3.8298 | 16.5486
53.1057 | 4.0355 | 23.7964
72.5634 | 6.312 | 17.0418
64.4743 | 5.2842 | 31.6787
57.1879 | 3.5869 | 56.7916
52.9448 | 7.1718 | 32.4379
91.3761 | 1.2306 | 36.7579
76.316 | 4.5703 | 22.4669
74.2517 | 3.4197 | 70.0351
61.8911 | 3.4725 | 0.46807
58.2482 | 6.9713 | 6.2184
91.3715 | 5.9289 | 23.5095
78.0368 | 1.9246 | 0.84815
72.5666 | 5.3758 | 51.0787
85.1901 | 4.777 | 43.1734
41.9022 | 6.3686 | 38.9186
67.9449 | 5.1481 | 30.1745
68.5738 | 0.65935 | 5.5082
57.6283 | 5.1984 | 30.0763
78.6288 | 5.8845 | 67.5964
90.5218 | 4.4812 | 19.8304
67.3622 | 8.2839 | 61.8172
73.9281 | 4.7029 | 49.7334
69.6099 | 5.7916 | 8.4626
74.2071 | 5.0624 | 12.9697
67.919 | 4.3165 | 49.1882
74.5429 | 3.1524 | 58.1406
70.492 | 6.9379 | 51.3748
60.7258 | 4.1821 | 24.7476
64.7649 | 1.8096 | 25.4845
70.2925 | 5.9817 | 43.8495
75.3964 | 9.6131 | 71.923
58.1579 | 2.3819 | 24.5189
72.3605 | 7.6148 | 52.0447
71.0603 | 6.6043 | 8.1989
85.2739 | 5.7979 | 37.8394
73.3278 | 1.4291 | 0.44365
76.2168 | -0.5184 | 63.1307
71.1374 | 2.876 | 26.7659
59.1027 | 3.8543 | 28.0909
67.4094 | 5.3182 | 58.6367
88.6165 | 2.03 | 7.2046
67.9747 | 4.9019 | 67.2342

## old_load
51.1339 | 31.9365 | 33.7725
51.6154 | 27.9077 | 23.0858
51.7534 | 24.1392 | 18.7937
43.8477 | 19.5372 | 8.8137
38.7734 | 36.8719 | 4.6067
55.9204 | 31.201 | 20.3668
53.6418 | 23.2658 | 30.8538
52.8957 | 32.3874 | 13.7785
55.4047 | 36.1937 | 13.3711
44.0269 | 40.7123 | 29.6431
71.6345 | 38.002 | 41.4235
51.1884 | 24.3711 | 42.8079
60.1858 | 29.0204 | 34.8019
46.815 | 34.8879 | 4.9659
51.8646 | 33.5669 | 33.5372
64.664 | 24.3955 | 3.5051
37.0372 | 34.4876 | 0.89435
43.9321 | 16.8186 | 8.9346
56.7087 | 29.0685 | 42.0887
24.1327 | 37.7137 | 11.2472
37.4282 | 41.5683 | 25.1541
39.8782 | 41.2193 | 1.921
41.3378 | 22.321 | 22.4925
15.0795 | 18.3265 | 7.137
54.3331 | 27.1447 | 35.1614
67.8714 | 21.2057 | 45.8357
47.2409 | 26.6372 | 24.8564
62.2204 | 21.589 | 54.0227
61.0783 | 32.9643 | 48.1479
47.2258 | 29.7281 | 18.2815
59.9702 | 38.4149 | 30.6836
37.3356 | 24.7512 | 18.1284
43.2769 | 29.4038 | 14.6898
44.3809 | 33.7676 | 27.8663
54.0002 | 31.4781 | 45.3307
43.1434 | 35.8199 | 19.4071
38.8826 | 24.7443 | 1.255
57.1966 | 21.1768 | 24.4491
43.0704 | 16.7415 | 25.964
40.5713 | 37.707 | 27.37
43.307 | 19.6756 | 37.988
61.543 | 19.4741 | 42.6989
42.9143 | 28.0205 | 5.6317
39.3871 | 18.4379 | 23.488
46.1767 | 28.5593 | 18.8764
51.2506 | 49.2853 | 2.4084
51.7078 | 18.4577 | 18.3919
38.0102 | 51.1778 | 0.97209
51.7648 | 51.1898 | 19.4811
55.1557 | 28.64 | 27.8402
62.5897 | 34.8685 | 13.7587
63.7165 | 28.8885 | 1.5364
48.8656 | 33.8436 | 24.1186
34.1127 | 34.0255 | 2.7569
43.2723 | 22.6214 | 25.0826
50.1606 | 16.3351 | 28.0547
52.9039 | 26.3903 | 42.628
53.6425 | 33.0814 | 26.963
49.0585 | 23.475 | 25.0027
48.8067 | 26.9795 | 39.1132
41.9656 | 21.0362 | 30.2811
64.6324 | 23.6739 | 17.9096
60.5594 | 34.565 | 21.6844
41.996 | 6.2342 | 30.2388
45.0979 | 15.95 | 25.8429
42.4232 | 35.3784 | 6.8974
43.6371 | 44.2049 | 6.6196
30.7206 | 19.9969 | 19.4848
49.1128 | 21.3259 | 33.6551
53.2305 | 21.5085 | 7.9498
44.3781 | 18.5562 | 9.2809
46.0413 | 24.7025 | 13.9767
60.6189 | 33.0964 | 45.0358
50.0038 | 19.5532 | 2.2616
47.549 | 8.1494 | 17.5033
59.0722 | 34.8359 | 14.1326
46.6647 | 10.0776 | 24.2987
44.6924 | 27.421 | 28.6062
40.776 | 49.3588 | 7.0693
56.3545 | 39.7315 | 32.0935
51.9853 | 30.28 | 27.0023
58.0654 | 41.3969 | 17.9339
44.8949 | 24.4072 | 26.8382
64.0797 | 34.0168 | 15.6563
42.597 | 33.1791 | 23.5229
42.0145 | 35.567 | 11.4759
48.2069 | 30.3689 | 9.2496
51.7075 | 9.3558 | 40.3607
61.8138 | 49.4284 | 37.1945
42.322 | 12.6144 | 21.1968
36.0815 | 39.4817 | 15.6682
53.1284 | 36.0905 | 27.2432
50.8713 | 40.4519 | 33.6027
38.9526 | 34.3049 | 11.302
64.2635 | 30.6617 | 45.1957
57.8103 | 23.3175 | 41.3657
46.1433 | 37.9022 | 7.384
64.8366 | 21.4425 | 55.9431
45.3821 | 44.353 | 15.3727
45.4646 | 23.4569 | 30.1916
55.5463 | 15.5533 | 0.48381
45.3882 | 28.0023 | 9.7654
67.5661 | 36.2165 | 36.5448
63.0653 | 43.1207 | 3.0773
40.4143 | 31.4626 | 0.5304
44.3148 | 22.2072 | 38.3795
52.3348 | 34.5228 | 9.5463
45.0898 | 44.5299 | 31.3249
54.3875 | 31.3413 | 21.4317
51.9204 | 22.7241 | 44.1807
55.6217 | 34.7254 | 8.8429
41.9027 | 26.1535 | 8.3749
44.1861 | 24.2869 | 8.1171
48.4848 | 43.0589 | 26.0685
44.6598 | 28.6982 | 23.2019
59.0657 | 27.3589 | 28.3513
41.3231 | 10.0317 | 29.3447
44.9241 | 27.8272 | 39.5334
42.37 | 11.0413 | 40.0988
50.7079 | 44.1196 | 1.1949
54.4861 | 32.7157 | 14.4832
55.067 | 23.3759 | 35.3248
45.8904 | 18.3942 | 15.1064
59.5805 | 34.7902 | 35.4336
41.2377 | 22.5709 | 37.3176
55.6025 | 27.9695 | 2.4404
51.9987 | 20.8098 | 8.5462
55.4063 | 34.8237 | 26.3033
58.3839 | 28.5491 | 21.8427
49.3065 | 24.4715 | 28.1231
52.807 | 14.4226 | 36.1858
42.0569 | 40.0964 | 22.7058
38.0279 | 32.7589 | 14.0141
65.2562 | 24.4213 | 43.9027
38.6549 | 33.8856 | 30.4343
54.4746 | 42.7319 | 12.7051
50.0644 | 17.0576 | 22.2372
53.9881 | 45.805 | 32.2757
43.59 | 16.7259 | 26.1813
77.8026 | 42.9657 | 29.3298
39.5597 | 16.759 | 0.77966
50.5031 | 24.892 | 35.4169
61.5435 | 36.4051 | 29.044
32.5331 | 29.158 | 10.1074
53.4329 | 37.0929 | 7.2328
75.544 | 36.179 | 0.44733
45.7363 | 13.1139 | 7.802
45.6208 | 32.7166 | 23.2452
69.2588 | 18.0751 | 43.3089
51.1803 | 34.5219 | 18.4608
45.4332 | 43.9361 | 28.4033
60.5775 | 49.4997 | 27.9352
57.7764 | 34.9739 | 34.7229
24.2683 | 22.0439 | 16.1159
39.5251 | 24.5818 | 32.1772
62.901 | 36.2315 | 47.8197
68.7346 | 26.6469 | 14.5143
47.7545 | 34.4617 | 31.4345
41.2481 | 34.4582 | 23.2839
40.5158 | 32.7044 | 1.7737
46.515 | 15.3754 | 2.4405
48.4904 | 30.5722 | 8.7996
47.7777 | 42.4611 | 30.8037
55.7449 | 35.4919 | 8.5327
44.2882 | 33.8615 | 0.51027
35.6856 | 34.5276 | 14.6191
51.6745 | 21.5153 | 7.1914
73.2372 | 24.5348 | 9.5349
34.9292 | 32.3285 | 9.0695
35.5743 | 27.4015 | 5.3584
43.4742 | 35.6994 | 6.808
43.98 | 36.6972 | 33.9591
70.4207 | 36.9927 | 16.8582
57.8184 | 27.5183 | 44.0438
50.4026 | 4.0363 | 10.5425
45.976 | 28.2863 | 2.6645
46.4749 | 29.3143 | 8.4591
52.2648 | 37.8399 | 6.8392
37.6296 | 21.3883 | 34.3942
62.2893 | 34.2755 | 48.3198
41.3105 | 57.8193 | 1.107
45.5943 | 2.7133 | 11.1706
54.8345 | 23.4268 | 45.0491
69.4034 | 25.2818 | 9.6296
52.3095 | 27.7124 | 0.93205
42.169 | 28.2136 | 17.952
42.9001 | 38.0876 | 20.7264
56.6592 | 26.462 | 45.7361
48.0192 | 15.0742 | 11.3131
50.5384 | 39.1776 | 28.1108
38.7768 | 37.4705 | 5.8508
37.7718 | 42.4746 | 7.3425
69.8312 | 54.2921 | 35.6071
49.9275 | 34.5248 | 27.8795
44.0987 | 11.6882 | 14.4469
46.9684 | 36.9626 | 1.6647
64.576 | 24.3873 | 11.2252
36.5136 | 16.4742 | 34.8023
71.3199 | 35.292 | 27.8464
73.5931 | 16.2719 | 39.2545
64.9649 | 27.1306 | 18.6347
45.3033 | 28.2204 | 17.6996
53.4056 | 13.8548 | 0.30612
39.4908 | 31.2897 | 25.5558
53.6212 | 32.0251 | 26.1774
42.6764 | 35.2754 | 26.667
43.1011 | 22.8128 | 2.5985
70.924 | 27.1379 | 17.7346
24.4524 | 24.586 | 16.7182
60.139 | 31.0761 | 2.9699
57.1296 | 46.113 | 23.5883
56.8936 | 28.1129 | 49.7339
46.1756 | 21.5146 | 22.2067
65.2998 | 29.9306 | 23.5017
55.9106 | 28.6131 | 28.5478
63.9934 | 23.8464 | 49.3074
57.3784 | 17.656 | 46.5341
40.9744 | 17.6509 | 30.8507
54.7181 | 32.4051 | 24.3802
44.5034 | 28.1885 | 19.047
42.5745 | 32.0065 | 20.3592
56.6791 | 8.3713 | 36.0642
59.2653 | 28.0064 | 7.54
65.487 | 19.7652 | 51.5031
40.4998 | 31.9482 | 6.5015
41.2808 | 33.3294 | 7.015
61.7717 | 28.4017 | 46.1922
53.7808 | 19.1254 | 20.9072
67.337 | 43.9743 | 35.3027
64.7871 | 43.9755 | 13.8777
46.7684 | 39.9888 | 3.1278
45.3395 | 36.6116 | 26.0723
49.4173 | 21.4361 | 28.6403
52.2492 | 33.1287 | 30.9078
51.7819 | 26.9718 | 15.7979
41.3357 | 38.8462 | 29.9834
46.6681 | 42.5115 | 13.011
60.8847 | 21.3214 | 21.209
59.3671 | 25.5679 | 29.2733
35.9191 | 32.0106 | 9.5806
48.5179 | 26.1327 | 25.2871
44.7582 | 33.237 | 35.6912
47.8901 | 30.2657 | 18.5379
50.4142 | 36.6818 | 4.2596
46.4154 | 22.6352 | 32.8463
60.5538 | 33.0618 | 16.2806
49.5255 | 36.6811 | 2.7296
51.2188 | 33.078 | 20.5784
65.1633 | 38.0747 | 10.4976
28.8669 | 29.1232 | 4.5797
47.7496 | 37.2507 | 21.1253
51.1362 | 27.5125 | 29.634
32.3335 | 27.9644 | 6.9122
41.8254 | 14.8004 | 31.6952
50.4464 | 34.0988 | 35.8592
44.9728 | 31.2081 | 12.6328
38.0305 | 11.2793 | 33.5775
56.7451 | 27.4609 | 2.3641
55.2742 | 29.8942 | 9.8201
54.6487 | 25.0101 | 15.8925
58.8005 | 25.4668 | 21.4071
47.1997 | 39.7156 | 10.6741
56.4953 | 33.25 | 25.2623
48.3522 | 40.241 | 8.9084
49.0414 | 13.846 | 7.2439
43.4139 | 20.6875 | 3.5548
53.5303 | 47.893 | 26.7257
39.4477 | 2.9058 | 10.2597
35.8438 | 29.146 | 0.84032
41.4927 | 25.9374 | 25.0749
45.842 | 26.4926 | 27.7062
45.3591 | 31.8246 | 16.8397
41.4737 | 27.4523 | 31.5787
75.0623 | 15.709 | 44.8629
59.062 | 46.9204 | 4.8263
40.5758 | 24.2754 | 33.2773
42.4469 | 32.3513 | 23.1676
54.7605 | 21.2145 | 40.1621
44.9673 | 24.6011 | 35.2749
47.2392 | 50.2825 | 12.4826
37.5375 | 41.9471 | 6.5656
45.6088 | 35.8875 | 30.428
54.9957 | 21.7028 | 29.8358
52.143 | 20.1034 | 3.8661
54.7495 | 13.3302 | 34.4014
66.4938 | 37.8284 | 23.8269
49.9471 | 26.4082 | 15.6563
47.6785 | 28.9982 | 20.7376
43.2149 | 19.1284 | 32.7067
56.3233 | 35.1367 | 11.7267
44.8249 | 20.2712 | 9.0585
49.9673 | 43.6982 | 35.535
59.7058 | 39.3178 | 15.5125
40.0927 | 35.0839 | 24.9086
39.8539 | 32.0033 | 1.6255
51.9852 | 31.5449 | 43.8733
67.6448 | 12.2572 | 58.9297
52.6982 | 46.0375 | 36.5779
48.2258 | 31.1822 | 6.2892
47.1659 | 28.8194 | 16.2337
64.4538 | 26.6688 | 55.618
48.3862 | 17.3572 | 30.0006
68.2152 | 14.9474 | 39.8095
41.9949 | 23.0579 | 26.5056
34.9453 | 27.1247 | 16.3292
50.7438 | 41.7098 | 20.6899
57.5171 | 29.6168 | 47.3056
48.999 | 35.3038 | 34.6734
59.8113 | 29.6182 | 34.8556
44.0485 | 48.534 | 24.8722
60.4589 | 28.3837 | 4.2438
71.12 | 8.186 | 45.7196
32.9948 | 27.4217 | 15.1177
39.5072 | 27.5981 | 7.1721
50.9029 | 39.3732 | 20.7935
36.3997 | 34.5133 | 18.3193
50.6922 | 28.4927 | 44.0296
55.116 | 24.8767 | 39.9941
39.2679 | 33.7195 | 13.5838
58.4119 | 10.61 | 30.6393
42.1053 | 14.1157 | 38.9476
53.7956 | 17.3815 | 21.7162
49.8367 | 42.1279 | 14.5002
63.463 | 26.9219 | 24.8993
64.7836 | 25.2277 | 53.0928
65.9708 | 37.911 | 29.9054
57.7263 | 32.84 | 33.0745
50.9295 | 33.4875 | 30.9607
62.5538 | 37.8206 | 47.7346
53.49 | 31.3603 | 24.7653
67.7017 | 25.5638 | 28.6154
43.1489 | 32.4767 | 22.545
46.8983 | 24.0223 | 12.314
32.9034 | 25.7289 | 1.3406
67.679 | 27.1195 | 3.8358
49.6755 | 29.296 | 16.5251
39.2002 | 22.6542 | 18.5334
60.6208 | 47.9755 | 22.8882
52.2345 | 41.8444 | 13.999
40.3983 | 30.2436 | 11.637
35.6975 | 23.6369 | 4.6333
76.1535 | 22.9825 | 64.42
50.6779 | 27.494 | 8.8286
47.6156 | -1.0986 | 41.457
51.3018 | 27.2747 | 2.8074
42.4995 | 31.9812 | 7.2481
35.0042 | 27.6216 | 27.2814
60.7277 | 38.6352 | 2.8916
53.6039 | 42.803 | 10.6431
41.5675 | 35.8307 | 16.7574
56.0923 | 28.6633 | 38.4244
47.4722 | 16.7244 | 12.8006
38.7325 | 33.0659 | 6.3412
63.7538 | 16.8369 | 36.7036
43.5318 | 20.1582 | 7.5596
44.1122 | 18.9033 | 13.0471
61.5666 | 46.7808 | 27.1564
40.1601 | 22.551 | 13.2714
47.2004 | 11.3638 | 8.9695
43.7934 | 16.8163 | 17.475
57.1352 | 34.1934 | 47.0131
45.4808 | 46.2805 | 4.746
54.6286 | 54.3402 | 29.8057
53.5076 | 59.0563 | 23.8472
58.3221 | 40.6833 | 12.5404
48.1985 | 35.6042 | 33.1551
46.96 | 22.2033 | 11.554
37.5181 | 19.1218 | 15.2472
59.1302 | 16.7105 | 10.3003
51.9689 | 26.5465 | 8.3778
45.7811 | 42.6637 | 0.44113
62.8726 | 27.8223 | 49.582
45.3801 | 42.6652 | 32.4583
51.3169 | 32.5963 | 40.0417
63.0351 | 25.4539 | 45.3502
37.0981 | 44.2715 | 0.15541
41.271 | 38.91 | 29.7196
59.3602 | 18.9277 | 18.3244
44.6345 | 19.5932 | 33.5561
66.2118 | 29.2891 | 44.3743
56.93 | 21.3611 | 39.0637
34.1485 | 15.5217 | 28.463
71.3818 | 39.4334 | 47.1669
48.6099 | 48.5879 | 14.4763
54.4885 | 20.8918 | 39.6444
33.082 | 35.6074 | 9.2393
58.4509 | 23.7665 | 52.69
66.3846 | 24.2083 | 43.5234
68.713 | 32.9851 | 0.61389
52.7425 | 13.3698 | 23.8538
51.333 | 39.7721 | 32.0924
52.3994 | 16.8849 | 3.8412
35.8272 | 28.4851 | 30.6286
54.417 | 18.0219 | 3.8871
47.0362 | 39.8967 | 4.0954
52.966 | 18.573 | 15.6063
33.7338 | 26.7185 | 21.2465
63.9913 | 31.7037 | 6.9161
64.5343 | 24.6472 | 36.5658
38.1924 | 46.1197 | 10.9711
39.5725 | 23.2211 | 36.1664
57.1095 | 42.4929 | 11.8372
50.3863 | 23.9272 | 10.8391
50.7343 | 29.5633 | 33.7882
30.2769 | 29.5244 | 5.2381
57.6524 | 32.3727 | 31.6478
43.5873 | 54.736 | 23.2892
51.824 | 33.183 | 4.884
64.2655 | 31.2398 | 1.7979
60.1736 | 33.4691 | 9.5041
48.467 | 15.1333 | 39.3066
63.7957 | 31.7126 | 19.2015
59.7121 | 23.683 | 29.2561
44.6763 | 25.3684 | 2.1992
58.6509 | 29.2814 | 10.1129
48.9261 | 34.5923 | 14.1066
54.3006 | 24.4776 | 17.9105
53.1718 | 33.6809 | 8.6855
50.3696 | 43.271 | 9.5631
49.0107 | 37.1341 | 27.1617
42.8133 | 33.864 | 9.5444
44.7307 | 46.2496 | 21.4307
60.2892 | 26.5221 | 32.0022
50.5603 | 35.2243 | 33.9885
55.799 | 25.4739 | 46.44
60.9565 | 38.5216 | 28.222
45.4145 | 19.0394 | 36.6595
58.3274 | 35.5069 | 11.7101
47.2255 | 27.7877 | 35.0575
48.1726 | 40.1734 | 0.99414
35.3921 | 25.9883 | 27.9398
42.8598 | 22.9585 | 12.1783
56.9349 | 25.0097 | 38.9917
45.0848 | 24.0816 | 34.905
41.9602 | 28.5635 | 7.6212
44.8974 | 39.4285 | 31.8915
55.4711 | 24.3774 | 7.0852
41.7892 | 40.2101 | 16.6614
60.3041 | 31.4741 | 36.2845
47.6192 | 36.3939 | 34.7173
77.6087 | 39.4462 | 56.9588
40.8087 | 16.7121 | 7.5389
52.7119 | 32.5402 | 5.5604
35.5138 | 39.0141 | 25.5463
60.2454 | 46.4169 | 30.6816
50.8111 | 32.7305 | 0.66053
37.9306 | 18.7078 | 11.185
46.0402 | 30.303 | 28.9707
38.5735 | 41.6492 | 1.8129
47.5026 | 42.5529 | 19.6354
63.2686 | 34.2777 | 31.3206
34.1464 | 20.8909 | 29.7489
58.5907 | 41.137 | 33.7763
42.5062 | 37.3024 | 4.9678
29.1535 | 18.4172 | 26.6414
49.052 | 35.188 | 19.3168
50.8306 | 25.2719 | 7.9819
33.9016 | 24.2853 | 0.21609
40.2808 | 31.8719 | 0.54206
57.5189 | 36.4826 | 23.4104
31.9212 | 46.3631 | 8.3531
61.8607 | 37.2358 | 47.4567
53.6483 | 37.2008 | 23.4476
41.6722 | 47.4648 | 7.4298
38.7165 | 14.5599 | 9.1479
45.902 | 32.6689 | 7.1369
59.5754 | 11.1422 | 41.5265
60.5475 | 35.0021 | 49.1521
57.4623 | 26.5867 | 46.6955
43.3528 | 22.5649 | 26.8808
58.312 | 19.962 | 20.2646
45.8037 | 38.7998 | 20.1186
55.4912 | 41.7723 | 9.4881
46.8271 | 19.9044 | 43.6255
44.9341 | 26.6893 | 8.1852
48.7843 | 36.7321 | 21.4787
55.202 | 26.4315 | 47.08
52.2189 | 35.7632 | 28.0115
45.5925 | 38.351 | 33.0132
42.3407 | 41.5037 | 11.1349
40.8829 | 23.2716 | 25.335
61.6822 | 52.1454 | 13.2605
40.1133 | 25.5374 | 33.5365
74.2874 | 46.6197 | 25.1661
44.8378 | 26.0676 | 7.5465
68.6624 | 32.1606 | 42.9437
45.1248 | 27.6446 | 18.9486
57.378 | 16.5411 | 20.4737
50.5303 | 48.8994 | 6.5072
63.4728 | 28.8212 | 49.9782
56.0819 | 23.8183 | 45.464
42.4199 | 19.3514 | 2.7619
57.1741 | 43.4112 | 16.9223
52.6505 | 31.6766 | 27.8839
53.6493 | 33.5653 | 33.4276
68.7497 | 43.0464 | 31.7102
64.2341 | 60.6599 | 9.1508
45.6927 | 36.0093 | 15.0415
57.6355 | 30.4665 | 47.3033
40.6967 | 21.6898 | 32.8757
45.3255 | 41.5732 | 27.7333
45.4768 | 31.5274 | 25.4736
73.2032 | 37.999 | 26.9272
35.7131 | 49.7165 | 17.3111
47.9791 | 28.3541 | 34.9103
45.098 | 38.0309 | 33.3632
35.6064 | 19.7438 | 29.7586
33.0155 | 50.0434 | 14.753
56.1149 | 30.3097 | 21.8761
51.2014 | 8.0482 | 44.3225
53.2015 | 8.3335 | 7.7043
55.8573 | 27.1552 | 48.5168
48.9866 | 31.2889 | 2.7255
53.2588 | 38.6703 | 20.4974
59.4178 | 39.1177 | 44.1776
31.9643 | 28.0702 | 26.917
54.2909 | 23.6155 | 11.8636
49.89 | 32.4306 | 6.9506
62.6919 | 33.2794 | 20.7856
47.3166 | 22.5812 | 39.3132
47.4711 | 39.6078 | 24.6317
57.7821 | 23.8715 | 8.5556
57.4046 | 28.1132 | 7.1341
45.5116 | 42.1359 | 12.5801
38.4399 | 50.366 | 23.0374
60.654 | 31.2647 | 34.5821
57.2522 | 24.2169 | 34.0675
46.0245 | 37.96 | 17.978
56.1861 | 25.4603 | 16.8044
61.5728 | 51.5415 | 5.2339
42.2339 | 43.569 | 21.2252
58.3363 | 48.7539 | 14.801
74.3777 | 46.2319 | 34.8008
37.443 | 43.5546 | 15.2474
62.1745 | 19.0803 | 41.5699
48.4492 | 27.8136 | 18.3145
45.5901 | 30.6022 | 35.7017
46.0186 | 39.1653 | 6.2758
46.5997 | 35.9189 | 12.3023
53.3902 | 18.1708 | 45.8996
43.6405 | 39.9011 | 9.9774
33.4695 | 29.9938 | 22.3653
47.3782 | 31.7954 | 4.8321
40.5704 | 29.7289 | 11.8716
48.8476 | 1.1629 | 12.9649
48.6223 | 32.0179 | 30.5069
45.2616 | 21.3961 | 5.1043
68.7568 | 24.5044 | 27.19
52.6175 | 23.1509 | 42.3606
52.3449 | 32.3763 | 41.6892
57.6732 | 41.2178 | 16.6391
48.9585 | 29.2663 | 17.4905
51.1048 | 28.8011 | 17.2457
45.105 | 31.864 | 23.9746
51.9537 | 31.8376 | 17.5816
45.9452 | 32.6318 | 34.2307
49.4427 | 40.7742 | 33.0086
50.5388 | 48.3013 | 0.89423
38.125 | 22.4816 | 15.2384
48.8878 | 21.3899 | 17.3234
57.3116 | 33.2753 | 25.3657
54.9018 | 30.3639 | 7.3254
48.8238 | 26.3272 | 32.795
58.7685 | 13.6318 | 50.9392
45.7032 | 24.9199 | 13.9876
61.3521 | 24.0737 | 50.8194
35.993 | 41.8687 | 19.1437
52.1443 | 39.3657 | 26.9241
59.2517 | 31.6669 | 19.5771
62.0614 | 34.2721 | 11.2171
51.904 | 34.4881 | 33.5174
50.4179 | 38.3998 | 18.7243
51.407 | 37.8641 | 0.57341
40.1828 | 23.6036 | 31.1232
42.1883 | 5.6462 | 41.0095
57.8863 | 34.1961 | 0.56937
49.2341 | 21.7062 | 44.7036
36.7771 | 30.8106 | 23.3032
41.0383 | 19.2134 | 33.4741
61.6323 | 36.0125 | 11.7793
48.7262 | 27.4334 | 36.6415
30.2959 | 22.2325 | 17.8452
35.3893 | 16.673 | 14.5983
44.5122 | 47.0956 | 3.6155
38.2167 | 42.849 | 14.0046
48.5917 | 42.8312 | 28.4789
38.1287 | 38.2616 | 15.2858
61.5668 | 45.1017 | 3.8119
36.9912 | 32.8617 | 10.9901
53.3529 | 28.9342 | 19.4553
42.8411 | 26.8092 | 4.232
69.4215 | 38.619 | 52.3295
43.8011 | 3.8047 | 37.5395
51.9801 | 26.41 | 18.0701
47.285 | 31.05 | 19.3202
33.9695 | 11.6539 | 7.4245
58.7954 | 25.692 | 8.8004
51.7861 | 19.5887 | 13.6376
41.0361 | 14.7426 | 32.2865
49.5816 | 22.3954 | 12.8659
45.3415 | 13.1268 | 16.474
59.937 | 41.9605 | 32.4915
59.0469 | 47.5189 | 21.394
40.4718 | 18.7005 | 15.3567
44.7665 | 44.7278 | 27.1472
51.3961 | 24.2661 | 12.4615
47.5356 | 19.5842 | 23.7494
52.7479 | 23.7084 | 11.7481
64.67 | 44.6359 | 38.5325
38.8967 | 22.035 | 12.8307
29.1254 | 26.8645 | 5.9331
44.0146 | 25.261 | 5.0055
46.5451 | 53.7097 | 15.9822
65.6141 | 34.2946 | 0.11866
48.9871 | 18.4018 | 34.8036
46.8555 | 55.5053 | 6.4709
46.5172 | 25.5051 | 38.0411
46.662 | 29.5668 | 16.5564
64.6052 | 33.3329 | 11.5863
54.352 | 26.4236 | 12.0799
58.567 | 32.5637 | 13.5204
34.7613 | 15.8546 | 25.3516
70.3579 | 35.639 | 5.8779
29.1886 | 14.144 | 17.9132
47.2533 | 18.1492 | 40.8157
39.001 | 40.4652 | 23.2621
55.7268 | 33.9963 | 18.4453
44.5679 | 41.9044 | 27.8271
50.3937 | 21.0868 | 2.5332
52.5131 | 35.1565 | 6.7353
35.379 | 34.0542 | 21.4589
39.413 | 28.7633 | 3.5049
26.2683 | 27.5429 | 15.481
46.1941 | 31.2176 | 5.4168
55.5229 | 26.8988 | 19.4596
38.5793 | 30.2476 | 31.085
60.8935 | 34.3585 | 16.9741
32.3401 | 30.7085 | 15.909
49.4063 | 27.5121 | 38.8431
50.4778 | 29.2812 | 13.4912
51.8077 | 37.1296 | 26.0285
49.4496 | 27.7655 | 38.577
56.9822 | 39.7956 | 6.5469
70.1964 | 17.5965 | 40.7659
39.7227 | 34.3565 | 10.9603
47.3364 | 17.0002 | 9.241
55.7687 | 27.1188 | 3.4968
55.3251 | 16.0427 | 10.1266
49.4045 | 27.2455 | 40.8379
40.7824 | 29.2929 | 35.0606
67.3883 | 4.5977 | 35.5953
47.8621 | 36.51 | 26.0254
67.5151 | 42.6318 | 29.8441
48.7236 | 22.1857 | 24.7455
48.6722 | 49.863 | 0.48911
53.2475 | 30.3995 | 25.011
65.2012 | 25.9389 | 22.6076
43.5952 | 40.7233 | 4.4087
57.9352 | 25.8916 | 11.6993
56.6915 | 42.3489 | 41.1354
70.0842 | 30.6298 | 1.3642
30.4367 | 33.0054 | 20.6282
45.9826 | 27.285 | 37.6839
55.1355 | 26.8319 | 3.8419
44.1956 | 31.813 | 14.648
30.576 | 24.3969 | 7.2192
49.3575 | 27.7599 | 15.5849
54.2604 | 21.076 | 17.2506
62.9144 | 34.0564 | 0.62078
52.0994 | 28.5701 | 45.1858
46.052 | 35.8728 | 12.771
47.1107 | 12.9762 | 25.4954
59.1828 | 29.8485 | 32.301
47.0308 | 30.5178 | 29.457
49.6176 | 47.2619 | 0.85473
44.7475 | 18.0377 | 12.8879
53.9183 | 28.4261 | 8.2297
64.183 | 41.063 | 24.6267
47.9674 | 36.7185 | 10.6745
65.3472 | 36.2598 | 4.4298
52.6469 | 2.1677 | 31.0615
50.8709 | 43.5297 | 34.3754
69.8368 | 15.5134 | 14.9243
53.1726 | 17.7982 | 11.8626
45.1525 | 48.5665 | 24.2507
54.6685 | 27.4886 | 34.8826
42.2122 | 41.4829 | 23.0286
44.6798 | 38.6638 | 30.1658
64.1815 | 32.8116 | 28.2123
36.8662 | 23.6594 | 3.2531
45.6969 | 31.0562 | 27.9817
43.3294 | 47.8183 | 5.0942
67.9603 | 23.8874 | 15.8671
38.5304 | 35.8848 | 17.624
59.7279 | 47.734 | 5.1998
67.7764 | 24.3264 | 18.8791
55.5922 | 18.7195 | 9.9843
73.0225 | 31.5805 | 46.7432
47.5854 | 36.1271 | 5.202
49.746 | 33.7377 | 38.0902
58.5077 | 33.6603 | 37.7899
61.0805 | 32.2455 | 23.6324
36.8856 | 25.709 | 12.4337
49.9553 | 32.8605 | 26.9806
50.5793 | 42.0555 | 14.9149
59.7464 | 14.4548 | 56.3889
70.386 | 23.1146 | 62.8749
61.3257 | 47.511 | 26.609
52.0972 | 17.8506 | 4.2623
59.7575 | 29.8353 | 7.648
52.5111 | 34.2343 | 26.7781
53.7105 | 42.3789 | 13.914
55.8461 | 29.0789 | 38.392
42.7485 | 21.9195 | 23.4634
53.1976 | 39.9484 | 39.2508
41.475 | 31.0345 | 30.5836
59.6764 | 33.0146 | 27.8093
44.2657 | 48.4271 | 6.5225
38.7439 | 28.2717 | 1.8384
53.3562 | 29.2516 | 36.4702
41.942 | 37.7629 | 3.3821
44.9115 | 32.1207 | 22.1289
61.0487 | 23.9703 | 7.2686
30.3581 | 22.8161 | 19.1963
40.4952 | 21.9779 | 26.5915
57.3661 | 24.3013 | 2.7029
49.7615 | 25.9854 | 0.45271
60.5858 | 24.1665 | 20.1932
58.1927 | 28.5346 | 23.0542
68.6584 | 34.0237 | 42.6341
34.7825 | 39.5103 | 0.24379
48.486 | 39.6014 | 16.2129
36.1179 | 38.0489 | 21.7608
50.4472 | 28.4348 | 40.3505
35.7533 | 18.0806 | 0.67686
50.4902 | 27.6057 | 37.2065
29.636 | 10.8389 | 9.5316
61.6294 | 44.6473 | 19.7231
61.1276 | 26.3894 | 11.3605
55.0024 | 12.5094 | 34.25
64.2745 | 47.388 | 11.832
54.1998 | 34.8848 | 11.4689
65.3028 | 18.8129 | 52.8636
41.0925 | 33.1203 | 9.5311
60.5917 | 18.2773 | 51.4147
26.9643 | 20.3224 | 19.7244
45.0426 | 33.2915 | 32.2251
27.2138 | 27.1423 | 15.8032
54.8615 | 45.3645 | 7.922
44.8674 | 36.2613 | 24.0939
62.0152 | 35.4051 | 33.6413
46.3075 | 12.5213 | 35.9675
30.7843 | 33.8017 | 18.4842
52.377 | 4.9392 | 34.8573
52.5595 | 12.7843 | 13.187
28.1611 | 26.9387 | 10.9645
43.2789 | 23.2867 | 11.0359
55.0435 | 21.4649 | 8.9287
61.9938 | 43.497 | 16.8372
56.3089 | 42.1338 | 30.8445
55.971 | 30.5711 | 48.17
45.7504 | 37.8877 | 4.1207
50.8141 | 23.3004 | 20.1683
59.6976 | 14.6536 | 42.8888
48.4854 | 36.443 | 18.7166
43.3375 | 21.3312 | 40.0452
46.6991 | 20.4545 | 26.4592
47.4754 | 34.7541 | 24.825
60.6099 | 27.9909 | 49.8689
60.2779 | 28.5284 | 36.3893
39.3536 | 24.3097 | 11.4525
41.768 | 30.4172 | 6.2049
73.0854 | 14.899 | 48.3047
47.7601 | 10.5201 | 39.5943
52.5221 | 24.0747 | 10.4801
42.4532 | 37.5963 | 22.4031
53.6859 | 6.8979 | 14.6774
36.6144 | 30.9318 | 26.2958
40.5503 | 19.3361 | 11.6045
41.7187 | 33.8068 | 26.0917
46.8913 | 15.0106 | 11.0965
56.3893 | 14.6359 | 16.9089
55.7055 | 34.709 | 15.2883
42.6713 | 29.9287 | 17.2842
54.5247 | 31.9569 | 17.6413
55.9851 | 25.857 | 32.0795
42.669 | 30.9977 | 18.1689
50.9125 | 21.975 | 12.7967
42.2604 | 16.4886 | 2.7951
47.0743 | 40.7618 | 12.9241
53.4196 | 21.9405 | 26.2336
57.7947 | 16.4737 | 41.9232
47.3903 | 32.6853 | 24.8478
54.1902 | 33.2475 | 36.3135
63.6272 | 27.3757 | 12.5481
42.9158 | 27.1088 | 3.0633
54.2289 | 22.848 | 26.3321
57.1981 | 23.7362 | 18.1658
57.9725 | 24.6523 | 45.485
60.1544 | 45.0174 | 4.1172

## 80_5_15_5
80.197 | 15.0194 | 43.3856
78.4389 | 12.3533 | 7.5174
81.982 | 20.9578 | 2.7675
78.0534 | 14.0503 | 50.5043
85.1253 | 9.2962 | 72.1986
87.9173 | 6.0958 | 66.2075
80.3146 | 15.4856 | 64.087
82.4648 | 15.275 | 75.694
74.0919 | 11.6958 | 46.4853
79.4409 | 25.4134 | 16.2745
80.3776 | 16.3228 | 76.7298
79.9395 | 20.745 | 36.1098
87.5165 | 14.1322 | 62.7693
75.0331 | 15.4223 | 59.5718
86.9235 | 13.6826 | 65.9801
79.4281 | 15.6612 | 44.757
77.1032 | 16.8811 | 6.9588
84.191 | 19.2796 | 74.481
78.9406 | 17.7511 | 67.5721
87.2372 | 16.645 | 48.2138
75.9274 | 10.2119 | 34.3695
74.27 | 12.6677 | 53.9095
82.783 | 12.1783 | 72.6063
81.0164 | 9.8135 | 71.0716
77.3278 | 17.9672 | 32.9243
78.1551 | 15.8046 | 32.4309
83.5441 | 18.4341 | 7.556
86.7243 | 11.1227 | 29.4739
79.2303 | 14.0919 | 72.8318
83.152 | 16.5448 | 51.5468
77.6163 | 5.9614 | 2.9364
88.2137 | 19.8355 | 68.276
80.8617 | 18.9332 | 61.4471
80.8721 | 18.2921 | 33.4868
79.1754 | 16.2095 | 39.585
83.6625 | 16.703 | 50.6113
88.2533 | 19.7061 | 3.2215
79.0464 | 18.8265 | 25.5077
83.7603 | 9.5053 | 40.7246
77.1693 | 14.112 | 38.2972
81.8652 | 13.5085 | 19.2125
82.1344 | 14.1496 | 76.3547
67.0875 | 17.9058 | 23.7397
79.327 | 7.6647 | 68.2495
89.2978 | 15.9628 | 64.449
86.8112 | 20.9449 | 13.7903
77.6302 | 19.5673 | 54.2653
82.3321 | 10.9063 | 26.9648
77.4875 | 14.9426 | 17.6655
77.2182 | 14.3974 | 50.8391
72.548 | 8.6224 | 31.9641
85.4316 | 17.1635 | 48.2314
85.8468 | 16.3514 | 34.2069
82.2226 | 18.9964 | 10.4379
77.2818 | 10.3763 | 56.5699
77.257 | 16.5854 | 8.2802
76.4982 | 10.0452 | 69.253
75.6265 | 18.2825 | 60.8159
79.5664 | 13.4071 | 27.006
75.5223 | 12.6844 | 51.2008
75.0554 | 13.2232 | 46.7483
79.0986 | 17.3418 | 36.3604
71.4203 | 11.582 | 59.8103
84.1226 | 14.6515 | 58.8988
80.9316 | 5.5547 | 73.3661
79.7068 | 13.5957 | 33.3279
79.0212 | 18.3662 | 50.2944
81.7417 | 5.9769 | 36.8664
82.7868 | 9.6372 | 53.2384
84.0458 | 21.3285 | 14.7817
80.9074 | 18.6269 | 3.6647
75.0906 | 10.2373 | 0.32962
83.9511 | 8.7306 | 77.9805
84.4282 | 19.9048 | 72.8825
81.2194 | 7.9596 | 63.6659
82.0049 | 13.3556 | 2.5428
81.9401 | 14.2282 | 32.3252
83.5576 | 19.7547 | 7.8673
82.8379 | 23.4967 | 52.7647
85.303 | 14.6298 | 8.6644
78.533 | 15.1615 | 3.457
80.1281 | 13.1076 | 37.9976
74.1956 | 20.5507 | 11.3898
80.227 | 14.0112 | 36.6706
75.5568 | 20.5631 | 36.4351
80.8779 | 11.6962 | 43.9459
70.0891 | 25.1169 | 26.2639
76.2107 | 6.0086 | 53.5302
79.8298 | 12.6136 | 56.9622
82.6617 | 12.9952 | 48.0271
78.2391 | 15.2767 | 41.7076
80.2239 | 21.1052 | 8.6387
78.2636 | 9.5533 | 39.7699
81.1273 | 24.3651 | 21.5052
93.7211 | 8.7669 | 14.6077
78.1823 | 17.3929 | 44.8717
84.5466 | 5.1922 | 22.9128
92.6245 | 21.6787 | 46.7479
74.7529 | 12.4764 | 28.5082
85.1847 | 16.8025 | 67.4101
84.3948 | 22.1499 | 70.6348
73.2045 | 18.7065 | 20.4382
79.6936 | 15.5401 | 57.2036
78.1013 | 15.6349 | 24.0534
81.3531 | 17.5015 | 0.38923
78.2129 | 16.8071 | 9.7043
67.4999 | 19.0382 | 0.097747
86.9501 | 9.4979 | 40.8642
78.6772 | 19.6096 | 18.2629
79.7081 | 11.7067 | 5.7211
83.9475 | 14.3009 | 72.0716
74.6982 | 19.5842 | 68.0184
75.3676 | 19.3755 | 4.29
79.5635 | 14.6355 | 10.4112
85.4358 | 20.0123 | 0.34772
81.3489 | 19.7318 | 63.0993
86.3363 | 10.3249 | 15.8291
90.1518 | 15.4343 | 54.1593
75.7523 | 18.7961 | 66.1608
81.7448 | 15.4358 | 66.1553
82.426 | 26.1206 | 61.0613
76.9227 | 10.6455 | 70.5458
79.8682 | 9.4198 | 58.4909
75.597 | 15.2377 | 3.1261
85.0333 | 15.1661 | 37.5832
83.992 | 15.3015 | 76.2595
78.3001 | 12.662 | 33.6157
81.4041 | 25.2266 | 63.8869
89.1547 | 10.6243 | 31.4919
80.9625 | 20.196 | 36.2275
69.2787 | 19.3611 | 49.6538
81.5557 | 19.9806 | 37.1214
73.2891 | 17.6196 | 14.2497
88.1324 | 10.5964 | 56.6114
75.1228 | 9.5363 | 33.5286
80.3733 | 15.893 | 10.9133
84.3215 | 18.8978 | 5.6639
80.3136 | 23.3266 | 32.391
86.9587 | 11.9924 | 80.3334
77.5809 | 11.2774 | 30.1918
82.0088 | 15.66 | 61.703
85.6652 | 15.1579 | 74.1345
72.0293 | 17.8049 | 28.6007
74.1348 | 18.2988 | 52.803
77.2976 | 17.8121 | 30.2674
72.8296 | 17.4692 | 49.6928
79.2184 | 21.5043 | 18.6922
76.0516 | 14.5466 | 62.9477
78.3274 | 10.7365 | 28.9297
69.4515 | 13.703 | 34.1775
79.8584 | 15.7906 | 62.5572
81.295 | 0.044534 | 17.1642
74.9824 | 4.1729 | 67.7251
76.5572 | 18.9717 | 0.34136
85.0074 | 11.7173 | 71.7892
66.5481 | 15.9205 | 24.8952
85.2734 | 14.6195 | 58.2855
87.8757 | 18.3652 | 34.8863
73.9822 | 21.7558 | 27.0306
85.9818 | 13.9496 | 49.4829
82.2258 | 17.5709 | 72.8339
78.6055 | 11.3609 | 33.4727
85.0519 | 7.4905 | 4.0643
80.1197 | 13.5265 | 27.1928
85.1142 | 14.7041 | 10.6774
87.3492 | 16.2444 | 10.2011
88.6727 | 10.5644 | 19.6578
79.3387 | 9.3139 | 50.7395
78.3094 | 19.6396 | 7.7544
82.8041 | 18.2023 | 76.5274
76.0139 | 20.9111 | 3.6611
88.9334 | 15.9259 | 14.5641
83.4454 | 22.8836 | 9.4764
86.3003 | 16.007 | 57.6466
71.53 | 9.3125 | 12.9239
87.244 | 25.3494 | 38.5369
82.972 | 7.6754 | 3.242
86.0618 | 21.9295 | 55.8967
71.6 | 14.1478 | 36.9936
86.5607 | 17.8319 | 80.9033
80.1434 | 19.0037 | 36.9844
73.9378 | 14.33 | 34.7444
76.0988 | 14.7107 | 63.2358
72.0194 | 14.792 | 38.5989
83.249 | 18.5397 | 72.2172
77.5171 | 16.1718 | 44.0614
84.5014 | 9.8962 | 37.6303
82.2907 | 23.0762 | 0.60876
82.2047 | 6.1117 | 46.4794
85.9574 | 8.5139 | 72.1172
87.046 | 19.3667 | 38.9417
76.1984 | 9.5644 | 50.1476
84.1044 | 16.5266 | 19.3718
70.4322 | 12.7614 | 17.9656
81.0049 | 15.9193 | 0.67393
84.4382 | 9.557 | 53.7335
74.7409 | 15.8499 | 39.1479
79.868 | 9.3181 | 34.5707
80.2572 | 17.7348 | 62.8545
78.7959 | 20.9507 | 24.6262
73.8175 | 12.8429 | 12.4715
74.2342 | 21.6643 | 27.6525
83.4707 | 22.3647 | 31.7471
81.517 | 18.5632 | 65.9896
76.5387 | 14.1448 | 53.6163
72.5328 | 20.1557 | 10.0124
84.302 | 15.8008 | 69.043
78.2406 | 15.3493 | 12.9914
82.8977 | 18.2528 | 53.7209
85.099 | 26.1418 | 20.5538
73.9866 | 11.9455 | 33.7979
85.4835 | 7.1743 | 34.872
76.1162 | 12.9042 | 0.25589
74.5525 | 20.547 | 4.1095
82.287 | 14.9566 | 69.5637
81.5362 | 14.6857 | 29.917
92.5368 | 14.5879 | 14.563
76.1384 | 6.023 | 52.558
86.5232 | 18.9767 | 45.3754
87.661 | 18.212 | 34.3364
79.4239 | 14.2918 | 21.1165
84.7322 | 19.3751 | 18.8965
82.1206 | 19.8716 | 47.5951
81.3693 | 12.4949 | 15.4231
72.4454 | 19.9655 | 28.1915
79.5428 | 20.2849 | 44.1495
80.0154 | 10.8332 | 72.7224
73.1701 | 22.9974 | 28.0154
86.7546 | 28.5288 | 58.0973
82.519 | 10.6851 | 2.5619
80.0141 | 12.1348 | 54.1494
85.6797 | 19.3803 | 60.7319
74.8526 | 19.7136 | 58.5665
82.0017 | 15.4016 | 29.4522
76.5479 | 17.0344 | 13.7367
80.8846 | 13.1119 | 70.7922
85.6425 | 12.9185 | 57.3399
79.6692 | 11.7793 | 10.4104
74.2479 | 17.4327 | 13.3959
81.8588 | 17.3782 | 7.5952
80.4748 | 19.5744 | 7.7759
75.5898 | 13.8528 | 37.971
79.536 | 19.2213 | 28.5332
77.1067 | 17.0136 | 44.6345
80.0663 | 13.5602 | 0.43836
83.0472 | 19.7649 | 70.9032
80.9058 | 12.4916 | 47.4904
82.742 | 17.7076 | 70.6453
86.0535 | 21.1125 | 48.4132
76.2705 | 10.2379 | 66.7092
80.4458 | 13.629 | 11.552
74.3214 | 17.6727 | 49.4627
78.8858 | 16.9708 | 17.026
81.7277 | 15.1751 | 24.7726
92.4291 | 17.7729 | 15.873
82.973 | 13.1391 | 59.5264
78.4957 | 17.9405 | 17.9465
67.9402 | 14.5782 | 17.2581
84.0176 | 16.619 | 36.3055
88.4025 | 14.6853 | 23.3112
80.7546 | 17.4996 | 15.2869
85.2422 | 12.3628 | 73.2476
84.7516 | 16.7514 | 18.8106
76.5599 | 14.2709 | 63.6514
90.614 | 19.0709 | 62.4398
81.8477 | 11.3253 | 74.0708
87.4813 | 18.3568 | 19.5306
74.4012 | 9.0388 | 71.3231
77.5947 | 17.874 | 72.306
86.1038 | 8.5916 | 39.778
78.5798 | 14.6012 | 19.0533
84.6573 | 18.7409 | 17.2285
94.3317 | 4.9897 | 10.8654
77.9915 | 13.6168 | 45.8493
75.6557 | 12.2135 | 38.5122
81.5739 | 21.758 | 10.6883
71.4817 | 14.2543 | 68.6161
78.2611 | 18.7174 | 7.093
85.019 | 11.8725 | 54.4721
83.8611 | 18.1298 | 40.0918
87.1307 | 14.2075 | 69.438
75.1656 | 14.9584 | 38.33
84.5442 | 9.8729 | 76.3279
76.5428 | 8.7181 | 16.4379
81.5069 | 10.6929 | 49.1738
76.0594 | 8.2278 | 16.533
88.3263 | 5.6655 | 23.4031
83.4599 | 12.3338 | 49.9477
70.916 | 14.2255 | 12.8508
76.5764 | 13.8377 | 25.9086
76.3067 | 21.5926 | 39.1475
87.7851 | 17.3515 | 30.0754
74.6761 | 15.1871 | 38.028
83.3625 | 18.4629 | 66.7677
75.2155 | 15.0356 | 20.5749
84.0872 | 16.6719 | 5.9082
88.1685 | 13.5099 | 13.7938
81.5023 | 7.1413 | 22.3793
80.3052 | 16.024 | 11.1956
73.9932 | 24.0646 | 26.7479
80.4162 | 12.8716 | 13.4762
76.8941 | 19.9134 | 25.9434
86.2747 | 14.7637 | 76.7025
85.0642 | 19.953 | 55.0826
74.4749 | 19.3188 | 41.7402
80.7728 | 15.7321 | 24.1754
71.1696 | 9.7268 | 65.6249
76.1437 | 17.0527 | 21.489
76.2735 | 6.5172 | 68.5558
75.7137 | 15.4135 | 41.5669
76.0784 | 8.2301 | 8.1979
76.7579 | 13.8475 | 73.2576
75.7113 | 13.8425 | 0.31724
75.755 | 18.7426 | 70.6319
94.4863 | 14.3014 | 48.0624
80.3492 | 10.3692 | 63.6709
82.0751 | 19.9939 | 22.4944
74.9996 | 12.9303 | 2.8605
80.7707 | 10.2459 | 26.662
79.0786 | 13.1565 | 72.9843
85.8213 | 12.9425 | 48.7137
84.7399 | 7.1379 | 16.2404
93.8462 | 21.602 | 66.5241
81.7374 | 19.7452 | 34.5723
86.5032 | 24.1526 | 10.7044
86.4865 | 17.8992 | 56.7843
86.4612 | 7.9904 | 0.31312
64.2574 | 17.7774 | 42.1579
85.7902 | 7.8448 | 50.1502
71.3185 | 15.1422 | 0.7513
76.6786 | 20.2607 | 44.3763
76.491 | 5.959 | 34.4557
87.94 | 22.35 | 37.4655
85.6255 | 19.1685 | 67.9385
75.5183 | 25.2389 | 18.7015
80.3566 | 20.7638 | 60.9173
82.7124 | 22.3457 | 21.7935
83 | 14.6313 | 42.0254
79.1472 | 7.8065 | 71.1013
77.1652 | 17.6902 | 64.4782
87.5481 | 12.3516 | 24.4101
85.1356 | 8.4316 | 4.5241
75.8779 | 19.6722 | 51.0529
76.5969 | 9.304 | 29.0793
78.2371 | 16.2828 | 12.4086
76.2373 | 24.6516 | 39.3772
79.4318 | 13.1119 | 1.5408
76.2024 | 16.5455 | 59.1072
74.1489 | 11.3714 | 8.8241
81.6166 | 7.7443 | 3.6204
71.0558 | 9.0184 | 22.4526
83.765 | 13.0547 | 59.0303
78.4577 | 14.2299 | 62.9986
84.1911 | 7.707 | 73.8329
78.0056 | 17.8151 | 43.7696
72.2876 | 15.8453 | 25.3712
84.0382 | 16.764 | 9.1084
83.4384 | 23.3532 | 19.7758
87.4367 | 8.5417 | 61.8145
74.5416 | 5.9648 | 20.3586
83.0434 | 18.5798 | 11.6996
74.7263 | 11.6552 | 35.2221
84.9634 | 12.7735 | 35.4493
73.3027 | 15.6714 | 44.7202
82.2339 | 13.8443 | 48.5226
77.8821 | 9.4473 | 14.1912
77.6607 | 8.8204 | 74.0647
87.4214 | 7.1354 | 38.7183
69.0811 | 18.1346 | 37.7829
84.4205 | 15.6529 | 4.5373
80.9969 | 13.6956 | 62.6707
76.545 | 22.7007 | 69.2603
80.7991 | 10.354 | 27.6145
78.3742 | 15.6535 | 36.1225
78.1028 | 14.6849 | 33.8404
85.7178 | 11.7233 | 43.6177
71.2372 | 17.0249 | 29.7661
78.2273 | 12.2039 | 39.5162
72.7476 | 14.8376 | 17.1181
78.3992 | 10.9806 | 0.18712
82.0591 | 12.3691 | 48.2734
84.8017 | 18.5495 | 51.7495
77.5911 | 13.4377 | 35.6351
75.9387 | 15.1174 | 28.8366
82.9988 | 17.6111 | 75.2125
71.1218 | 12.0014 | 57.5855
76.2031 | 12.8256 | 41.4584
79.8246 | 16.1102 | 29.6319
82.6375 | 26.4511 | 42.925
76.2457 | 7.9989 | 7.3016
89.0337 | 14.5693 | 61.3481
77.0149 | 18.3629 | 27.5862
85.3712 | 22.7448 | 26.6348
80.2338 | 16.4498 | 53.0301
86.2855 | 16.0988 | 56.9102
80.0142 | 16.726 | 7.1049
72.1028 | 17.7787 | 66.2202
84.504 | 14.7311 | 64.4595
82.8239 | 19.6232 | 13.3195
76.7355 | 12.044 | 8.2642
76.3926 | 22.2596 | 21.2556
77.3899 | 22.0393 | 7.7998
76.5833 | 13.9472 | 14.2665
79.6419 | 12.1897 | 40.5114
80.4033 | 17.7205 | 2.2416
79.3456 | 20.3977 | 32.2711
74.0857 | 22.6535 | 49.3639
72.3619 | 13.4804 | 66.8747
74.7369 | 4.2415 | 2.1097
85.504 | 2.1513 | 72.0505
79.5059 | 12.2029 | 21.799
79.6646 | 13.8889 | 59.4468
71.1007 | 9.5633 | 17.4083
70.4027 | 11.1599 | 40.4796
82.8893 | 16.1213 | 69.3902
80.7911 | 15.8997 | 7.7129
74.6567 | 11.3299 | 41.2031
78.4335 | 17.6148 | 44.3439
75.0171 | 11.0744 | 13.4756
87.2691 | 12.7702 | 79.9879
84.9016 | 16.412 | 42.6679
90.665 | 21.833 | 62.5698
81.3568 | 8.1896 | 65.8568
78.3096 | 23.5842 | 46.7951
76.1116 | 9.0702 | 49.6468
89.9572 | 9.2294 | 13.7918
79.1325 | 9.1753 | 76.1433
75.6825 | 11.4473 | 14.2306
78.1208 | 9.1996 | 77.1158
77.8268 | 11.3663 | 40.2107
76.9748 | 12.4778 | 70.6412
79.0628 | 9.1636 | 5.4056
80.7518 | 14.2611 | 44.9967
78.2626 | 26.0003 | 58.2412
76.4344 | 23.6865 | 63.0028
77.1737 | 16.5197 | 12.5961
74.8212 | 15.6959 | 31.2678
72.8973 | 21.5945 | 51.1837
82.4105 | 16.628 | 33.43
81.0709 | 20.513 | 24.0294
80.5499 | 8.724 | 52.3904
81.0983 | 16.7354 | 65.8887
76.5695 | 10.0867 | 37.7771
72.5857 | 12.8243 | 62.7858
88.017 | 16.0763 | 35.3819
81.1618 | 8.5684 | 45.7583
81.3207 | 14.8551 | 48.9846
83.722 | 13.8522 | 48.801
70.9543 | 11.7826 | 35.8026
85.9327 | 19.7716 | 15.3559
79.0337 | 13.6659 | 16.4745
82.4007 | 14.8994 | 27.1633
81.0432 | 10.5847 | 56.5643
74.8016 | 12.1889 | 68.537
76.156 | 18.1667 | 25.4054
83.3178 | 27.0792 | 47.8554
81.0144 | 20.6245 | 58.6701
81.5974 | 20.6518 | 3.4373
81.1892 | 15.5793 | 42.484
82.346 | 11.6797 | 69.062
80.735 | 11.0628 | 25.0911
85.954 | 13.4568 | 41.4641
76.2416 | 21.4178 | 33.5328
80.988 | 8.7139 | 61.3947
75.8521 | 16.3492 | 53.7715
79.3087 | 22.2996 | 13.2897
78.9993 | 10.3758 | 21.4503
81.7713 | 14.068 | 24.3859
73.3685 | 16.0826 | 68.1161
75.9981 | 20.3918 | 33.9326
79.2543 | 28.0131 | 22.1969
79.6365 | 20.6141 | 23.8926
71.1 | 13.8758 | 65.2364
80.6515 | 10.5569 | 6.532
79.3089 | 10.5108 | 42.7788
84.3223 | 7.8495 | 76.0552
80.2464 | 16.0196 | 54.8484
83.8388 | 23.6497 | 15.8368
77.0487 | 17.0109 | 2.3537
85.8545 | 15.0082 | 4.8789
79.889 | 9.9464 | 45.2118
75.4875 | 9.9424 | 48.8742
73.9033 | 14.1867 | 70.0418
78.5982 | 7.2625 | 46.4046
82.2003 | 9.7345 | 70.7267
76.5154 | 20.2999 | 39.316
83.535 | 13.5359 | 46.1214
83.8012 | 9.8546 | 69.3728
84.9588 | 16.6924 | 10.9506
78.6311 | 18.6703 | 13.514
80.5826 | 4.3779 | 66.8148
82.0145 | 16.4364 | 2.3391
67.2204 | 17.8882 | 48.5207
81.9507 | 18.617 | 1.8981
81.0369 | 13.416 | 45.1502
79.8304 | 19.185 | 60.2698
86.2682 | 17.9999 | 24.5161
81.6145 | 12.5256 | 21.2867
87.5688 | 11.6955 | 20.32
79.3858 | 22.065 | 24.548
88.6324 | 12.7933 | 30.1612
78.2334 | 14.7621 | 11.8623
82.506 | 23.465 | 16.9876
83.7501 | 9.9045 | 58.5803
82.0678 | 16.3551 | 21.0387
75.9957 | 21.9077 | 37.3058
72.5041 | 14.3093 | 52.2175
79.1187 | 17.0769 | 0.60723
85.5178 | 14.3559 | 0.43605
87.9042 | 26.1924 | 9.0256
74.0724 | 9.7688 | 35.3422
72.964 | 21.5299 | 49.9673
80.3927 | 17.6549 | 16.3941
84.4778 | 15.0518 | 24.3625
86.2599 | 18.8448 | 8.6474
69.8662 | 15.7105 | 2.1004
74.3913 | 16.3945 | 6.0165
73.1101 | 17.0058 | 33.1762
82.5758 | 24.4274 | 17.3477
83.0091 | 21.3557 | 73.0312
80.0268 | 8.3589 | 76.9679
83.9225 | 18.9378 | 47.4478
74.3861 | 11.3128 | 16.8696
78.0345 | 19.1648 | 60.3831
73.4702 | 21.1771 | 68.0803
83.2403 | 12.5645 | 40.7313
79.2933 | 20.8474 | 3.4104
87.7456 | 13.5808 | 66.0257
87.1163 | 10.0726 | 39.4921
77.7256 | 29.9847 | 36.5917
84.4861 | 27.8053 | 29.3153
82.258 | 7.375 | 13.5309
79.3522 | 14.4109 | 57.132
76.9645 | 13.2342 | 23.3335
77.7442 | 8.5672 | 22.4135
77.1519 | 4.3481 | 37.2771
80.568 | 11.2124 | 62.712
81.3426 | 8.4115 | 36.867
77.4492 | 19.5538 | 13.1964
80.4608 | 14.4649 | 24.5894
78.2406 | 13.3021 | 12.4752
78.4405 | 12.3345 | 34.9033
83.1878 | 4.8427 | 6.281
82.117 | 27.3839 | 31.433
69.4352 | 17.6856 | 36.627
79.3399 | 17.2703 | 59.0968
83.7078 | 20.9226 | 64.4236
84.7458 | 4.3939 | 69.6917
80.5331 | 21.0765 | 47.9684
74.162 | 14.0663 | 49.8505
75.1684 | 19.1821 | 56.5178
81.5306 | 20.5357 | 53.9021
93.3148 | 17.6488 | 41.5588
79.396 | 9.186 | 54.3416
75.1932 | 13.6944 | 11.7177
79.4851 | 15.7208 | 40.1165
81.5597 | 9.364 | 40.6535
81.927 | 18.017 | 75.9217
80.6972 | 21.5139 | 58.8223
75.636 | 11.7311 | 37.4916
72.7566 | 21.0971 | 7.1829
79.7295 | 13.5293 | 11.0254
81.3477 | 13.6091 | 46.204
80.2669 | 7.3089 | 13.674
82.72 | 14.7094 | 14.6493
77.9839 | 19.4447 | 44.1356
76.1121 | 17.8352 | 47.3547
76.0919 | 17.0943 | 29.0383
80.2387 | 21.3765 | 11.1124
76.3756 | 15.7896 | 19.5073
70.61 | 16.7212 | 57.6647
77.9763 | 17.092 | 5.259
84.2513 | 20.2839 | 8.9963
75.0379 | 8.4896 | 44.3571
80.7812 | 22.3846 | 42.7665
82.5691 | 17.1513 | 20.748
82.4214 | 8.0855 | 0.67448
84.4927 | 9.703 | 56.3983
79.1287 | 16.2856 | 29.716
82.6655 | 21.8475 | 46.6024
83.499 | 18.7688 | 13.2774
81.0476 | 13.9307 | 68.539
81.1313 | 7.5415 | 15.4974
80.2244 | 13.6943 | 27.8887
76.8829 | 14.1054 | 2.4547
79.309 | 23.8176 | 16.4579
74.7695 | 21.1639 | 0.36629
96.431 | 12.6465 | 70.0921
80.5032 | 24.5324 | 45.6462
71.7539 | 14.6975 | 14.0278
85.7178 | 22.8495 | 69.0492
91.4734 | 16.8207 | 83.4034
75.8113 | 23.8331 | 0.99359
73.4815 | 17.5863 | 32.747
87.2361 | 13.4571 | 24.9249
82.8025 | 14.7811 | 74.6825
82.7612 | 17.1656 | 27.3386
85.9493 | 13.3364 | 60.7424
76.234 | 12.4845 | 11.428
79.9742 | 12.1906 | 53.9739
88.2479 | 10.2745 | 36.9671
65.5471 | 9.749 | 60.0832
83.7824 | 14.8928 | 10.1115
83.0071 | 15.956 | 46.3958
77.7214 | 12.3641 | 17.7832
80.333 | 13.6057 | 47.7564
72.7634 | 19.4191 | 1.1434
81.7716 | 17.1457 | 67.6104
83.6342 | 13.4108 | 71.0153
74.7003 | 6.887 | 2.2871
77.1481 | 23.0509 | 6.4376
84.8598 | 23.0989 | 28.1707
77.759 | 16.5343 | 55.0803
79.8408 | 19.5515 | 19.3159
82.8062 | 24.0782 | 23.0354
81.3459 | 4.9475 | 2.3476
78.1091 | 1.7109 | 24.227
88.0272 | 21.3708 | 69.051
83.471 | 27.1002 | 47.563
80.4062 | 9.8133 | 16.5169
74.603 | 10.6937 | 7.9134
78.3151 | 17.6304 | 17.2378
74.1245 | 5.798 | 1.134
80.8391 | 17.917 | 71.8087
80.9773 | 17.3736 | 11.9859
86.2015 | 18.135 | 39.7754
77.8588 | 17.0957 | 61.3801
76.8139 | 13.8832 | 43.1966
77.8442 | 13.6625 | 13.5538
77.9496 | 26.1026 | 2.2446
83.9975 | 10.454 | 55.8222
79.1739 | 14.7749 | 51.5999
77.2201 | 11.0314 | 40.8987
81.4366 | 18.8523 | 28.4507
82.8224 | 23.8504 | 46.8919
74.4936 | 11.9381 | 63.2494
78.6752 | 13.5126 | 29.9817
74.2673 | 25.9451 | 48.8646
74.2737 | 14.6418 | 38.4775
84.798 | 16.6502 | 76.6514
78.2518 | 10.4838 | 20.6574
90.9488 | 11.7941 | 67.4093
79.4455 | 19.0626 | 49.5171
74.4685 | 1.4477 | 31.8858
79.8857 | 14.9222 | 34.3928
79.1854 | 7.1238 | 46.082
75.4859 | 7.4642 | 20.6301
84.3664 | 16.5758 | 54.6051
75.3436 | 5.1152 | 65.4417
76.4023 | 11.6195 | 58.8919
81.7532 | 18.3909 | 21.5697
74.0643 | 18.2269 | 28.2507
81.2824 | 22.5972 | 38.8666
83.47 | 13.0424 | 27.5308
75.2398 | 4.4154 | 30.4188
75.9769 | 18.2064 | 34.7505
80.0452 | 11.8044 | 11.0419
77.5881 | 9.9229 | 60.8989
79.6905 | 20.6886 | 5.8261
80.2374 | 22.3325 | 26.3201
81.2508 | 22.0838 | 4.5342
76.8028 | 14.0328 | 2.1405
79.9452 | 4.4676 | 72.7271
71.3131 | 12.5609 | 8.2606
71.0188 | 16.3565 | 55.5418
80.0239 | 18.9282 | 53.6366
76.6427 | 12.6349 | 3.9947
79.7397 | 13.0254 | 56.8143
70.7648 | 17.182 | 56.8117
87.6008 | 17.1642 | 51.0731
69.9474 | 8.8972 | 22.6748
76.7898 | 21.7538 | 36.8806
78.6587 | 11.0723 | 3.4448
79.8622 | 15.543 | 45.417
81.3787 | 11.1835 | 9.6878
77.6365 | 13.2086 | 32.3021
82.9731 | 12.916 | 53.1334
86.9189 | 7.6993 | 37.0947
83.4469 | 19.844 | 57.7949
81.2572 | 16.9902 | 51.0222
76.3721 | 17.3011 | 13.0003
79.2323 | 3.2077 | 29.8271
85.168 | 20.4523 | 4.162
80.2255 | 17.0386 | 63.2809
82.3688 | 17.6207 | 35.4492
80.366 | 8.9387 | 8.3574
88.2998 | 20.9306 | 67.2669
77.8462 | 18.1154 | 21.2606
78.8374 | 13.3152 | 48.5501
77.3386 | 13.3498 | 64.1959
78.5857 | 12.0557 | 67.1326
78.6221 | 18.5883 | 43.7666
71.1499 | 11.0763 | 7.9912
83.0838 | 13.6554 | 15.9266
82.1519 | 15.1293 | 13.413
77.2344 | 7.5856 | 45.1837
81.736 | 18.2557 | 17.1471
80.2067 | 6.3919 | 30.0712
74.0078 | 20.8101 | 11.2572
79.2412 | 12.1924 | 9.0148
81.7837 | 11.0884 | 43.8663
77.6861 | 22.5821 | 59.5446
86.4081 | 12.3074 | 63.578
82.8097 | 7.3492 | 36.6334
84.5607 | 20.8895 | 68.2814
79.3729 | 9.5805 | 60.1486
73.2139 | 23.1129 | 2.171
90.4725 | 14.5364 | 77.37
81.8656 | 11.9805 | 64.341
72.9996 | 23.7075 | 43.8941
79.8302 | 16.393 | 49.5255
88.7397 | 15.7248 | 25.3172
81.5177 | 10.6068 | 9.8642
76.6558 | 9.6875 | 17.9444
85.3774 | 17.8717 | 80.5247
86.622 | 20.0393 | 42.2561
78.0893 | 19.461 | 43.7232
79.7391 | 10.5836 | 35.3366
79.3226 | 13.7275 | 63.2976
81.9311 | 22.3246 | 20.0421
87.8348 | 10.7809 | 81.9693
77.7888 | 17.2006 | 56.9732
80.9322 | 14.5936 | 73.4842
80.4492 | 14.4317 | 25.68
73.5792 | 23.0255 | 58.141
77.6486 | 12.0275 | 12.1214
81.736 | 10.486 | 73.4764
83.2573 | 15.503 | 23.6279
80.7731 | 19.3952 | 53.6705
79.9358 | 20.5199 | 64.612
81.5836 | 14.4723 | 53.8304
80.2051 | 12.1734 | 56.2719
81.9012 | 24.5484 | 72.8089
75.9639 | 16.5071 | 9.5337
87.2567 | 14.6175 | 50.4374
84.1561 | 16.6366 | 16.5001
76.3104 | 11.1561 | 1.1421
73.7489 | 18.0338 | 50.2472
75.6092 | 13.0041 | 9.5799
70.9694 | 9.434 | 8.0939
82.6858 | 14.7965 | 50.9808
80.5442 | 9.2 | 24.1487
81.3809 | 19.891 | 51.1334
81.4595 | 15.9794 | 10.8875
78.9339 | 13.1621 | 22.7376
73.536 | 14.1024 | 27.7604
75.5706 | 9.4366 | 18.0887
80.8798 | 11.8212 | 67.8062
81.6691 | 25.567 | 13.3376
89.0697 | 14.867 | 51.2302
80.3115 | 20.095 | 58.6419
83.8335 | 16.8734 | 36.3547
87.1738 | 10.9891 | 12.7398
82.4117 | 21.6406 | 51.1348
76.9763 | 14.8261 | 40.0929
82.6202 | 11.9078 | 39.7209
79.0241 | 9.9842 | 58.9447
77.1737 | 12.2355 | 57.7087
76.5438 | 12.1134 | 1.7309
77.4465 | 13.4192 | 75.0936
75.9437 | 16.0365 | 68.9603
80.8955 | 15.5327 | 19.8668
76.9132 | 14.2684 | 34.0412
78.288 | 5.2842 | 36.0265
75.7467 | 23.7738 | 42.328
79.8172 | 10.3579 | 45.1408
77.612 | 12.4723 | 72.7569
83.7687 | 11.5777 | 76.6457
75.7023 | 17.7278 | 6.6102
79.9888 | 14.4966 | 12.0465
81.3569 | 14.7292 | 61.7557
82.9627 | 17.3481 | 72.788
76.3137 | 20.2249 | 65.0749
79.1945 | 17.1985 | 25.0953
73.4176 | 14.553 | 34.2857
84.6622 | 10.1471 | 37.1669
78.9334 | 21.4883 | 71.1591
75.4311 | 7.0589 | 37.3876
75.7688 | 18.1135 | 68.9193
77.2116 | 20.1542 | 36.8676
78.6606 | 11.1752 | 60.4002
80.929 | 14.4784 | 56.3895
77.7766 | 3.5488 | 40.0854
82.3534 | 22.1641 | 75.6094
70.0886 | 8.499 | 53.9415
79.8835 | 7.4148 | 32.3921
78.9548 | 19.3954 | 24.1898
83.1808 | 17.0716 | 1.6495
64.892 | 12.4437 | 35.4993
70.0973 | 12.1839 | 7.5067
86.5637 | 17.8892 | 34.8375
65.4746 | 15.1053 | 23.3877
82.9162 | 11.6691 | 50.0864
81.7107 | 19.6645 | 62.6238
76.9535 | 22.2034 | 33.8596
84.2369 | 12.0817 | 21.4076
85.8809 | 17.2299 | 69.3182
70.3569 | 17.7075 | 13.961
84.1942 | 4.8444 | 47.4462
78.5285 | 14.5878 | 43.2407

## 30_8_15_20
16.0287 | 28.2535 | 13.0058
26.9737 | -18.6769 | 22.9251
35.64 | -10.5903 | 27.0213
32.2513 | 40.7075 | 0.2663
25.4393 | 44.3348 | 2.3497
34.0343 | -23.4535 | 9.0147
36.9601 | 21.8512 | 15.7685
22.0338 | 37.6371 | 4.6122
27.825 | 56.3391 | 0.81767
21.6507 | 19.0702 | 18.2872
30.6661 | -13.9128 | 3.6112
35.7507 | -15.1312 | 24.1049
39.1873 | 24.714 | 13.1892
27.0331 | 22.0638 | 5.2452
26.9375 | 12.93 | 0.49529
30.7337 | 7.4665 | 18.1244
26.1949 | 20.6449 | 11.0239
47.1751 | 1.4251 | 12.8298
30.038 | -21.8602 | 17.8019
35.9866 | 53.5118 | 6.9505
34.6956 | 25.6893 | 24.3837
31.8324 | 6.301 | 7.574
28.1155 | -28.0605 | 10.4357
42.5194 | 7.2946 | 38.403
21.4721 | 41.2051 | 14.0285
27.9396 | 29.0824 | 2.9343
31.6122 | 20.8306 | 16.9714
28.7175 | 4.012 | 8.1549
31.0426 | 29.1197 | 20.6205
38.9498 | 7.1455 | 31.6869
32.5811 | -2.0092 | 11.0793
22.1485 | 15.0885 | 4.2641
22.0907 | 3.0367 | 6.7444
31.2525 | 15.8801 | 25.7053
31.5092 | 24.5349 | 25.3139
28.2144 | 39.0239 | 10.4375
24.6009 | 12.6957 | 13.8499
34.414 | 34.6989 | 13.5639
27.3595 | 49.957 | 10.0381
24.3166 | -2.3495 | 23.8825
33.3946 | 0.64032 | 13.7082
28.0229 | 21.4365 | 17.9756
18.1641 | 17.8347 | 6.0664
28.3965 | -10.1605 | 1.869
30.0534 | 39.0052 | 4.3733
34.9733 | 27.9994 | 8.704
30.1544 | 31.2378 | 25.2262
33.498 | -17.1907 | 15.7653
30.1382 | -2.4591 | 4.4227
34.7363 | 55.4184 | 18.9272
21.8786 | -17.1983 | 17.4686
28.7976 | 20.8429 | 23.1234
32.6568 | -1.1613 | 10.6805
21.0661 | 5.7162 | 12.9384
32.6213 | -14.5315 | 24.4743
47.0914 | 29.6804 | 3.7592
23.8248 | 28.9444 | 5.9903
29.3024 | 32.769 | 17.589
42.6487 | 8.7097 | 30.399
33.6522 | 12.1477 | 21.8939
26.4621 | 13.5254 | 9.3362
30.1038 | 5.9977 | 25.4113
26.5389 | 3.9819 | 20.154
25.5263 | -10.4725 | 13.2359
23.1998 | -14.3485 | 18.3039
49.2517 | 18.4741 | 13.3051
28.5968 | 22.1474 | 5.6514
34.879 | 9.7887 | 26.621
18.0394 | -15.903 | 10.4386
33.9734 | 14.5529 | 13.794
38.5063 | 8.1996 | 20.3891
39.4528 | 3.744 | 13.6733
34.537 | -8.8684 | 8.8287
33.4095 | 11.1417 | 13.5673
27.19 | 10.2988 | 2.6483
30.3964 | 6.7035 | 24.8725
40.4855 | 26.066 | 4.5537
34.8823 | 46.0569 | 21.4393
26.7444 | 11.3882 | 25.5607
25.5347 | 8.7343 | 10.0233
32.9634 | 0.60306 | 4.7106
31.3671 | 5.2028 | 18.4591
27.1348 | 25.1875 | 9.7208
37.8221 | -19.147 | 24.4228
15.6167 | -1.8326 | 2.1926
44.4742 | 40.7319 | 10.8084
35.9406 | 10.9676 | 3.2688
28.1019 | 10.5904 | 23.8173
19.4118 | 34.6228 | 11.752
24.4609 | 65.9977 | 0.56803
26.0514 | 9.0367 | 22.4601
39.6598 | 51.0267 | 2.688
29.8712 | -23.1672 | 16.0099
36.8815 | 31.7413 | 23.9142
42.0961 | 23.9997 | 37.8944
37.1148 | 10.6974 | 19.5575
30.9777 | -7.0296 | 17.3049
35.3825 | 15.9602 | 9.6312
25.6063 | 46.7805 | 14.5524
21.7678 | 28.5494 | 9.5107
21.9372 | -8.2792 | 11.9304
26.1288 | 35.8868 | 0.68066
25.516 | -12.0692 | 11.597
38.4512 | 13.1682 | 27.9292
23.5354 | -20.6549 | 10.5042
35.3726 | 44.8211 | 15.9173
34.9557 | 26.2996 | 17.3251
32.3098 | -12.1724 | 28.2155
23.6001 | 25.3149 | 18.4829
28.9462 | 51.4214 | 1.424
31.8606 | 11.2576 | 26.3004
36.2795 | 21.3137 | 3.4025
34.1979 | 3.9583 | 2.7873
33.9185 | 10.0252 | 14.927
27.7173 | 37.7029 | 1.833
21.786 | 2.9774 | 4.7309
31.4084 | 34.4317 | 7.8832
25.6264 | 37.2562 | 2.9111
36.2298 | -10.1736 | 1.491
32.342 | 20.2018 | 23.3709
23.9815 | 5.9406 | 18.0683
47.41 | 10.7838 | 34.1196
23.6348 | 52.8924 | 0.82982
27.5082 | 26.7876 | 8.8477
28.8501 | -14.6168 | 27.2923
16.4477 | -1.4181 | 13.5991
43.0177 | 13.0765 | 14.759
32.7735 | 3.9276 | 15.9532
11.3003 | -24.5497 | 0.59326
27.9356 | 46.5933 | 9.0583
28.9645 | 25.9558 | 24.9625
34.6337 | 34.0607 | 0.072411
17.4333 | 38.6099 | 12.4399
26.5387 | 11.0655 | 22.3177
34.0604 | 18.1905 | 27.8684
23.4848 | 22.9599 | 15.9692
39.4323 | -0.26239 | 38.3058
24.0175 | 13.7992 | 18.7964
34.3681 | 23.0527 | 20.0543
38.1371 | 45.0331 | 20.6296
27.6825 | 28.3838 | 19.1119
31.7574 | 23.1328 | 24.9938
29.482 | 8.655 | 24.8336
34.9791 | 21.6863 | 0.27488
26.2678 | 63.8102 | 10.3001
25.4552 | -1.838 | 19.9249
30.9302 | -11.05 | 1.212
39.8445 | -25.8208 | 19.9471
34.6319 | 11.5973 | 23.9161
33.6018 | -19.6941 | 20.8281
35.2768 | 11.3484 | 34.5475
30.7328 | 31.952 | 17.2394
21.2672 | 11.2062 | 5.5757
27.9857 | 33.2109 | 19.4356
44.7345 | 27.138 | 5.5192
33.4549 | 18.0736 | 20.5855
43.8756 | 10.1415 | 38.7279
35.1126 | -19.8146 | 5.8382
29.4086 | -9.7127 | 3.3918
50.4232 | 20.3877 | 37.9892
27.7676 | -11.7655 | 2.1855
26.4154 | 7.0936 | 4.3027
32.423 | 52.6329 | 14.2741
24.2427 | -29.1896 | 12.699
31.8057 | 16.2634 | 16.0925
37.4562 | 3.9784 | 1.3945
31.5334 | 44.611 | 10.7386
34.6815 | 23.4549 | 27.8838
34.7432 | 6.713 | 20.9798
33.4573 | 46.4551 | 7.0025
18.2515 | 37.0929 | 14.5524
24.5701 | -12.3428 | 23.2031
28.4458 | 5.913 | 26.8379
32.1519 | 21.4865 | 26.8225
30.5058 | 48.0406 | 3.5048
32.3173 | 8.8658 | 14.466
26.5048 | 9.0548 | 4.9074
25.7912 | 10.4147 | 15.6715
14.5248 | 41.9298 | 6.9071
30.3403 | 1.731 | 13.5069
22.8223 | 17.2574 | 19.8047
40.8316 | 23.8302 | 16.4949
23.2442 | 31.9215 | 3.4289
34.0333 | 44.0188 | 17.9035
31.2983 | -5.0239 | 26.2479
38.1946 | -10.1423 | 23.9955
14.0585 | 22.0254 | 9.475
27.4683 | 36.7466 | 15.7943
30.5806 | 33.6409 | 16.7571
21.8333 | 14.2439 | 3.7116
24.5135 | 21.4001 | 10.559
34.2662 | 85.0034 | 1.4197
36.422 | -11.5655 | 30.8943
37.0294 | 45.2275 | 4.1398
24.3839 | 68.5406 | 5.5372
12.0561 | 21.8052 | 0.10124
48.2849 | 36.0159 | 15.9218
37.3546 | 52.6565 | 4.3695
39.0032 | 23.2942 | 7.3772
24.3686 | 26.4048 | 17.7129
35.129 | 40.7628 | 17.6243
23.6431 | 28.6538 | 2.4268
30.5985 | 39.0243 | 20.4936
31.4649 | -25.6413 | 12.6208
22.4829 | 1.2347 | 13.886
37.8094 | 10.623 | 15.874
20.9149 | 6.104 | 20.7517
24.0571 | 36.1615 | 4.3964
38.1172 | 22.2776 | 0.30298
35.8956 | 21.0529 | 32.3345
24.2216 | 39.1681 | 10.3397
30.8443 | 39.1403 | 1.3078
31.1366 | 9.9233 | 29.0467
28.626 | -8.5984 | 12.3608
34.904 | 16.9258 | 32.912
29.5045 | 21.6529 | 11.7677
23.3221 | 51.6152 | 1.5877
30.325 | 25.7818 | 6.5586
44.9648 | 44.2004 | 16.8494
40.4396 | 6.965 | 23.8835
37.3473 | 8.7677 | 35.2792
16.139 | -2.5559 | 13.2437
35.6354 | 67.428 | 5.9155
28.9953 | -5.5262 | 14.8504
38.6583 | -6.8683 | 2.0454
36.3569 | -12.8152 | 19.3474
32.1566 | 8.017 | 8.287
20.2708 | 18.6562 | 14.5869
41.4043 | 8.9287 | 33.5394
22.4783 | 20.007 | 4.4497
26.6229 | 9.9215 | 12.1671
26.5446 | 31.5002 | 0.46715
29.7997 | -4.1163 | 12.8607
37.813 | 2.8572 | 17.6956
46.0159 | -12.4009 | 13.8199
14.6855 | 14.5184 | 13.9733
21.5426 | 16.6429 | 13.6484
28.7577 | 27.4988 | 4.7762
44.4564 | 6.5447 | 9.0907
42.5394 | 57.656 | 11.6219
35.6827 | 5.0217 | 4.8621
28.4041 | 20.2619 | 0.05931
28.6565 | 46.4131 | 0.88754
22.9177 | 20.9204 | 20.456
22.7342 | 25.137 | 0.52042
31.0504 | 8.93 | 9.3431
29.6868 | -8.6992 | 19.8052
13.9937 | 2.9755 | 3.8484
21.3683 | 50.2144 | 3.8471
31.1231 | 0.26273 | 10.8052
42.2022 | 10.5798 | 29.7191
39.116 | 24.3681 | 21.3438
42.5545 | 42.7728 | 15.2722
22.9492 | 60.7794 | 5.7511
27.5607 | 37.0491 | 1.9774
32.6757 | -17.2699 | 21.1852
34.9304 | 15.9711 | 7.5551
40.676 | 53.639 | 17.4509
29.1367 | -2.216 | 26.6989
40.0863 | 36.7127 | 17.4098
32.2931 | 8.0863 | 22.7164
16.7915 | 23.1871 | 7.4293
38.7737 | 11.1111 | 9.968
41.0952 | -14.4478 | 6.7439
35.758 | 20.7155 | 13.4378
31.5815 | 27.6997 | 26.8611
20.5218 | 8.9936 | 10.3738
46.8355 | 71.9263 | 14.1251
26.3049 | 29.8647 | 4.279
22.4119 | 23.7548 | 8.4267
33.4074 | 22.9466 | 26.9943
39.8593 | 17.1311 | 9.4947
13.293 | 11.3833 | 6.3597
25.2439 | 11.7319 | 2.9597
23.7687 | 19.2365 | 15.4704
17.2623 | -19.4721 | 0.73601
36.9966 | 6.9819 | 31.2386
31.6771 | 13.238 | 1.6221
19.78 | 19.8165 | 7.5425
19.7488 | 23.4088 | 6.5527
35.6361 | -8.7888 | 24.4007
36.5108 | -20.8662 | 29.1434
30.5897 | -24.2583 | 9.7578
28.3769 | 7.1975 | 19.5711
36.6686 | -8.8669 | 0.070017
38.3764 | 4.4779 | 35.2
16.7295 | 29.5518 | 3.2142
39.2641 | 1.1351 | 12.4121
27.8 | 42.2782 | 10.9916
27.0558 | -0.63298 | 18.6006
33.4643 | 7.2082 | 9.8378
18.8338 | 43.7256 | 7.0196
37.3095 | 0.75624 | 1.635
40.3706 | 34.9703 | 26.3896
36.6116 | 7.9454 | 30.3905
24.0978 | 14.3653 | 3.591
20.169 | 48.8486 | 8.4175
29.16 | 44.0587 | 6.4481
32.4985 | -2.4546 | 13.7148
15.5197 | 14.4758 | 4.3482
30.0296 | 39.8998 | 6.7316
26.5818 | 11.7061 | 3.6335
41.3942 | 10.011 | 13.2151
35.5021 | 6.6759 | 14.1054
23.587 | 18.2517 | 4.0786
34.4067 | 43.858 | 4.4254
38.0716 | 12.3478 | 27.5131
49.7322 | -1.2704 | 17.2059
43.5104 | 20.2059 | 27.2008
36.9213 | -1.1459 | 28.4472
31.4816 | 16.8748 | 14.5002
24.1055 | 14.0189 | 4.0939
29.5251 | -17.5212 | 20.8801
24.4138 | -11.3961 | 12.8306
24.87 | -4.4769 | 21.9698
52.8056 | 12.8224 | 32.7273
22.5225 | 3.3243 | 1.3319
30.3015 | 10.8174 | 20.1419
25.4138 | -3.3263 | 3.5674
12.1163 | 26.4791 | 3.4622
43.8994 | 16.2386 | 14.5348
32.6972 | 24.637 | 17.8689
30.5556 | -4.5658 | 19.6052
39.3653 | 27.6712 | 28.3647
29.3459 | 40.1379 | 9.0935
32.2231 | -11.8387 | 18.3993
14.6761 | -0.16675 | 5.8983
25.6862 | 6.7694 | 23.2628
17.5994 | 12.1118 | 16.715
34.7258 | 21.391 | 10.3204
38.8167 | 33.8008 | 24.3006
28.1771 | 2.1579 | 8.4494
38.2945 | 56.9254 | 9.8984
30.7006 | -20.009 | 0.53478
18.5476 | -8.6431 | 11.5385
28.5342 | 24.27 | 2.6913
35.4891 | 27.027 | 23.6958
36.1337 | -3.5686 | 26.73
28.3142 | 33.1248 | 15.7672
28.8268 | 36.3847 | 9.1931
25.6648 | 17.3024 | 21.9751
37.226 | 17.2964 | 10.406
17.9921 | 3.322 | 16.2085
28.9474 | 15.3767 | 16.4928
33.7245 | 54.0836 | 18.3056
26.2596 | 23.7863 | 16.7993
31.3265 | -23.3329 | 12.9653
29.3402 | 49.7392 | 11.8339
25.7633 | 46.1524 | 15.9086
33.32 | 37.4326 | 10.4379
38.861 | 20.4334 | 0.37397
35.2566 | -4.3124 | 12.8757
11.8214 | 23.4243 | 6.2332
31.7752 | 4.4848 | 22.8963
36.8376 | 17.55 | 31.662
27.4887 | 5.1312 | 6.5851
36.8517 | 31.2409 | 7.0963
41.3116 | 19.2069 | 7.8433
26.1948 | 7.8701 | 25.6055
28.8911 | -12.7207 | 10.5542
13.551 | 20.9693 | 8.5081
25.9055 | -14.928 | 20.8764
23.4827 | 3.9066 | 18.1911
22.918 | -8.6383 | 7.8818
40.1382 | 39.7147 | 12.9484
33.2501 | 35.2201 | 11.3415
27.8106 | 5.8945 | 19.3528
32.6233 | 13.6831 | 12.9384
22.8043 | 22.2463 | 1.2636
34.2156 | 23.0035 | 0.96588
36.6091 | 25.4863 | 11.8534
34.9379 | 7.968 | 31.8115
31.5591 | 34.4689 | 19.1497
31.5593 | -21.444 | 19.6485
20.1782 | 2.2056 | 15.1809
33.904 | 33.5189 | 13.0634
38.2607 | 12.8724 | 12.6461
36.9997 | 28.7118 | 31.699
29.1895 | 53.6444 | 17.0498
20.4975 | 39.58 | 5.9416
25.7634 | 0.042775 | 17.7852
44.9348 | 12.1792 | 33.51
36.2372 | -31.5348 | 3.092
35.125 | -2.2226 | 19.8494
19.5917 | 31.5174 | 14.9668
25.0393 | -15.5566 | 4.3445
32.7001 | 28.0488 | 18.0654
34.7872 | -2.6532 | 3.7795
28.8843 | 42.8234 | 5.6855
36.3157 | 31.0152 | 21.2691
32.3022 | -1.5806 | 4.5553
20.1454 | -6.9598 | 16.6562
29.1567 | -13.0061 | 10.2618
30.9561 | -36.3273 | 24.2326
35.3108 | 5.4775 | 34.7987
38.5777 | 30.5617 | 7.639
27.2387 | -2.3273 | 21.7123
18.5787 | 37.5205 | 11.73
22.5484 | 13.8801 | 7.5812
42.5564 | 39.599 | 27.093
33.2764 | -7.3241 | 28.8715
39.4544 | -21.6826 | 29.5792
42.0016 | -1.3197 | 38.9022
24.81 | 59.5335 | 8.9533
32.5595 | 13.4909 | 25.9374
37.5802 | -5.329 | 23.6118
28.333 | -2.7989 | 7.8995
31.6197 | -4.7404 | 1.9596
19.593 | 12.6541 | 18.1273
29.5613 | -0.15651 | 17.3234
30.6092 | 2.3946 | 22.1954
24.2258 | 5.5188 | 3.8328
31.0331 | 15.5012 | 5.7487
32.558 | 15.6686 | 12.7813
34.2687 | 15.0929 | 10.2802
35.4047 | -2.2871 | 11.8566
22.4135 | 20.6896 | 4.295
23.8478 | 6.1862 | 21.4814
41.1253 | 53.122 | 2.7836
22.3577 | -9.3503 | 20.5913
23.4783 | 30.1573 | 7.4005
32.2306 | -21.1311 | 25.9797
29.987 | 1.5473 | 27.9314
38.5972 | -13.71 | 21.213
24.6717 | 11.0237 | 3.7003
41.2103 | 32.4209 | 20.215
27.5891 | 18.959 | 16.9617
27.8031 | 3.1565 | 25.804
32.0988 | 43.5066 | 5.8118
18.9122 | 45.2487 | 2.3511
37.4063 | 10.9143 | 24.4636
27.8497 | 18.7246 | 12.6192
25.2975 | -3.4351 | 14.9644
31.2148 | 43.9828 | 15.3067
26.3298 | 12.1406 | 6.6976
36.1414 | 23.2257 | 29.0673
38.3613 | 20.8071 | 18.4142
21.1926 | 12.8219 | 13.3909
23.056 | -13.9184 | 4.8069
15.9683 | 16.2772 | 9.5816
22.8109 | 6.1547 | 11.0178
26.7857 | 23.6601 | 21.6706
26.1148 | 33.4849 | 18.8903
34.0364 | 13.8753 | 4.7196
35.0993 | 10.5375 | 27.9354
41.1847 | 20.3692 | 33.1295
31.8759 | 30.5957 | 20.7058
30.4237 | 44.519 | 4.5507
21.7297 | -13.6709 | 5.5339
40.7332 | 13.618 | 30.641
28.6118 | -31.4382 | 24.0493
21.9757 | 48.4203 | 7.0917
31.8173 | 25.5852 | 2.2622
27.182 | -17.3404 | 13.4722
26.7571 | 2.0403 | 20.1606
25.8959 | -2.2291 | 21.9266
12.549 | 16.9465 | 3.615
31.1811 | -27.388 | 10.964
15.1668 | 35.403 | 2.1927
35.9151 | -5.1804 | 10.9533
35.1451 | -1.4916 | 8.6279
34.3195 | 20.1811 | 1.2798
24.7414 | 36.348 | 2.1636
21.6287 | 12.4069 | 4.2905
31.1913 | 46.626 | 16.1828
29.3113 | -38.861 | 6.2932
32.7851 | 21.724 | 29.7266
34.746 | 65.5105 | 3.909
27.6898 | 10.4954 | 24.6163
27.6758 | 32.5875 | 16.8907
27.2193 | 0.85076 | 15.1585
36.7047 | 24.4139 | 21.0082
28.8145 | 31.8043 | 4.9036
35.2893 | 1.2464 | 22.4169
40.6854 | 39.5009 | 31.2536
33.4976 | 20.8034 | 1.7127
33.5629 | 3.5634 | 22.5634
37.7814 | 2.0725 | 6.8086
37.8041 | 6.533 | 23.3696
42.9183 | 32.4513 | 2.1315
41.0806 | 41.4881 | 10.5622
31.817 | -1.1475 | 28.7869
36.7595 | -19.9613 | 20.6377
26.4473 | 1.0293 | 17.4151
32.1019 | 26.1517 | 10.7921
32.8829 | 41.0927 | 23.0098
18.3208 | 26.087 | 7.4368
34.7901 | 24.3694 | 30.2858
25.2096 | 16.3281 | 9.3126
36.6617 | 46.3531 | 0.49266
29.8372 | -2.3718 | 5.2348
24.4103 | 28.588 | 8.1576
23.6611 | 29.6497 | 6.766
31.1874 | 20.2136 | 26.5955
17.4 | 14.0201 | 2.7079
26.9614 | 21.3223 | 21.1095
17.7003 | 6.5651 | 7.7789
28.7445 | 8.9475 | 13.494
24.2911 | 25.0237 | 2.7917
26.6618 | 6.6896 | 4.317
31.6609 | 6.5323 | 20.2796
51.6102 | 31.0132 | 20.0867
33.3374 | 30.7039 | 17.8443
34.7791 | -9.3247 | 33.352
43.8542 | 12.6939 | 24.4403
24.0317 | 31.1298 | 0.332
25.9189 | -1.7968 | 23.432
35.3354 | 6.5612 | 12.8494
36.5421 | 5.5777 | 4.5665
33.4132 | 20.2406 | 13.9706
29.0778 | 25.9034 | 11.2832
26.5584 | 6.3837 | 17.5571
38.511 | 19.0679 | 15.112
29.7974 | 4.6275 | 26.0545
24.8872 | 39.8665 | 10.1086
25.5528 | 33.1922 | 20.9459
22.5209 | 10.7371 | 21.1074
44.1946 | 37.9601 | 16.0551
37.7322 | -20.2479 | 35.2985
42.054 | -25.9836 | 5.5842
22.7594 | 1.036 | 2.2629
27.0931 | -20.9747 | 17.6269
28.4757 | 14.1167 | 18.0617
49.659 | -19.031 | 9.8848
34.9913 | 8.256 | 29.5442
31.9076 | 39.5384 | 9.4363
24.7932 | -3.0243 | 12.3868
29.3981 | 25.7879 | 24.0547
52.3817 | 35.1541 | 18.499
23.3167 | -10.2329 | 5.9416
18.629 | 39.6169 | 7.1421
22.0447 | 15.5548 | 3.0778
29.1337 | 14.518 | 7.9281
31.6182 | 6.925 | 24.2936
24.5383 | 33.7123 | 12.8033
24.6669 | 44.2858 | 2.4356
32.5308 | 38.1421 | 15.587
46.1389 | 25.9487 | 19.3847
48.5731 | 26.065 | 20.4004
15.2083 | 6.7093 | 10.3681
30.1268 | 17.7765 | 6.0439
26.5988 | -3.3369 | 23.0894
35.9382 | 5.5989 | 12.1895
39.4237 | 2.0301 | 23.7339
27.7403 | 2.87 | 17.6341
42.7696 | 28.7348 | 3.3077
23.2114 | -43.798 | 4.9104
24.9622 | 15.783 | 17.0584
34.3189 | -5.6618 | 32.703
38.7172 | -15.9592 | 6.2467
43.4604 | -23.7664 | 15.1106
29.0055 | 17.7429 | 18.2964
25.7616 | 8.1802 | 3.1717
25.9995 | -23.8074 | 1.037
31.3221 | 28.3675 | 23.8284
14.8183 | 44.9945 | 7.2241
30.2018 | 45.6447 | 16.0155
17.3413 | 30.9005 | 13.1165
31.6523 | 47.3196 | 14.1416
42.7132 | 22.1862 | 25.2104
29.2531 | 27.0094 | 17.4676
25.5566 | 30.6147 | 11.0748
53.0915 | 28.9889 | 12.5979
29.6242 | 20.4138 | 14.687
26.5212 | 37.2824 | 20.8418
30.6876 | -28.0346 | 20.8212
33.2357 | -0.62171 | 5.232
32.027 | 39.8544 | 12.1623
30.1824 | 41.3709 | 15.1306
34.5587 | -7.7246 | 3.846
21.7628 | -21.2538 | 15.9408
17.2275 | 32.3143 | 2.0563
39.0359 | 19.0327 | 33.1992
25.087 | 15.9538 | 21.321
13.7024 | 30.8093 | 4.4187
41.6218 | 8.9308 | 34.0647
18.3805 | 7.1763 | 17.7922
42.7476 | -18.8263 | 11.1036
32.4392 | 18.3432 | 16.4163
34.5064 | 35.5587 | 21.6726
19.5716 | 25.7284 | 10.2723
29.0935 | 23.0145 | 17.0429
27.7295 | 22.4254 | 1.1601
33.2949 | -7.0083 | 28.5391
24.1453 | 23.8051 | 4.7487
21.6875 | 8.3449 | 14.5892
47.1523 | 18.3043 | 29.4061
33.4052 | 20.7452 | 5.1199
33.6068 | -13.253 | 23.7566
24.9855 | 33.4223 | 16.4055
30.4027 | -10.8719 | 2.404
22.0633 | 13.4439 | 10.8546
21.4898 | -17.3086 | 6.2589
23.5564 | 51.9277 | 9.5952
27.2193 | 35.2146 | 13.9481
29.8235 | 26.0631 | 7.0258
16.9493 | 45.0411 | 1.3297
37.931 | 6.5496 | 35.8439
27.8579 | 39.068 | 13.2751
33.7223 | 43.064 | 1.8385
20.3471 | 1.8619 | 15.3957
35.5935 | 3.4303 | 9.4091
25.939 | 39.5442 | 16.2531
35.5092 | 42.5656 | 4.8383
42.6174 | 56.2639 | 15.3197
24.6012 | 66.7131 | 6.0379
41.6632 | 24.0703 | 32.3996
20.6137 | 26.7845 | 1.3295
37.6066 | -19.768 | 7.4457
35.1646 | -0.66701 | 7.3348
29.3534 | 15.937 | 0.24825
20.5904 | 39.9641 | 5.8013
32.7597 | 25.79 | 19.9315
27.532 | 21.8568 | 5.1418
27.399 | -7.2016 | 4.7666
26.1269 | -10.1634 | 0.20743
10.3229 | 12.4148 | 2.0786
32.4388 | 25.9511 | 11.1443
33.9386 | 33.6896 | 1.2908
22.429 | 35.299 | 3.1269
38.0935 | -28.6951 | 32.7899
29.56 | 4.5167 | 29.2981
27.918 | 61.8745 | 0.92583
26.0368 | -8.6714 | 25.623
38.5639 | -24.6153 | 22.1524
33.4579 | -19.3666 | 11.0706
28.5703 | 6.453 | 0.37934
34.2449 | 15.3847 | 0.49909
40.9007 | -3.3906 | 39.5162
29.6478 | 2.3802 | 4.3206
25.4524 | 5.6079 | 6.2608
24.1974 | 19.3219 | 16.1435
35.1479 | 8.6614 | 23.8503
31.9966 | 25.8631 | 12.0564
40.6532 | 10.504 | 0.045736
33.6941 | 21.753 | 29.264
43.9681 | -7.2343 | 8.8706
31.3552 | 2.1767 | 15.1598
21.7444 | 37.0139 | 2.7128
25.0496 | 10.1313 | 9.9837
17.0456 | 41.9555 | 8.2038
33.9186 | 8.502 | 32.6051
18.4752 | 45.9232 | 9.6706
36.7651 | 21.4375 | 28.2157
28.4615 | 2.253 | 26.0665
27.1719 | 7.4341 | 22.5526
26.8471 | -25.5234 | 17.784
40.6254 | -7.0087 | 26.5911
23.941 | 46.8985 | 12.8868
41.873 | -2.4097 | 18.1583
34.5171 | 14.8265 | 25.2981
31.8578 | -21.1261 | 24.1442
22.8159 | 40.4383 | 6.5899
34.707 | -25.1789 | 16.8897
42.5665 | -12.3663 | 27.8109
32.1508 | 47.9319 | 1.8737
30.3994 | -31.1467 | 7.306
23.8175 | 25.3159 | 16.865
24.8846 | 29.9846 | 18.7833
35.1471 | 32.2966 | 2.6034
34.612 | 34.3958 | 26.4248
33.62 | 48.2002 | 8.4293
38.986 | 4.8293 | 16.3014
29.5709 | -16.6375 | 23.9019
31.6192 | 18.5237 | 19.8578
28.5122 | 10.2777 | 17.9579
37.2634 | 38.0963 | 8.7045
40.0696 | 34.2169 | 23.1452
46.4687 | 37.7183 | 4.5096
27.5438 | 46.5044 | 9.2734
26.251 | 6.5879 | 8.0865
9.5426 | 20.0432 | 8.1751
30.2858 | 24.5834 | 10.3848
34.9605 | 15.715 | 0.19362
27.3193 | 22.4903 | 4.5561
38.595 | 7.3102 | 37.6624
30.3576 | -24.5305 | 1.5496
29.9753 | 31.4444 | 7.6365
36.7349 | 17.8288 | 5.2498
18.4996 | 3.76 | 9.7541
20.3592 | 8.9716 | 1.7918
24.6648 | 12.6943 | 13.8224
36.8775 | 14.2484 | 13.8228
36.6149 | 8.19 | 13.7432
24.5924 | 25.5639 | 9.1951
27.3958 | 37.7783 | 3.2666
34.4181 | 15.3369 | 30.2898
35.6921 | 41.5879 | 5.5728
32.0727 | 29.9921 | 0.16818
25.8019 | -7.8454 | 17.4488
22.0464 | -25.2474 | 15.8904
31.8947 | 16.0251 | 19.766
16.1741 | 28.5208 | 13.842
38.9055 | 18.4646 | 34.5053
43.765 | 4.3556 | 7.1052
23.1675 | 40.7007 | 8.131
24.4699 | 10.7582 | 6.8301
27.6822 | 5.4877 | 0.73596
16.874 | -28.0926 | 6.5357
18.6062 | 40.5104 | 6.1916
44.5815 | -18.2572 | 0.7507
20.5723 | -3.9744 | 18.1104
20.733 | -11.2739 | 9.5431
28.6564 | 13.4399 | 15.6602
37.0473 | -25.4568 | 31.6214
18.365 | -33.91 | 4.7713
34.405 | -5.3636 | 22.5827
31.8815 | 3.5896 | 19.6762
30.7011 | 24.2192 | 17.0108
21.7865 | 27.5644 | 14.6382
26.5676 | 23.2164 | 12.5855
30.0568 | 30.2487 | 14.2268
23.8819 | 11.0269 | 2.517
32.0836 | 32.804 | 6.8421
29.6888 | 8.5644 | 16.1389
16.8463 | 42.0149 | 6.9427
20.0195 | -3.8924 | 4.4266
27.1463 | 12.7689 | 17.8055
32.8716 | 21.6516 | 7.5191
27.624 | 24.9888 | 20.4733
33.5716 | 21.4504 | 26.8424
19.0865 | -17.6419 | 4.07
37.2658 | 36.6435 | 8.9361
38.1321 | 21.2862 | 25.8727
27.7161 | 26.4211 | 8.5337
21.1825 | 41.2053 | 12.4961
25.2167 | -2.8755 | 18.1072
18.7276 | -6.6863 | 14.8281
16.8083 | -15.8154 | 1.9227
23.3899 | 26.6087 | 9.5137
25.7924 | -3.3723 | 14.0296
15.7823 | -16.2993 | 6.6336
35.4067 | 23.9196 | 16.2833
23.6398 | 12.4436 | 20.8282
22.8657 | 43.046 | 15.5055
29.6913 | 20.6267 | 13.5209
28.6932 | 25.2121 | 12.1822
17.7218 | 43.252 | 6.1148
35.395 | 5.5225 | 23.1937
31.5478 | 66.7729 | 8.8042
31.8482 | 24.0805 | 28.4086
23.4144 | -4.8433 | 19.7046
24.5596 | -2.4431 | 8.7785
39.6147 | 6.4449 | 2.6266
15.0298 | -7.4297 | 4.5166
24.0579 | 20.1827 | 2.4093
25.7794 | 2.1896 | 18.5294
27.2201 | -26.2009 | 14.9728
27.5186 | 40.9084 | 3.4003
28.4111 | 3.7856 | 23.9284
16.7806 | 36.8277 | 3.9913
22.7225 | 25.7681 | 0.078221
35.5965 | 62.0593 | 4.0785
40.0181 | 28.7488 | 0.96789
24.4568 | 25.4086 | 11.8328
51.438 | 43.5075 | 6.8698
20.1151 | -6.59 | 14.9718
17.3751 | 31.9437 | 4.8119
18.5578 | 78.18 | 1.1857
39.2803 | 42.4179 | 26.4845
32.2236 | -21.3111 | 11.9759
17.7816 | 18.5567 | 0.74268
39.6571 | 1.7503 | 24.488
21.9523 | 5.0125 | 18.6802
26.7069 | 39.7603 | 16.5518
28.6116 | 9.0189 | 22.631
21.1534 | -29.2214 | 4.8844
26.4963 | -28.3164 | 17.5157
33.5881 | -18.6661 | 10.0188
28.5476 | 2.7968 | 12.2601
31.5827 | 12.4923 | 1.696
25.1594 | 24.988 | 15.2135
33.3742 | 14.8359 | 6.2958
43.3385 | 18.6159 | 13.0829
21.8448 | 16.4219 | 6.3184
20.2309 | -16.9914 | 13.1951
34.3178 | 18.9669 | 2.5629
26.1777 | 14.0986 | 19.7121
37.029 | 39.751 | 3.9408
29.9255 | 53.4732 | 12.0718
22.4201 | 0.41113 | 14.0841
27.1387 | 18.3247 | 13.3163
35.0052 | 40.1806 | 11.6468
15.2032 | 25.3027 | 9.8823
31.6862 | 29.3238 | 6.532
45.9893 | 11.0513 | 14.7861
28.0973 | 43.0192 | 2.8373
24.925 | 15.7031 | 1.483
10.3038 | -11.3533 | 6.9247
43.9461 | 49.8814 | 16.2243
25.3032 | 6.9259 | 10.6778
27.6974 | -31.8131 | 1.0609
23.2744 | 20.2157 | 14.9829
19.9322 | 14.7848 | 13.6724
30.8994 | 38.518 | 14.3526
34.9168 | 28.2488 | 25.973
15.6602 | 50.8704 | 0.11223
29.3796 | -12.5916 | 11.8557
31.2966 | 18.7538 | 3.9422
19.5912 | 39.0818 | 10.3623