## Summary
Data can be arranged in client's own format and linked to the component worksheets.
This data is mapped to following worksheets in order to create input for MIEcalculator
This approach retains compatibility with the original csv file input approach while also demonstrating the interaction of python with an xls workbook.
Extending this to also work with xlsx and xlsm files will be straightforward.
A decision will be required as to how many different input approaches need to be supported before carrying on with further development.
It is important that the component worksheets are kept clean, particularly ensuring that there is no extraneous data that might be picked up.
Formulas should be OK, only the cell value is copied.
Note that MIEcalculator assumes a common % scale for current. Input data must be scaled so that 100% meter current = 100% CT current.
If there is no VT then all VT corrections can be set to zero, but (for now) set k factors to 2 ( setting them to zero will give a divide by zero error in MIEcalculator).

## InputData
Meter
|  | 100%==5 A | Note that lagging phase angles are positive if we follow IEC convention
| Test Voltage | % Rated Current | Amps | Power Factor | Phase Angle | Error | U | k
[5 empty] | Degrees | % | %
| 230 | 2 | 0.1 | 1 | 0 | -0.01 | 0.07 | 2.02
| 230 | 2 | 0.1 | 0.5 | 60 | -0.09 | 0.14 | 2.02
| 230 | 2 | 0.1 | 0.79989 | -36.88 | 0.02 | 0.087512 | 2.02
| 230 | 5 | 0.25 | 1 | 0 | 0.03 | 0.07 | 2.02
| 230 | 5 | 0.25 | 0.5 | 60 | -0.03 | 0.14 | 2.02
| 230 | 5 | 0.25 | 0.79989 | -36.88 | 0.06 | 0.087512 | 2.02
| 230 | 20 | 1 | 1 | 0 | 0.14 | 0.07 | 2.01
| 230 | 20 | 1 | 0.5 | 60 | -0.04 | 0.14 | 2.01
| 230 | 20 | 1 | 0.79989 | -36.88 | 0.23 | 0.087512 | 2.01
| 230 | 50 | 2.5 | 1 | 0 | 0.02 | 0.07 | 2.01
| 230 | 50 | 2.5 | 0.5 | 60 | -0.05 | 0.14 | 2.01
| 230 | 50 | 2.5 | 0.79989 | -36.88 | 0.05 | 0.087512 | 2.01
| 230 | 100 | 5 | 1 | 0 | 0.04 | 0.07 | 2.01
| 230 | 100 | 5 | 0.5 | 60 | 0.01 | 0.14 | 2.01
| 230 | 100 | 5 | 0.79989 | -36.88 | 0.06 | 0.087512 | 2.01
| 230 | 200 | 10 | 1 | 0 | 0.02 | 0.07 | 2.01
| 230 | 200 | 10 | 0.5 | 60 | 0 | 0.14 | 2.01
| 230 | 200 | 10 | 0.79989 | -36.88 | 0.03 | 0.087512 | 2.01
| 230 | 400 | 20 | 1 | 0 | 0.05 | 0.07 | 2.01
| 230 | 400 | 20 | 0.5 | 60 | 0.04 | 0.14 | 2.01
| 230 | 400 | 20 | 0.79989 | -36.88 | 0.06 | 0.087512 | 2.01
for meter page
|  | no.of rows = | 21 | i.e. no. of measured points
|  | no.of columns = | 5 | i.e. current, phase, error, expanded uncertainty, coverage factor
VT
| Voltage % | Red Phase |  | Yellow Phase |  | Blue Phase |  | Expanded Uncertainty |  |  |  | Average over phases
|  | Ratio error | Phase error | Ratio error | Phase error | Ratio error | Phase error | Ratio |  | Phase |  | error | phase | uphase
|  | % | min | % | min | % | min | % | k | min | k | % | crad | crad
| 80 | 0 | 0 | 0 | 0 | 0 | 0 | 0.001 | 2.2 | 0.01 | 2.3 | 0 | 0 | 0.00029089
| 90 | 0 | 0 | 0 | 0 | 0 | 0 | 0.001 | 2.2 | 0.01 | 2.3 | 0 | 0 | 0.00029089
| 100 | 0 | 0 | 0 | 0 | 0 | 0 | 0.001 | 2.2 | 0.01 | 2.3 | 0 | 0 | 0.00029089
| 110 | 0 | 0 | 0 | 0 | 0 | 0 | 0.001 | 2.2 | 0.01 | 2.3 | 0 | 0 | 0.00029089
| 120 | 0 | 0 | 0 | 0 | 0 | 0 | 0.001 | 2.2 | 0.01 | 2.3 | 0 | 0 | 0.00029089
for VT page
|  | no.of rows = | 5 | i.e. no. of voltage points
|  | no.of columns = | 7 | i.e. voltage, ratio error, expanded uncertainty, coverage factor, phase error, expanded uncertainty, coverage factor
CT | Full load == 5A
| Current % | Red Phase |  | Yellow Phase |  | Blue Phase |  | Expanded Uncertainty |  |  |  | Average over phases
|  | Ratio error | Phase error | Ratio error | Phase error | Ratio error | Phase error | Ratio |  | Phase |  | error | phase | uphase
|  | % | min | % | min | % | min | % | k | min | k | % | crad | crad
| 5 | -0.13 | 2.11 | -0.13 | 2.85 | -0.15 | 3.15 | 0.035 | 2.12 | 1.21 | 2.09 | -0.13667 | 0.078637 | 0.035197
| 20 | -0.1 | 1.07 | -0.1 | 1.47 | -0.11 | 1.68 | 0.035 | 2.12 | 0.7 | 2.04 | -0.10333 | 0.040918 | 0.020362
| 100 | -0.07 | 0.52 | -0.07 | 0.86 | -0.08 | 0.98 | 0.023 | 2.06 | 0.31 | 2 | -0.073333 | 0.022883 | 0.0090175
| 120 | -0.07 | 0.48 | -0.07 | 0.84 | -0.08 | 0.92 | 0.023 | 2.06 | 0.31 | 2 | -0.073333 | 0.02172 | 0.0090175
for CT page
|  | no.of rows = | 4 | i.e. no. of current points
|  | no.of columns = | 7 | i.e. current, ratio error, expanded uncertainty, coverage factor, phase error, expanded uncertainty, coverage factor
Load | min current | 1 |  | In this case a random load profile that uses these key parameters is generated on the 'load' worksheet.
| max current | 100
| min angle | -30
| max angle | 70
Note that this load is generated in the gen_load worksheet.
The error is calculated from the load values manually pasted into the load worksheet.

## project
meter.csv
meter_inf.csv
VT.csv
Vte_inf.csv
VTp_inf.csv
CT.csv
Cte_inf.csv
CTp_inf.csv
site_inf.csv
load.txt

## meter
21 | 5
2 | 0 | -0.01 | 0.07 | 2.02
2 | 60 | -0.09 | 0.14 | 2.02
2 | -36.88 | 0.02 | 0.087512 | 2.02
5 | 0 | 0.03 | 0.07 | 2.02
5 | 60 | -0.03 | 0.14 | 2.02
5 | -36.88 | 0.06 | 0.087512 | 2.02
20 | 0 | 0.14 | 0.07 | 2.01
20 | 60 | -0.04 | 0.14 | 2.01
20 | -36.88 | 0.23 | 0.087512 | 2.01
50 | 0 | 0.02 | 0.07 | 2.01
50 | 60 | -0.05 | 0.14 | 2.01
50 | -36.88 | 0.05 | 0.087512 | 2.01
100 | 0 | 0.04 | 0.07 | 2.01
100 | 60 | 0.01 | 0.14 | 2.01
100 | -36.88 | 0.06 | 0.087512 | 2.01
200 | 0 | 0.02 | 0.07 | 2.01
200 | 60 | 0 | 0.14 | 2.01
200 | -36.88 | 0.03 | 0.087512 | 2.01
400 | 0 | 0.05 | 0.07 | 2.01
400 | 60 | 0.04 | 0.14 | 2.01
400 | -36.88 | 0.06 | 0.087512 | 2.01

## meter_inf
7 | 6
Meter temperature coefficient | 0 | %/deg | 0.01 | norm | 12
Meter calibration temperature | 23 | deg | 0 | norm | 12
Meter annual drift | 0 | % | 0 | norm | 12
Meter voltage dependence | 0 | %/(%V) | 0.01 | norm | 12
Meter frequency dependence | 0 | %/(%f) | 0.025 | norm | 12
Meter field dependence | 0 | %/mT | 0 | norm | 12
Meter harmonic dependence | 0 | %/(%dist) | 0.02 | norm | 12

## VT
Not Tettex | VT5 | RITZ | 2007-04-18
5 | 7
80 | 0 | 0.001 | 2.2 | 0 | 0.00029089 | 2.3
90 | 0 | 0.001 | 2.2 | 0 | 0.00029089 | 2.3
100 | 0 | 0.001 | 2.2 | 0 | 0.00029089 | 2.3
110 | 0 | 0.001 | 2.2 | 0 | 0.00029089 | 2.3
120 | 0 | 0.001 | 2.2 | 0 | 0.00029089 | 2.3

## VTe_inf
4 | 6
VT temperature coefficient of error | 0.0039 | /deg | 0.00039 | norm | 12
VT calibration temperature | 23 | deg | 0.1 | norm | 12
VT burden coefficient of error | 0 | - | 0 | norm | 12
VT calibration burden | 0.000248 | S | 2.48e-05 | norm | 12

## VTp_inf
2 | 6
VT temperature coefficient of phase | 0.0039 | /deg | 0.00039 | norm | 12
VT burden coefficient of phase | 0 | - | 0 | norm | 12

## CT
T | E | 1 | 2008-10-01
4 | 7
5 | -0.13667 | 0.035 | 2.12 | 0.078637 | 0.035197 | 2.09
20 | -0.10333 | 0.035 | 2.12 | 0.040918 | 0.020362 | 2.04
100 | -0.073333 | 0.023 | 2.06 | 0.022883 | 0.0090175 | 2
120 | -0.073333 | 0.023 | 2.06 | 0.02172 | 0.0090175 | 2

## CTe_inf
4 | 6
CT temperature coefficient of error | 0.0039 | /deg | 0.00039 | norm | 12
CT calibration temperature | 23 | deg | 0.1 | norm | 12
CT burden coefficient of error | 0 | - | 0 | norm | 12
CT calibration burden | 1 | ohm | 0.1 | norm | 10

## CTp_inf
2 | 6
CT temperature coefficient of phase | 0.0039 | /deg | 0.00039 | norm | 12
CT burden coefficient of phase | 0 | - | 0 | norm | 12

## site_inf
8 | 6
Site temperature | 19.5 | deg | 5 | norm | 12
Site voltage | 0 | % | 3 | norm | 12
Site frequency | 0 | % | 0.75 | norm | 12
Site harmonics | 0 | % | 2 | norm | 12
Site CT burden | 1 | ohm | 0.1 | norm | 12
Site VT burden | 0.000248 | S | 2.48e-05 | norm | 12
Site EM field | 0 | mT | 0 | norm | 10
Period of certification | 1 | year | 0 | norm | 50

## load
34.2659 | 47.3754 | 1.8704
39.5227 | 56.309 | 5.4778
33.3397 | 40.6352 | 14.0711
34.4873 | 49.2173 | 8.8822
66.7459 | 62.5872 | 8.9059
14.7647 | 31.4022 | 10.0293
49.5644 | 52.2151 | 13.8568
53.8994 | 54.9007 | 2.5373
70.0257 | 53.0814 | 38.1159
34.312 | 28.748 | 13.9524
54.8955 | 14.8095 | 10.2118
55.9863 | 53.8997 | 24.6394
55.8014 | 52.1182 | 5.3225
68.4411 | 43.9547 | 44.8807
74.1613 | 42.8292 | 7.6984
33.2674 | 55.3947 | 10.3172
40.294 | 40.6195 | 3.8165
60.8375 | 40.1392 | 8.1708
60.651 | 54.3415 | 19.8628
48.752 | 63.602 | 14.6113
34.8591 | 52.7943 | 8.1267
52.2132 | 43.1866 | 29.8849
78.3138 | 24.6317 | 48.0517
46.2292 | 69.6301 | 6.055
35.1571 | 61.1488 | 16.2186
22.7798 | 42.0451 | 3.1327
51.9893 | 52.0315 | 31.0155
49.3332 | 31.9447 | 1.3276
48.6168 | 55.447 | 27.244
53.067 | 36.9705 | 22.16
58.9828 | 27.1846 | 23.6231
52.2997 | 52.1226 | 18.5223
70.6874 | 49.535 | 1.371
44.2596 | 62.852 | 9.9869
42.999 | 34.7658 | 7.2282
46.8213 | 52.9863 | 12.7261
52.4019 | 49.8995 | 25.9872
34.1383 | 32.841 | 12.6175
55.6667 | 49.0781 | 13.8804
41.2117 | 45.9147 | 22.4055
40.1676 | 48.3806 | 18.3847
75.2718 | 44.4076 | 35.0748
64.3063 | 80.948 | 6.3889
37.1966 | 32.211 | 1.8075
51.7848 | 51.024 | 15.1022
24.2475 | 41.6462 | 6.4915
61.2476 | 49.1161 | 36.7674
52.3022 | 58.3006 | 1.0596
68.4049 | 43.9118 | 19.4625
47.5425 | 55.8686 | 25.3974
29.4038 | 77.5856 | 3.2848
11.2493 | 48.4891 | 7.3239
53.6057 | 55.0265 | 15.659
38.7784 | 25.2383 | 1.3248
66.669 | 54.7501 | 9.1531
53.6663 | 34.5842 | 17.8727
46.7111 | 46.1091 | 19.7049
41.9261 | 27.8146 | 15.0574
33.6921 | 66.7927 | 5.9444
33.4353 | 64.1994 | 11.4061
40.2365 | 47.7305 | 7.6908
53.7755 | 47.8715 | 26.021
78.5421 | 59.0546 | 0.21189
65.1679 | 41.1631 | 25.3918
30.6495 | 31.6857 | 18.6894
28.9094 | 58.6328 | 11.0752
90.8872 | 21.5206 | 68.4981
47.6044 | 57.8084 | 16.9907
30.1163 | 37.9536 | 5.5298
65.2064 | 43.228 | 34.2972
53.2408 | 63.9326 | 3.5636
34.9876 | 81.8792 | 0.89289
56.8281 | 34.6097 | 0.55361
41.7289 | 69.4956 | 0.69355
48.5077 | 43.1441 | 11.0815
50.7685 | 54.3452 | 3.2783
20.2461 | 28.3059 | 12.002
72.1742 | 30.2206 | 2.5945
32.4008 | 58.8117 | 6.5833
44.398 | 27.3428 | 27.0268
31.4527 | 42.6998 | 10.6191
66.1146 | 48.8268 | 30.8673
57.4234 | 52.7449 | 8.4662
52.1333 | 54.725 | 26.7662
54.5665 | 32.8434 | 38.1102
49.8347 | 48.8478 | 15.9058
36.5509 | 59.3162 | 5.0689
69.7379 | 64.1189 | 8.6331
43.2834 | 46.1198 | 3.9986
74.0929 | 48.6349 | 46.3334
25.3735 | 64.7597 | 4.4174
47.7693 | 39.7927 | 8.6188
58.2341 | 44.3688 | 21.4966
89.576 | 45.6409 | 12.3768
55.0243 | 42.2291 | 37.8245
52.7225 | 55.0983 | 10.9391
68.036 | 19.2638 | 37.4624
34.8213 | 52.9998 | 11.2341
46.8615 | 54.6731 | 7.4639
47.2673 | 43.063 | 9.816
41.4088 | 53.0568 | 16.9862
18.4138 | 41.9667 | 12.3285
38.0205 | 52.1581 | 0.99584
34.4077 | 37.8958 | 24.4138
26.053 | 54.5688 | 13.0485
83.5042 | 56.8502 | 3.6147
46.297 | 36.1349 | 22.77
63.034 | 36.3654 | 0.95268
33.8867 | 43.3737 | 1.6172
79.2687 | 62.4092 | 25.2278
42.6071 | 58.9695 | 7.9089
70.1118 | 42.6343 | 18.344
52.4818 | 45.7086 | 20.6223
51.8649 | 45.3729 | 16.9475
80.8897 | 69.1205 | 20.8641
49.0983 | 41.2451 | 5.9568
93.4811 | 39.8858 | 30.8403
47.2346 | 50.7786 | 8.241
16.037 | 41.0094 | 4.3607
51.9535 | 32.4258 | 40.3548
78.4372 | 56.1014 | 6.8559
56.9677 | 60.5966 | 24.9497
44.1044 | 33.8769 | 35.541
72.9941 | 62.5553 | 18.46
43.4639 | 47.1814 | 3.6484
17.4682 | 42.015 | 1.7087
60.6071 | 50.2427 | 37.4437
41.4224 | 56.9478 | 20.5807
68.3045 | 46.1127 | 43.3443
55.1917 | 69.4473 | 10.5628
68.9149 | 48.8652 | 38.6897
56.9231 | 47.4876 | 29.9436
57.2713 | 43.9716 | 21.35
51.5985 | 53.4107 | 7.1294
72.3105 | 40.9452 | 2.2798
24.5139 | 61.2304 | 7.4361
30.3951 | 42.4708 | 15.4611
38.5719 | 45.0359 | 22.345
29.2706 | 52.1374 | 13.5596
79.4825 | 53.9754 | 25.4982
50.2342 | 42.1239 | 34.1084
36.4245 | 32.2306 | 8.6013
58.0611 | 53.9722 | 5.9535
90.9666 | 47.5739 | 45.2847
40.3208 | 39.3982 | 25.7858
80.2181 | 30.3716 | 9.6146
20.6703 | 41.3476 | 7.141
64.5825 | 56.0699 | 0.24455
51.8769 | 47.2646 | 7.1388
55.7082 | 32.7503 | 11.8387
41.6421 | 48.306 | 27.382
51.9051 | 44.9441 | 25.9962
59.6457 | 69.217 | 8.09
64.9709 | 52.0843 | 8.571
49.3949 | 36.4062 | 35.8379
45.1333 | 48.8626 | 11.6117
79.0651 | 58.4841 | 18.5504
78.1917 | 29.1794 | 23.3797
50.7255 | 47.4907 | 18.4867
30.9967 | 53.8021 | 0.24793
27.1325 | 46.5328 | 1.8282
51.1477 | 36.0877 | 12.6261
59.7053 | 24.9891 | 35.3444
78.6993 | 41.2421 | 19.99
41.8662 | 27.6275 | 18.4863
58.8311 | 45.338 | 25.8101
47.4453 | 27.7334 | 28.7775
57.5693 | 47.3738 | 27.6563
69.4299 | 33.4963 | 13.128
70.1781 | 47.9074 | 35.2157
60.3521 | 56.5161 | 15.2514
60.5866 | 46.2586 | 6.059
37.631 | 59.9136 | 0.30017
56.0057 | 45.9572 | 10.0123
39.8707 | 54.593 | 16.8955
51.7647 | 48.0371 | 0.55271
55.9402 | 38.6123 | 2.8671
60.0025 | 54.8485 | 31.74
48.1022 | 40.9409 | 27.4376
59.0257 | 32.8044 | 23.8724
35.6811 | 46.5666 | 5.6915
61.7229 | 47.4955 | 18.5349
70.3865 | 70.1277 | 18.8568
31.5074 | 60.9036 | 0.87239
65.7749 | 34.899 | 11.2306
15.6551 | 48.2631 | 9.8306
42.3641 | 30.3971 | 4.4936
26.4594 | 39.8017 | 11.992
28.404 | 49.1987 | 14.6688
52.3266 | 66.1639 | 19.5485
38.6907 | 57.296 | 16.6498
59.9957 | 70.2593 | 11.1162
32.65 | 44.6735 | 15.8617
36.2339 | 34.7323 | 8.9616
63.3648 | 23.7356 | 22.9068
40.0283 | 41.3837 | 8.4229
51.4256 | 50.9041 | 22.6664
45.2446 | 37.4665 | 8.524
53.862 | 23.0493 | 44.8895
60.8062 | 35.4772 | 21.9536
48.8311 | 61.3048 | 3.6785
65.4149 | 38.0017 | 39.6838
72.5257 | 63.3998 | 11.8952
24.7983 | 23.5106 | 11.5277
63.7394 | 56.1692 | 23.908
24.9505 | 41.7918 | 2.5454
48.8966 | 19.6612 | 11.5789
77.7279 | 37.2409 | 54.2507
69.7014 | 42.3583 | 26.1178
37.0646 | 37.1056 | 2.8633
38.9029 | 27.6932 | 7.955
45.4657 | 35.731 | 6.4805
45.2618 | 64.5627 | 10.326
50.7753 | 64.2784 | 17.9962
68.301 | 41.0606 | 1.2909
28.4202 | 38.2149 | 8.3493
54.8811 | 45.1701 | 15.9186
28.1012 | 66.3972 | 6.4567
41.4885 | 44.3248 | 21.6745
25.8504 | 51.7793 | 10.5152
54.7915 | 43.8361 | 14.3777
52.0657 | 46.9359 | 7.0957
43.9904 | 62.4204 | 17.5849
58.9579 | 65.4697 | 3.4275
78.8844 | 64.685 | 29.1785
38.8417 | 31.4689 | 28.4862
55.7778 | 25.0311 | 5.5713
39.0367 | 41.9042 | 5.0823
45.9641 | 39.6367 | 19.6276
22.6599 | 49.0967 | 11.6225
63.6992 | 32.2793 | 4.0352
53.0837 | 49.102 | 7.2303
41.3523 | 43.955 | 19.0094
39.1451 | 32.5559 | 20.6757
39.3559 | 36.7423 | 25.9592
60.4376 | 46.3752 | 15.7337
64.3231 | 45.8474 | 4.9471
74.9679 | 56.345 | 23.3816
38.3979 | 41.559 | 9.3499
69.509 | 32.7886 | 7.0021
54.6035 | 33.4527 | 29.1982
55.085 | 34.0617 | 4.4494
62.2761 | 35.2019 | 9.4791
47.3965 | 39.589 | 4.7084
56.8111 | 58.103 | 16.2188
36.8512 | 60.2482 | 1.1404
58.5998 | 57.283 | 22.2675
80.6929 | 44.6074 | 49.5421
69.36 | 47.871 | 35.3185
36.3142 | 63.7494 | 10.7527
47.5936 | 18.4998 | 29.6396
68.9059 | 55.5538 | 14.9917
60.6403 | 52.0116 | 25.6869
46.0401 | 51.3291 | 2.7041
44.3432 | 36.6428 | 18.3783
50.9431 | 19.3998 | 21.726
41.0251 | 58.836 | 1.9668
39.1791 | 23.8492 | 8.0862
76.9533 | 61.3397 | 22.1714
45.7584 | 41.5988 | 11.4529
41.0633 | 48.6632 | 25.7973
57.8336 | 35.9335 | 17.3398
58.8661 | 44.9311 | 17.3092
54.6554 | 63.72 | 2.9
36.0143 | 42.2399 | 13.0528
67.6423 | 45.073 | 45.3109
42.3183 | 66.833 | 2.3714
49.7366 | 56.1133 | 13.8157
47.3467 | 36.8283 | 28.6963
62.4616 | 33.3248 | 43.2996
62.3569 | 53.7389 | 8.1532
19.9915 | 46.0489 | 12.7261
57.5476 | 75.5248 | 3.8191
51.2681 | 30.3993 | 10.0903
63.8615 | 57.9436 | 1.629
28.4028 | 36.8186 | 1.6028
36.2467 | 24.7705 | 6.2469
60.8026 | 20.8518 | 16.6204
43.3744 | 31.1644 | 33.0439
47.4809 | 38.5715 | 28.0232
60.1119 | 23.9563 | 12.1694
31.3562 | 48.6976 | 0.36754
59.3514 | 50.1287 | 6.4777
65.6838 | 62.5396 | 26.7172
32.9393 | 55.1452 | 2.8645
65.5825 | 28.7936 | 44.4461
64.6959 | 38.0204 | 2.8159
36.1663 | 62.2157 | 16.4585
36.0995 | 84.0733 | 1.5226
38.0365 | 52.9358 | 8.6244
62.2747 | 35.2128 | 5.4676
53.7997 | 55.2852 | 13.116
52.3568 | 48.6037 | 7.4236
61.3906 | 49.8197 | 27.4401
51.5155 | 63.704 | 17.7874
66.1168 | 24.8914 | 23.2713
42.3154 | 35.3604 | 28.7802
62.9425 | 31.7737 | 49.4568
43.0755 | 49.6511 | 22.5572
47.9985 | 39.646 | 20.9938
51.4172 | 49.9296 | 22.2638
53.1266 | 63.5222 | 6.0333
56.8474 | 10.3723 | 21.0939
42.647 | 54.055 | 16.6653
38.7843 | 25.9891 | 31.6652
56.5659 | 38.7029 | 38.4521
55.2241 | 67.7177 | 6.5931
88.2909 | 37.7258 | 8.4088
11.498 | 36.1191 | 9.0911
69.5684 | 40.1528 | 36.4297
66.9331 | 51.8977 | 22.0504
35.9949 | 28.1996 | 17.2068
76.1488 | 48.879 | 5.6898
41.2998 | 40.8539 | 4.0161
61.597 | 62.3776 | 2.7413
58.8454 | 33.562 | 30.6874
45.1596 | 80.615 | 5.2654
55.6158 | 65.485 | 3.9709
54.0098 | 18.373 | 14.4352
51.3586 | 54.0573 | 12.7816
38.5017 | 50.5851 | 6.6778
35.2769 | 48.2903 | 16.0273
45.5088 | 46.606 | 11.584
68.6669 | 57.1564 | 0.46643
41.4024 | 22.05 | 7.7259
55.3918 | 59.5683 | 0.6695
39.6446 | 34.7047 | 10.217
41.0624 | 48.1892 | 18.8546
24.7364 | 52.082 | 1.8462
37.7188 | 44.2346 | 9.8054
69.1489 | 43.3264 | 9.4911
69.5402 | 37.8094 | 46.7615
55.9668 | 67.0041 | 15.5573
45.0626 | 31.5445 | 36.3072
46.5796 | 50.3792 | 18.5329
40.4093 | 62.4309 | 7.3617
22.9465 | 40.1792 | 6.6043
62.5494 | 41.0005 | 39.6799
44.2625 | 42.9603 | 5.1291
64.9824 | 55.7944 | 27.8066
65.4152 | 50.4866 | 23.3811
52.5518 | 44.9073 | 2.8977
39.6016 | 58.9084 | 10.6037
52.8609 | 58.2139 | 22.4706
47.5346 | 41.8514 | 28.7126
46.0155 | 42.8393 | 23.3728
57.5934 | 51.9671 | 34.0042
38.2897 | 50.9823 | 14.501
89.2204 | 47.6115 | 31.1311
40.5877 | 22.6753 | 14.3774
47.7305 | 50.4679 | 8.7903
56.6255 | 59.6315 | 27.6177
60.6818 | 29.3697 | 33.388
68.9479 | 41.5626 | 46.8415
23.1222 | 39.7224 | 9.7384
37.2602 | 55.0758 | 11.7385
45.6843 | 37.8109 | 21.2712
69.685 | 42.164 | 7.7912
49.4798 | 50.5572 | 1.0836
40.3353 | 35.1657 | 11.2385
41.3766 | 26.9008 | 17.1173
38.8582 | 66.2508 | 5.3377
51.3091 | 40.0952 | 0.11959
59.4127 | 40.5723 | 35.0559
31.6159 | 35.1639 | 12.8847
24.8048 | 39.2832 | 1.5622
56.5552 | 29.1023 | 34.3546
58.2561 | 44.3855 | 30.3126
21.2544 | 45.5769 | 9.8531
16.0602 | 37.0226 | 9.7929
58.6617 | 59.2641 | 7.8372
28.706 | 59.449 | 5.7191
48.5661 | 45.4181 | 31.6208
28.0388 | 69.2427 | 5.7914
41.9633 | 38.8027 | 7.084
40.9661 | 32.7988 | 33.234
46.4982 | 59.6646 | 17.2191
34.5383 | 27.7833 | 28.3259
69.763 | 46.6081 | 36.4262
58.5425 | 17.1497 | 6.9694
62.6525 | 51.6157 | 29.739
65.3038 | 53.8586 | 9.2111
64.2395 | 45.9261 | 12.322
48.1838 | 55.7569 | 20.9891
69.1668 | 73.4773 | 7.2201
86.4735 | 33.5961 | 30.0384
54.877 | 51.6296 | 32.686
76.3924 | 65.325 | 7.3613
6.3749 | 43.7061 | 1.0118
64.2778 | 28.6323 | 28.3244
54.6602 | 37.8996 | 39.6995
55.8577 | 35.7131 | 0.1708
53.2516 | 44.9743 | 33.4817
47.8546 | 56.8157 | 12.8435
65.6385 | 35.505 | 18.9143
44.8498 | 47.9289 | 5.5434
54.2603 | 38.4895 | 18.5791
63.5332 | 53.7101 | 3.9055
75.4558 | 53.6493 | 26.7025
47.2283 | 39.111 | 15.6972
50.4691 | 61.1894 | 18.0094
53.5109 | 54.851 | 22.2883
53.1117 | 60.083 | 15.2767
11.0577 | 47.3064 | 5.6501
32.4545 | 25.128 | 8.2602
73.9423 | 36.9213 | 29.8068
64.8332 | 42.4708 | 0.49264
73.3989 | 62.9956 | 32.7624
38.8336 | 15.7682 | 29.8772
55.2963 | 53.4654 | 32.5918
77.03 | 39.3618 | 20.2712
48.4479 | 38.262 | 32.8117
43.5954 | 62.5212 | 4.4951
67.8464 | 40.0882 | 19.8664
43.5536 | 68.711 | 9.9814
45.6585 | 41.3308 | 20.1298
35.7706 | 57.7379 | 16.4338
63.2119 | 40.8405 | 11.1827
22.2536 | 42.9451 | 13.1277
45.6292 | 27.9121 | 3.442
54.9766 | 56.1798 | 10.6325
29.7587 | 54.6625 | 0.15785
69.139 | 58.3882 | 19.8955
97.449 | 40.1448 | 51.0676
22.0038 | 59.2081 | 9.4988
27.9656 | 30.0195 | 19.2251
27.355 | 47.3644 | 9.8763
62.417 | 47.412 | 3.2677
33.4873 | 45.959 | 9.1995
48.3471 | 67.9943 | 11.6721
47.1353 | 52.6738 | 1.5473
55.3407 | 32.3262 | 13.646
52.1334 | 44.6831 | 16.6036
33.472 | 25.9922 | 29.9129
45.9513 | 22.0181 | 25.2392
60.8415 | 63.4451 | 4.68
49.5397 | 45.9778 | 20.9734
71.1267 | 42.4237 | 28.6031
53.1812 | 52.85 | 21.5355
37.0238 | 57.468 | 14.0548
54.7022 | 44.682 | 11.4951
57.9158 | 47.404 | 2.6025
39.7548 | 41.4128 | 24.7567
59.174 | 33.1475 | 8.5353
57.145 | 45.0031 | 8.1205
41.9249 | 43.6367 | 15.7394
47.0198 | 71.2381 | 6.7882
66.4418 | 48.4701 | 41.3561
67.7904 | 25.3639 | 53.0837
34.2175 | 53.9684 | 7.253
68.6983 | 29.9043 | 29.8578
55.3474 | 45.2687 | 29.4716
42.2765 | 52.9338 | 8.284
37.2611 | 21.7899 | 24.5623
63.2832 | 40.9571 | 44.9567
41.1383 | 25.8975 | 24.2243
57.4784 | 19.8239 | 19.844
52.7713 | 40.1608 | 2.197
63.8309 | 59.0174 | 20.6531
29.9243 | 46.6567 | 8.2378
65.3428 | 38.7995 | 28.4257
48.9446 | 59.6657 | 10.8808
57.9261 | 30.8851 | 48.835
47.5042 | 53.808 | 24.7046
44.0467 | 66.4594 | 1.2184
44.126 | 50.8006 | 24.565
34.3704 | 28.7051 | 23.933
24.8378 | 40.7972 | 11.5172
62.4622 | 47.0757 | 21.1838
49.4069 | 55.7383 | 24.1822
67.2692 | 56.628 | 27.0706
21.5386 | 63.7733 | 4.4997
65.4176 | 52.7877 | 21.9125
30.6671 | 67.4125 | 11.206
65.2943 | 46.5283 | 5.9196
59.2116 | 37.5158 | 40.1901
70.2438 | 52.8268 | 5.52
79.6532 | 30.1371 | 68.5091
45.7307 | 35.4628 | 16.0629
73.7049 | 69.9415 | 8.4523
60.2804 | 70.999 | 17.2327
41.133 | 29.0166 | 10.6501
38.6695 | 59.6907 | 11.5018
44.8505 | 52.2202 | 24.2755
43.7673 | 62.6543 | 17.3549
72.4153 | 26.0385 | 54.5736
48.6834 | 32.7903 | 39.6146
58.8752 | 35.3544 | 29.7142
51.2092 | 54.3366 | 21.6361
56.3495 | 47.1144 | 3.4532
39.1113 | 47.2043 | 8.9278
47.8958 | 45.2358 | 13.7433
47.7103 | 56.3047 | 21.704
38.2457 | 35.6112 | 15.2086
40.446 | 41.8955 | 28.0891
38.8183 | 30.946 | 1.5795
51.6832 | 57.44 | 21.9772
65.9687 | 38.4623 | 11.8298
59.8708 | 43.4046 | 38.7188
42.5474 | 34.6515 | 33.4704
28.9032 | 38.9928 | 19.8167
45.2859 | 40.5236 | 11.5107
45.026 | 41.2086 | 3.5455
37.0852 | 39.8833 | 13.0736
44.1212 | 40.6063 | 5.6951
23.6783 | 38.8568 | 10.4415
60.0951 | 33.5235 | 26.5769
55.262 | 47.7469 | 7.5634
49.0748 | 27.1152 | 7.5528
57.692 | 46.2246 | 6.1872
51.1667 | 49.1674 | 21.1042
61.8988 | 29.8089 | 27.1807
49.1272 | 51.1341 | 18.7233
54.2503 | 45.5276 | 21.4305
36.753 | 46.9588 | 23.5012
70.1078 | 35.0081 | 19.1234
62.4728 | 44.8107 | 1.0142
78.7599 | 60.6463 | 6.3082
55.9305 | 61.8359 | 5.7826
42.6758 | 51.8982 | 4.568
67.3869 | 50.3879 | 29.8222
40.8978 | 41.7921 | 1.9458
55.9031 | 41.7055 | 10.3962
47.9027 | 58.4426 | 20.1723
51.8129 | 58.8633 | 8.2349
56.5498 | 27.5169 | 39.4621
60.8108 | 34.1939 | 31.7213
44.5754 | 49.0786 | 24.4327
65.1098 | 40.5469 | 9.4207
71.0767 | 46.8491 | 29.1371
41.2921 | 52.6448 | 0.45696
72.7453 | 39.2464 | 23.9803
53.6631 | 48.7995 | 11.1432
60.985 | 38.7395 | 25.0058
64.0254 | 43.775 | 43.8426
20.0448 | 46.0118 | 3.9665
46.7907 | 31.4995 | 19.8635
54.2117 | 35.4489 | 4.054
46.5406 | 49.4752 | 28.4907
48.999 | 48.752 | 27.7271
67.3686 | 56.6532 | 14.1851
46.3318 | 67.3661 | 9.1634
48.929 | 56.7387 | 16.1713
47.3418 | 36.5113 | 12.1782
57.3702 | 65.2279 | 11.5727
54.5902 | 53.587 | 23.2881
39.0989 | 39.623 | 27.1841
35.8638 | 50.3049 | 17.357
45.0046 | 59.119 | 22.4822
75.3001 | 44.0876 | 29.556
42.547 | 48.4409 | 0.6222
47.2841 | 30.0664 | 24.0542
45.5343 | 29.9566 | 18.7213
72.7077 | 19.7373 | 12.9771
31.2792 | 56.1085 | 15.9043
69.6411 | 61.039 | 11.6566
81.8547 | 39.1363 | 8.329
35.3302 | 41.9296 | 7.9449
36.1265 | 22.2291 | 18.2931
46.819 | 84.0801 | 1.9767
65.3341 | 51.3682 | 17.2567
53.536 | 35.5928 | 24.6136
54.5034 | 63.7286 | 12.4521
26.4325 | 59.8556 | 5.025
54.4729 | 54.0887 | 11.3581
43.2741 | 61.7452 | 13.0884
53.7884 | 27.8111 | 41.9862
13.9278 | 39.8143 | 2.8903
14.8182 | 55.5647 | 0.80378
49.0186 | 51.8483 | 27.2876
51.4652 | 28.5458 | 18.715
44.2017 | 61.1175 | 17.6073
37.8113 | 49.6213 | 5.3632
38.8488 | 47.8203 | 17.8629
54.3838 | 52.4134 | 26.8982
28.2038 | 22.0567 | 16.8272
64.8816 | 63.8019 | 9.0547
68.4587 | 57.3152 | 8.4096
37.5029 | 56.3491 | 5.1908
48.276 | 53.0387 | 28.1806
58.7679 | 57.7783 | 13.9323
31.7289 | 40.6097 | 23.7804
79.4075 | 50.3533 | 14.5376
30.8228 | 41.2739 | 2.8581
39.2495 | 66.2361 | 6.6406
56.1106 | 41.3271 | 3.7061
54.8455 | 24.3852 | 41.6058
39.3109 | 62.9325 | 12.4597
32.3418 | 47.5469 | 7.0673
51.5467 | 30.1381 | 18.5407
33.4547 | 57.7367 | 17.0731
36.8444 | 63.7556 | 1.6058
32.1629 | 61.7674 | 11.066
57.0913 | 38.5843 | 34.1953
60.0881 | 58.4052 | 31.0472
70.8559 | 34.3259 | 0.70375
39.4382 | 35.7999 | 6.1636
62.4083 | 39.0869 | 22.2307
33.6848 | 28.7328 | 3.692
44.7408 | 40.6256 | 7.5073
45.6617 | 37.3285 | 34.4099
35.5502 | 29.6197 | 9.5847
41.1097 | 25.9822 | 30.7242
39.3505 | 28.3336 | 21.0821
70.4301 | 47.7223 | 13.9248
60.836 | 45.6772 | 1.6828
37.1274 | 45.5981 | 19.4782
44.7373 | 42.18 | 18.3984
41.6262 | 53.2625 | 18.716
46.8819 | 42.5561 | 13.2026
45.8755 | 51.7159 | 26.0142
61.1718 | 52.8329 | 3.5332
32.4819 | 55.1393 | 2.681
26.2377 | 30.2421 | 19.7957
43.5462 | 51.8218 | 7.2694
35.9124 | 43.0545 | 23.8882
26.5606 | 43.8315 | 2.7608
33.8478 | 60.3681 | 0.78549
53.1617 | 43.4682 | 38.2623
79.9209 | 55.3009 | 30.6693
54.223 | 60.9175 | 5.2528
35.9748 | 76.652 | 4.2919
51.7098 | 46.0375 | 26.2159
60.392 | 43.6318 | 37.7482
69.7476 | 37.5655 | 1.4961
53.8299 | 41.4883 | 24.4323
52.4416 | 50.659 | 9.1363
66.5074 | 39.0157 | 0.14489
44.7659 | 55.2434 | 24.5265
21.623 | 24.0099 | 13.4645
42.7679 | 48.4029 | 16.6472
25.3278 | 49.4952 | 13.2353
69.0963 | 39.1937 | 43.1289
57.9835 | 40.3523 | 34.9303
65.7151 | 28.1348 | 57.0365
43.7141 | 62.9551 | 16.3138
61.1413 | 43.2743 | 7.4769
45.1165 | 39.1855 | 16.9466
60.9624 | 52.0295 | 5.9505
62.0151 | 44.753 | 7.7018
39.8023 | 68.144 | 14.4993
44.4684 | 30.9397 | 23.5316
30.068 | 37.6584 | 6.9414
28.012 | 43.1353 | 1.4451
67.9264 | 43.3072 | 32.9083
50.219 | 46.5485 | 2.6559
60.4431 | 52.8329 | 30.7875
40.4378 | 54.0104 | 1.7676
46.1886 | 33.0635 | 15.6115
58.4822 | 35.3015 | 8.4197
35.8955 | 48.0946 | 19.1238
13.161 | 18.8554 | 4.8786
51.6616 | 34.8511 | 35.4082
31.8392 | 38.5701 | 21.9188
72.3574 | 46.4332 | 1.5294
60.8422 | 62.6748 | 26.628
47.774 | 45.9486 | 3.4248
40.6462 | 46.7037 | 14.1234
81.8667 | 29.9861 | 58.2661
49.1965 | 78.7706 | 2.1601
46.4532 | 40.4223 | 7.9508
45.3842 | 44.0302 | 11.0459
28.4989 | 48.9503 | 11.2078
93.6421 | 39.7646 | 42.0281
42.4535 | 46.6271 | 24.2845
45.8941 | 22.4706 | 34.8178
50.997 | 58.3971 | 11.1122
21.7003 | 41.7081 | 10.1563
48.241 | 47.3234 | 25.8642
38.4381 | 43.4877 | 18.1163
59.1783 | 61.2556 | 10.1368
58.0589 | 52.4233 | 4.4653
54.4108 | 57.7573 | 23.71
39.8676 | 40.0733 | 11.2247
28.9791 | 25.643 | 8.7695
59.7799 | 42.879 | 3.1709
50.8664 | 49.7393 | 10.4614
47.105 | 45.9607 | 31.1029
34.2272 | 37.5808 | 9.1962
7.5831 | 46.3014 | 4.9491
28.0696 | 24.0383 | 20.2976
28.412 | 51.8492 | 2.6176
69.9103 | 37.2031 | 17.6974
13.2113 | 56.9088 | 6.3308
39.5128 | 55.7143 | 5.6658
41.1189 | 46.6538 | 23.4784
56.1881 | 38.8717 | 31.3535
41.7782 | 54.4391 | 3.3294
25.5321 | 24.5688 | 11.3814
65.1775 | 43.9721 | 18.5088
66.8261 | 72.8408 | 15.4612
55.8756 | 54.6305 | 30.1674
42.1892 | 37.3176 | 24.4868
50.8045 | 43.1872 | 3.7379
64.8895 | 30.1695 | 50.6356
64.081 | 51.9032 | 1.7327
50.9574 | 53.6939 | 6.9887
54.9093 | 71.1298 | 16.262
42.3415 | 55.1175 | 24.2074
66.6632 | 37.8082 | 11.0723
59.4373 | 43.9851 | 12.5843
38.8701 | 55.5019 | 0.20918
44.5227 | 44.4389 | 23.0268
62.5532 | 41.1642 | 9.7283
61.7994 | 46.0598 | 30.5138
56.9851 | 37.684 | 4.4082
52.9905 | 70.9106 | 4.9395
60.4479 | 45.3994 | 23.7262
57.7893 | 53.1908 | 10.2164
37.1565 | 49.8227 | 8.7147
47.0172 | 48.174 | 19.3735
79.4118 | 56.8486 | 7.3996
37.4142 | 40.0062 | 2.1866
54.7702 | 50.102 | 6.7844
34.516 | 37.924 | 23.0164
45.4697 | 45.6415 | 16.0367
55.6903 | 46.8582 | 35.9445
31.5219 | 35.7455 | 18.311
56.7168 | 40.7313 | 9.4355
39.6111 | 34.5032 | 16.5209
19.5111 | 64.5703 | 3.3296
50.1371 | 43.876 | 6.3185
54.0284 | 42.7225 | 3.4482
58.5155 | 36.831 | 8.7001
50.806 | 60.5716 | 2.8807
-1.4535 | 63.1716 | -0.17637
36.8133 | 54.2235 | 12.0524
31.5464 | 36.3543 | 24.3688
38.8455 | 30.4274 | 16.0541
67.1167 | 31.8814 | 7.2869
46.1018 | 58.3707 | 10.7683
79.4281 | 33.7799 | 64.5557
43.9918 | 43.4559 | 24.6236
52.1885 | 25.286 | 29.5276
51.0733 | 48.3537 | 19.9071
58.8715 | 40.7314 | 15.9264
26.3437 | 18.5348 | 7.3065
64.27 | 45.3472 | 25.9708
35.5458 | 34.1598 | 27.4661
54.1917 | 40.9133 | 4.3641
51.5024 | 56.6229 | 7.1249
49.5617 | 38.2052 | 31.6797
62.5872 | 36.5856 | 36.1793
85.4838 | 64.2806 | 0.069458
61.3234 | 58.5457 | 20.101
48.9634 | 43.9849 | 26.235
65.2484 | 56.3418 | 6.0332
73.6809 | 51.9382 | 39.4132
64.4007 | 44.4884 | 12.4634
52.6463 | 34.5246 | 34.0502
33.9479 | 43.9019 | 17.2644
46.1146 | 61.6366 | 12.151
81.0352 | 58.288 | 0.75595
47.9809 | 39.4071 | 25.9269
55.1188 | 48.9658 | 29.7643
48.2752 | 39.4717 | 33.3132
58.2215 | 42.7334 | 36.2984
49.0415 | 41.1587 | 32.7302
54.545 | 40.9995 | 10.1036
28.2739 | 56.3051 | 8.4226
57.8669 | 52.9259 | 32.8634
46.9803 | 53.7511 | 6.0765
41.6969 | 35.8377 | 15.7329
73.1544 | 50.7402 | 16.8667
57.9237 | 32.8603 | 14.5338
35.0924 | 57.2189 | 15.592
90.1789 | 40.3495 | 33.0669
40.0989 | 45.043 | 11.3141
41.2059 | 48.021 | 9.5413
38.7472 | 41.0225 | 8.3237
44.8931 | 28.6238 | 0.13766
28.6687 | 53.6684 | 7.6084
37.3764 | 26.0691 | 29.7633
64.3779 | 43.7422 | 3.206
33.563 | 49.0534 | 10.677
45.5029 | 53.7474 | 19.1688
67.4307 | 52.0563 | 28.1021
56.7852 | 60.1867 | 17.9099
46.2034 | 39.0474 | 20.0927
36.0964 | 53.1018 | 1.6136
7.1806 | 58.6595 | 0.071839
61.4913 | 41.6394 | 40.789
59.6226 | 58.0362 | 14.4315
66.3662 | 55.8282 | 26.3421
75.5767 | 37.972 | 55.0012
55.8089 | 47.3661 | 8.9087
42.7091 | 46.0261 | 15.431
49.7259 | 56.1763 | 22.6037
83.1473 | 55.2005 | 8.4209
57.034 | 33.4882 | 20.6436
56.5188 | 41.5566 | 24.228
48.6389 | 44.6173 | 1.6537
31.5366 | 40.9186 | 15.1207
29.6167 | 67.3731 | 4.3448
28.593 | 31.1747 | 17.8043
80.9839 | 38.3039 | 52.063
59.8617 | 41.7958 | 17.2978
55.5492 | 37.8512 | 1.6075
54.7933 | 28.7876 | 29.1361
47.4098 | 26.539 | 31.1351

## gen_load
0.97375 | 12.2255 | 1
10.0123 | 24.8066 | 1
3.9541 | 18.0447 | 1
16.6589 | 7.8299 | 1
20.7631 | 56.0922 | 1
63.3098 | -28.823 | 1
15.6713 | 8.8142 | 1
65.4168 | -17.2751 | 1
80.4268 | 31.6136 | 1
55.1614 | 4.424 | 1
80.9064 | 46.0826 | 1
19.449 | -24.3269 | 1
45.9605 | -3.2477 | 1
74.6669 | 63.9145 | 1
26.5881 | 34.2723 | 1
73.806 | 47.7637 | 1
18.8989 | -6.4189 | 1
63.8127 | 36.6608 | 1
85.4148 | 52.618 | 1
52.5004 | 65.6169 | 1
2.2704 | 52.0915 | 1
82.8268 | 0.95583 | 1
100.6498 | -23.4452 | 1
27.1445 | 33.3401 | 1
15.8825 | 16.4705 | 1
45.6105 | 0.54775 | 1
56.8435 | -2.6195 | 1
20.5421 | -6.6548 | 1
5.494 | 41.0345 | 1
99.0945 | 31.5399 | 1
3.711 | -25.8093 | 1
93.8829 | 9.6004 | 1
26.408 | -1.4519 | 1
18.7722 | 50.0547 | 1
29.0254 | 61.1179 | 1
82.5257 | 10.9021 | 1
60.6882 | 1.7129 | 1
83.8735 | 11.8745 | 1
31.0446 | -0.015904 | 1
35.4844 | -3.7128 | 1
33.7794 | 3.4426 | 1
56.7865 | 39.0188 | 1
34.117 | 63.8375 | 1
93.2896 | 53.3324 | 1
72.2298 | -23.3752 | 1
62.3495 | -7.1072 | 1
84.12 | 16.2175 | 1
15.1483 | 11.6151 | 1
23.9912 | 48.6309 | 1
90.8504 | -23.9473 | 1
8.7418 | 19.3595 | 1
51.6733 | -23.6458 | 1
5.1328 | 54.2315 | 1
62.2705 | 35.8555 | 1
4.0567 | 39.2783 | 1
3.4432 | -15.5061 | 1
48.4069 | 51.5842 | 1
71.8178 | 21.8105 | 1
28.9677 | 57.2492 | 1
75.1777 | 22.2182 | 1
9.5205 | -0.94072 | 1
66.1763 | -6.3156 | 1
74.0411 | 11.6911 | 1
54.5403 | 7.6488 | 1
44.7495 | 26.1887 | 1
83.5559 | 5.5465 | 1
14.5601 | 14.6883 | 1
57.9449 | 65.1132 | 1
82.1616 | -1.2152 | 1
58.352 | 42.5407 | 1
25.7399 | -26.9639 | 1
39.9645 | -17.2622 | 1
29.5339 | -23.7881 | 1
48.04 | -26.6082 | 1
45.258 | 16.1698 | 1
91.8683 | 24.9987 | 1
88.2532 | -25.2227 | 1
88.5899 | 57.628 | 1
83.193 | 63.1776 | 1
12.1722 | 66.181 | 1
27.4205 | -0.72565 | 1
55.1263 | 56.8122 | 1
17.8835 | 7.8813 | 1
91.7825 | 18.4989 | 1
50.1768 | 3.9117 | 1
24.4503 | 39.2629 | 1
65.5104 | 41.4232 | 1
83.7443 | 46.3837 | 1
19.0143 | -18.7507 | 1
23.0377 | 10.3698 | 1
39.2866 | 51.5256 | 1
90.4437 | 46.0046 | 1
68.1419 | 69.6816 | 1
16.8646 | 31.4747 | 1
73.2608 | -24.3235 | 1
26.0162 | 18.9447 | 1
7.3451 | -21.7331 | 1
65.258 | 32.0826 | 1
74.6833 | 3.8824 | 1
91.5243 | -18.1525 | 1
21.133 | -3.3234 | 1
5.8448 | 13.2344 | 1
67.3237 | -1.8739 | 1
37.5743 | 28.2306 | 1
77.9541 | -8.214 | 1
59.5767 | -8.3253 | 1
18.7266 | 7.8461 | 1
60.0246 | 61.4032 | 1
58.4199 | 41.1887 | 1
30.5538 | -15.8024 | 1
8.972 | 30.4534 | 1
80.6694 | 45.5022 | 1
69.9075 | -13.2259 | 1
94.2197 | 25.147 | 1
12.8998 | 41.5474 | 1
16.9335 | 25.5761 | 1
93.4742 | -17.9167 | 1
11.1028 | 50.1732 | 1
88.0239 | -0.93222 | 1
96.9091 | 59.1753 | 1
49.8762 | 22.1764 | 1
8.0344 | 58.7897 | 1
74.8976 | 33.0188 | 1
100.6047 | 43.4435 | 1
63.2564 | -28.6956 | 1
10.0902 | 65.5822 | 1
79.9491 | 36.4469 | 1
48.5643 | -15.4848 | 1
34.995 | 19.8223 | 1
66.4646 | 57.6563 | 1
4.9144 | -21.2956 | 1
88.7639 | 63.6487 | 1
32.0971 | -26.0246 | 1
61.8358 | 57.7986 | 1
100.0589 | -7.8608 | 1
18.6134 | -17.4605 | 1
77.6877 | -13.6451 | 1
33.9876 | -7.7981 | 1
47.5672 | 6.5493 | 1
42.8869 | -3.9853 | 1
83.9942 | 48.0444 | 1
40.5775 | 30.5092 | 1
59.0583 | 8.8804 | 1
32.315 | -7.7045 | 1
39.4149 | 68.8185 | 1
63.6964 | 51.0249 | 1
90.1327 | -28.9553 | 1
1.1009 | -9.3774 | 1
26.1973 | -16.3349 | 1
50.909 | -9.4828 | 1
85.5838 | 26.6684 | 1
96.3605 | -7.6381 | 1
7.5021 | 0.84094 | 1
80.5316 | -0.88419 | 1
34.2397 | 66.1321 | 1
86.722 | 25.683 | 1
2.3764 | -14.5709 | 1
37.8225 | 27.0364 | 1
86.0351 | -2.9301 | 1
63.657 | 30.2132 | 1
87.5663 | -14.3381 | 1
26.4427 | 31.6456 | 1
24.6578 | 21.6698 | 1
3.387 | 9.0536 | 1
76.7553 | 52.234 | 1
10.3376 | 51.7941 | 1
71.9416 | -23.9893 | 1
53.8941 | -8.529 | 1
19.4492 | 11.2548 | 1
89.3378 | 62.9816 | 1
15.4318 | 44.0578 | 1
33.5657 | 60.9024 | 1
51.7267 | 57.5952 | 1
85.7961 | -13.7434 | 1
76.2886 | 57.7958 | 1
83.1929 | 35.6058 | 1
60.957 | 27.0926 | 1
63.0007 | 65.2658 | 1
40.1565 | 6.6638 | 1
81.6464 | 45.4391 | 1
96.2437 | -24.1123 | 1
61.0359 | -14.0014 | 1
19.8604 | 8.365 | 1
97.402 | 22.4328 | 1
26.7808 | 48.4965 | 1
83.8265 | 59.7312 | 1
47.1457 | 25.3167 | 1
86.8382 | 13.0249 | 1
73.269 | 14.7048 | 1
33.2622 | -7.9206 | 1
69.1055 | -6.7335 | 1
25.0542 | 41.2779 | 1
95.903 | -7.1178 | 1
41.8867 | 25.3913 | 1
51.8983 | -16.9318 | 1
66.7153 | 47.7201 | 1
43.0688 | 68.7312 | 1
21.4261 | 38.5831 | 1
49.5302 | 21.8942 | 1
26.9807 | 29.4983 | 1
21.1023 | -10.7632 | 1
55.5608 | -17.9358 | 1
48.3021 | 32.1208 | 1
53.1729 | 54.7294 | 1
56.818 | 57.5206 | 1
3.7622 | 21.8465 | 1
44.8129 | 58.1269 | 1
65.0513 | -0.55977 | 1
26.6533 | 37.8258 | 1
60.8277 | 61.9351 | 1
24.7728 | 44.6103 | 1
97.6665 | -9.6027 | 1
90.7105 | 10.8533 | 1
53.0971 | -27.986 | 1
72.8539 | -13.1497 | 1
43.2607 | -9.2901 | 1
76.8718 | 1.696 | 1
96.5404 | 39.4768 | 1
48.5741 | 1.4215 | 1
55.2427 | 30.1034 | 1
45.2754 | 1.6682 | 1
8.9258 | -14.8419 | 1
97.2285 | 22.8764 | 1
76.2421 | 53.7057 | 1
8.3801 | 45.4305 | 1
2.5817 | -3.0057 | 1
13.0396 | 26.7018 | 1
34.797 | -8.9161 | 1
64.214 | 16.2687 | 1
52.8077 | 55.0701 | 1
10.9572 | -0.008218 | 1
19.5424 | 57.7871 | 1
98.988 | -27.9008 | 1
78.35 | -5.6387 | 1
84.0528 | -2.8704 | 1
22.0852 | -5.81 | 1
34.6453 | 51.7415 | 1
81.9818 | 64.7784 | 1
15.1585 | 19.8379 | 1
12.5472 | -18.9099 | 1
26.8042 | 0.90134 | 1
92.2617 | 4.8336 | 1
82.7051 | 49.0066 | 1
27.277 | -1.0805 | 1
83.4133 | 33.5823 | 1
69.8414 | -14.7683 | 1
91.5173 | -29.2565 | 1
13.4388 | 8.9178 | 1
46.2262 | 6.8944 | 1
5.4474 | -29.3586 | 1
7.8463 | -26.2846 | 1
51.1824 | 5.3025 | 1
52.79 | 50.2175 | 1
42.3643 | -9.48 | 1
50.4894 | 63.3988 | 1
80.842 | 59.5868 | 1
82.7234 | 24.8024 | 1
96.7346 | -16.9934 | 1
13.615 | 50.7208 | 1
45.5787 | 7.5113 | 1
1.6607 | 59.6157 | 1
72.4726 | 28.6949 | 1
48.9397 | 18.4745 | 1
86.7756 | -22.1262 | 1
89.7007 | 51.8269 | 1
65.6969 | 54.4161 | 1
3.7452 | 12.5758 | 1
80.2963 | 30.3703 | 1
1.2175 | -8.2677 | 1
59.1577 | 35.8877 | 1
100.0831 | 14.8952 | 1
84.9169 | 8.4586 | 1
4.968 | -29.6249 | 1
35.8048 | 56.3845 | 1
84.9541 | 0.013923 | 1
36.0382 | -11.5622 | 1
35.0428 | 16.5446 | 1
38.5587 | -20.8026 | 1
48.5336 | -5.0755 | 1
42.6871 | -12.2007 | 1
12.8333 | 59.6089 | 1
51.725 | 51.911 | 1
18.5953 | 14.3197 | 1
35.7584 | 31.1402 | 1
24.2845 | 2.4566 | 1
99.0701 | 63.1791 | 1
39.4883 | -20.6698 | 1
49.337 | 53.1885 | 1
72.779 | -12.0565 | 1
32.9199 | -14.4496 | 1
21.0325 | 6.0863 | 1
92.2389 | -9.4478 | 1
69.5751 | -15.5607 | 1
60.4917 | 56.2346 | 1
44.5707 | 25.8852 | 1
72.4451 | -16.6215 | 1
36.6264 | -17.2373 | 1
81.3196 | 50.4648 | 1
60.9457 | 1.6613 | 1
32.5848 | 65.1342 | 1
54.3548 | 17.7447 | 1
0.5015 | 62.9689 | 1
99.3233 | 50.0475 | 1
92.3961 | 6.6951 | 1
25.4067 | -16.959 | 1
20.1337 | 51.2276 | 1
75.2988 | 33.9064 | 1
55.3425 | 55.9134 | 1
15.004 | -1.4425 | 1
5.866 | 2.8549 | 1
91.0279 | 65.935 | 1
53.7776 | 24.9055 | 1
25.7322 | -27.8023 | 1
50.1222 | -16.6192 | 1
35.141 | 44.0357 | 1
96.1854 | -4.0965 | 1
46.6595 | 38.2101 | 1
88.4569 | -28.329 | 1
50.6681 | 18.9667 | 1
51.8021 | 25.9598 | 1
31.6894 | 25.8976 | 1
65.3681 | 14.1799 | 1
20.2998 | 10.1788 | 1
31.0514 | 42.7303 | 1
25.0903 | -3.7556 | 1
32.1249 | -25.74 | 1
1.9651 | 64.8789 | 1
34.3582 | 53.8116 | 1
58.3092 | 60.1423 | 1
36.686 | -14.426 | 1
77.3418 | -0.28043 | 1
96.6931 | -18.9718 | 1
88.1736 | 25.4462 | 1
98.171 | 51.8113 | 1
57.3527 | -13.107 | 1
75.5951 | -25.5233 | 1
45.899 | 16.1145 | 1
6.406 | -11.8881 | 1
22.1435 | 31.3718 | 1
11.4478 | 17.8349 | 1
3.5764 | 17.1578 | 1
93.1946 | 28.1458 | 1
19.5635 | -11.4299 | 1
1.0863 | 7.0897 | 1
35.9452 | 64.9911 | 1
26.738 | 22.8616 | 1
60.0767 | 45.5169 | 1
77.1694 | -12.4594 | 1
13.3742 | 47.1512 | 1
94.5471 | 50.9287 | 1
0.42102 | -29.2343 | 1
91.8687 | 33.1785 | 1
65.6851 | -24.9095 | 1
9.5355 | 7.1235 | 1
49.4444 | 8.3103 | 1
81.6045 | -7.792 | 1
58.4792 | 39.6066 | 1
93.2545 | 11.344 | 1
78.9894 | 60.6696 | 1
66.9061 | 58.1891 | 1
12.2043 | 36.4891 | 1
17.2429 | -3.6629 | 1
9.9603 | 38.6583 | 1
15.7463 | -23.6118 | 1
74.6112 | 26.3038 | 1
23.4256 | 60.1865 | 1
64.3958 | 12.0974 | 1
80.5232 | 37.2389 | 1
48.1906 | -22.3969 | 1
59.1236 | -4.3681 | 1
34.9974 | 3.3808 | 1
21.6289 | -22.6486 | 1
91.2382 | 26.6575 | 1
96.0378 | -22.3182 | 1
90.5819 | -15.9981 | 1
56.2448 | 27.6965 | 1
37.6003 | -8.3366 | 1
50.4026 | 56.2975 | 1
47.427 | 22.3948 | 1
62.1871 | -11.2231 | 1
86.2775 | -5.2936 | 1
13.1357 | 23.7374 | 1
21.2832 | -13.6099 | 1
75.9007 | 22.8867 | 1
67.4691 | 63.9374 | 1
44.5903 | -18.4386 | 1
60.9418 | 44.8532 | 1
51.4509 | -16.8645 | 1
1.2651 | 64.9808 | 1
58.8712 | 22.3456 | 1
82.0257 | -15.9984 | 1
81.4494 | -22.6232 | 1
1.3012 | 68.6406 | 1
66.8645 | 50.3771 | 1
67.3596 | -18.5807 | 1
91.7324 | -1.9816 | 1
83.4265 | 69.0755 | 1
90.8811 | -10.1688 | 1
32.2754 | 13.4248 | 1
82.0882 | 58.3976 | 1
4.4388 | -9.8436 | 1
36.5166 | 46.994 | 1
31.0603 | -16.4213 | 1
75.6891 | 61.6991 | 1
89.9832 | -26.3711 | 1
11.8585 | 3.5864 | 1
91.2781 | 42.6422 | 1
58.2713 | -4.7636 | 1
64.1345 | 29.1391 | 1
83.2399 | 68.5136 | 1
83.1434 | 64.0634 | 1
95.6713 | 48.9799 | 1
43.1933 | -16.4011 | 1
8.3125 | 16.0681 | 1
6.235 | 6.1135 | 1
35.8885 | 53.4765 | 1
1.993 | -16.5834 | 1
75.744 | 19.7104 | 1
2.9236 | -13.3059 | 1
96.7333 | -18.2272 | 1
2.3883 | 35.5733 | 1
12.9379 | -2.5479 | 1
66.0968 | 25.6868 | 1
100.1215 | 46.3406 | 1
68.8287 | 49.888 | 1
20.7548 | 34.003 | 1
84.728 | 6.0885 | 1
27.331 | -4.9423 | 1
42.6392 | 22.0097 | 1
68.1853 | 52.8224 | 1
100.106 | 28.6865 | 1
50.7274 | -7.5395 | 1
18.0311 | 38.9194 | 1
78.8314 | 56.6804 | 1
44.8525 | 62.3933 | 1
86.2346 | -1.6425 | 1
1.9926 | 49.8692 | 1
51.4711 | 9.4032 | 1
27.8349 | -17.4446 | 1
55.8358 | 16.451 | 1
40.0049 | 43.9167 | 1
46.6536 | 12.2059 | 1
61.6778 | 42.1019 | 1
95.7092 | 26.0754 | 1
72.738 | 64.3942 | 1
85.3685 | 49.9453 | 1
32.5637 | -19.5511 | 1
70.5273 | 4.6676 | 1
22.4914 | 67.4512 | 1
61.9343 | 31.5909 | 1
12.515 | 2.8371 | 1
65.8606 | 65.2567 | 1
47.2271 | -18.5603 | 1
60.2858 | -23.4847 | 1
51.6811 | -12.1281 | 1
20.4051 | -15.7145 | 1
79.0461 | 64.611 | 1
91.8571 | 23.6204 | 1
59.5846 | 1.6102 | 1
8.0735 | -0.12643 | 1
96.8112 | 30.8473 | 1
93.3888 | 2.1536 | 1
70.7507 | 56.3871 | 1
87.9475 | -29.9536 | 1
95.1488 | -7.9454 | 1
25.9568 | 65.9531 | 1
21.9304 | 48.4751 | 1
10.6215 | -19.0957 | 1
58.7396 | 21.0527 | 1
29.1677 | 63.2469 | 1
5.7708 | -7.4287 | 1
41.2362 | 18.6294 | 1
64.8327 | -8.4173 | 1
52.635 | -21.0808 | 1
76.2225 | 23.5008 | 1
46.9992 | 18.933 | 1
57.597 | -26.8669 | 1
54.2452 | 61.033 | 1
22.2695 | -9.7052 | 1
76.5192 | 56.4387 | 1
60.7152 | -21.9322 | 1
96.3963 | 43.5102 | 1
52.7573 | 56.8287 | 1
51.5178 | -28.8494 | 1
67.6466 | -1.1245 | 1
80.1215 | 27.3006 | 1
7.1838 | 33.9746 | 1
82.8435 | -23.2457 | 1
98.5904 | 16.3131 | 1
54.7553 | 5.0082 | 1
10.1548 | 27.5141 | 1
12.9516 | 32.5661 | 1
63.6352 | 55.6473 | 1
29.6022 | 13.3431 | 1
1.7991 | 69.24 | 1
40.5842 | -9.2341 | 1
78.2934 | -12.0353 | 1
73.1287 | 33.0704 | 1
78.7857 | 58.8257 | 1
96.5196 | -16.7671 | 1
70.4313 | 50.0391 | 1
4.9813 | 41.5068 | 1
84.3502 | 33.25 | 1
9.5907 | -14.0373 | 1
16.4276 | 52.427 | 1
94.7826 | 44.7512 | 1
46.8839 | 2.7043 | 1
99.6601 | -4.3656 | 1
80.5156 | 1.3234 | 1
96.0372 | -1.2637 | 1
24.2717 | -12.9336 | 1
18.023 | -24.4459 | 1
21.5695 | 43.8924 | 1
42.1383 | 67.7627 | 1
70.6135 | 36.2322 | 1
38.5457 | 12.1827 | 1
24.6611 | 60.0251 | 1
74.7927 | 16.2119 | 1
38.6374 | 50.87 | 1
95.4156 | 51.8698 | 1
82.9666 | -13.9777 | 1
34.8315 | 16.3102 | 1
33.7133 | 57.7285 | 1
14.5061 | 21.8683 | 1
25.0615 | 49.4868 | 1
87.9544 | 19.0914 | 1
17.2671 | -1.9507 | 1
100.7859 | -2.8477 | 1
55.7965 | -7.8976 | 1
29.525 | 50.7364 | 1
58.2465 | 65.161 | 1
55.8249 | 59.2877 | 1
85.6574 | -27.2757 | 1
56.368 | 46.2209 | 1
4.2883 | 28.6657 | 1
6.8071 | 26.3149 | 1
30.4201 | 1.5491 | 1
23.1226 | 15.693 | 1
49.5716 | -7.1447 | 1
35.6885 | 16.6837 | 1
14.1009 | 60.3727 | 1
44.4038 | 53.6996 | 1
40.3305 | 33.5114 | 1
19.651 | 23.7129 | 1
16.2179 | 69.2236 | 1
17.1195 | 41.5557 | 1
79.4788 | 26.8291 | 1
24.3126 | -15.7517 | 1
41.5237 | 41.3439 | 1
56.4445 | 21.8957 | 1
60.5274 | -9.3278 | 1
99.3092 | 11.9795 | 1
84.4109 | 28.579 | 1
86.3796 | 62.9819 | 1
48.2552 | 39.2599 | 1
27.4442 | 1.2715 | 1
70.7932 | 1.796 | 1
93.9542 | -25.6703 | 1
90.4292 | 42.7811 | 1
61.4233 | 55.161 | 1
70.0623 | 47.6822 | 1
78.881 | 22.8945 | 1
18.898 | 57.2683 | 1
95.2922 | -26.5162 | 1
50.2459 | 2.0405 | 1
11.6763 | 35.2585 | 1
60.3417 | 13.3775 | 1
12.3588 | 1.664 | 1
42.3862 | 10.7613 | 1
67.645 | 29.3984 | 1
41.4996 | 31.2816 | 1
23.2207 | 24.2176 | 1
40.0221 | -4.9495 | 1
72.0845 | 39.0703 | 1
56.9776 | -16.864 | 1
49.4161 | 51.3257 | 1
59.6078 | 10.4885 | 1
32.418 | 50.9581 | 1
22.3472 | 43.4332 | 1
24.2273 | -13.1102 | 1
6.0754 | -19.85 | 1
56.3775 | 2.2429 | 1
57.625 | 29.2766 | 1
48.5298 | 62.0906 | 1
96.1047 | 38.2244 | 1
39.0212 | 60.9086 | 1
8.2698 | 26.5592 | 1
65.3242 | -11.0011 | 1
10.8546 | -14.7782 | 1
50.1226 | -21.5213 | 1
45.5452 | 12.6861 | 1
34.716 | 57.9427 | 1
63.4872 | 42.7448 | 1
51.5071 | 37.4449 | 1
55.0468 | 65.5596 | 1
35.1438 | 29.125 | 1
8.6399 | -20.6501 | 1
13.7507 | 35.8292 | 1
87.6127 | 40.5648 | 1
63.2389 | 69.8564 | 1
56.6366 | 43.0377 | 1
28.2369 | 45.7402 | 1
81.515 | 37.2462 | 1
21.9408 | 32.6258 | 1
3.3586 | -12.6117 | 1
40.3855 | 60.9481 | 1
34.3535 | -20.8875 | 1
2.7298 | 47.7644 | 1
6.4912 | -8.0866 | 1
94.6727 | 39.6718 | 1
47.3728 | 7.5361 | 1
23.1488 | 67.6524 | 1
67.3596 | -11.9367 | 1
55.7842 | 21.0349 | 1
96.3797 | 66.4391 | 1
39.353 | -8.205 | 1
57.2728 | 59.3471 | 1
33.3026 | -25.2483 | 1
77.4886 | 40.445 | 1
0.97745 | -7.4525 | 1
54.6556 | 39.0327 | 1
66.6402 | 24.556 | 1
28.1339 | -20.1771 | 1
25.3942 | 3.5696 | 1
67.2522 | -10.183 | 1
95.5844 | 29.5886 | 1
9.6678 | -19.0329 | 1
7.9581 | 1.1711 | 1
54.6406 | 45.6703 | 1
39.1593 | 49.6609 | 1
33.7789 | -27.7065 | 1
99.9304 | 14.065 | 1
88.9413 | 3.2748 | 1
72.8088 | 61.8076 | 1
98.2967 | 59.9881 | 1
52.4593 | 48.0819 | 1
12.1455 | -28.6569 | 1
37.7655 | 13.0271 | 1
66.4838 | 0.91524 | 1
13.7094 | 53.8295 | 1
86.9623 | 49.7903 | 1
26.4604 | -28.9195 | 1
58.6607 | 40.4917 | 1
20.9755 | 12.3786 | 1
65.0979 | -6.361 | 1
81.317 | 12.4673 | 1
0.45473 | 4.0152 | 1
9.8776 | 11.906 | 1
8.327 | 12.2284 | 1
52.4133 | 27.9964 | 1
80.0527 | 5.5894 | 1
54.2946 | -4.8695 | 1
67.6979 | -16.3919 | 1
56.1095 | 30.0256 | 1
88.5169 | 57.4344 | 1
15.6516 | -4.4251 | 1
29.6573 | 64.1052 | 1
56.5937 | -21.81 | 1
63.4119 | -11.5718 | 1
2.6722 | 20.7403 | 1
70.6118 | 18.6603 | 1
33.8729 | -28.3662 | 1
19.7549 | -20.8134 | 1
80.735 | -16.1654 | 1
45.2096 | -2.6373 | 1
3.1944 | 33.6264 | 1
62.918 | 24.069 | 1
45.7695 | 43.4089 | 1
89.114 | 27.7732 | 1
31.8983 | -19.9821 | 1
87.395 | 49.3913 | 1
76.7784 | 52.9034 | 1
84.021 | -13.7169 | 1
4.1084 | 50.0177 | 1
36.8264 | -19.9243 | 1
71.9905 | -29.1885 | 1
37.326 | 7.089 | 1
47.7611 | 14.8806 | 1
91.4057 | 48.2313 | 1
38.9989 | 23.6454 | 1
59.2102 | -6.9351 | 1
60.7195 | 52.2223 | 1
31.0476 | 24.3299 | 1
42.8412 | 35.3804 | 1
11.9624 | -16.2424 | 1
0.28362 | 28.6114 | 1
87.3345 | 38.2843 | 1
86.3791 | 47.0751 | 1
62.9915 | 44.2091 | 1
46.3955 | 46.8064 | 1
84.654 | -9.8297 | 1
3.2475 | 66.9672 | 1
91.1702 | -5.3602 | 1
70.5129 | 25.301 | 1
54.2673 | 17.8831 | 1
38.0058 | 64.0124 | 1
83.7344 | 38.9708 | 1
60.1622 | 11.3426 | 1
6.8037 | 2.2922 | 1
80.5183 | -11.158 | 1
37.9585 | -3.0405 | 1
18.2115 | 41.896 | 1
15.259 | 66.3416 | 1
62.9604 | 54.3562 | 1
64.6733 | 56.9569 | 1
50.9735 | 55.3913 | 1
39.2225 | 20.5533 | 1
24.4981 | 14.7016 | 1
43.0751 | -15.6746 | 1
42.7988 | 3.6609 | 1
30.1703 | 15.5595 | 1
31.2658 | 51.7874 | 1
74.1742 | 57.9461 | 1
54.2929 | 1.2107 | 1
93.5049 | 23.717 | 1
34.0066 | 59.7236 | 1
28.3231 | 3.3043 | 1
50.7987 | -16.5372 | 1
26.816 | 39.3614 | 1
38.5434 | 24.9645 | 1
49.6934 | -27.6151 | 1
24.6128 | 41.3591 | 1
16.2388 | 63.5182 | 1
94.3611 | -28.8572 | 1
31.7476 | 1.1839 | 1
47.9363 | 59.5342 | 1
69.5825 | 48.7588 | 1
58.5977 | -26.729 | 1
80.6386 | 36.3155 | 1
2.8452 | 5.5689 | 1
96.4882 | -0.5494 | 1
18.8053 | 17.7445 | 1
14.8702 | 8.5208 | 1
67.2558 | 33.4682 | 1
16.6283 | -12.3394 | 1
95.5075 | 20.8337 | 1
99.35 | 22.4856 | 1
66.5049 | 12.8918 | 1
6.8962 | -25.1614 | 1
85.3656 | 26.0099 | 1
44.6411 | 58.9438 | 1
3.0868 | 21.4481 | 1
54.1171 | 8.8143 | 1
88.0819 | -15.2471 | 1
69.846 | 39.48 | 1
36.2437 | 63.8727 | 1
100.7987 | -0.2026 | 1
84.0215 | 59.3776 | 1
48.816 | 48.0305 | 1
7.2485 | 8.9319 | 1
61.6177 | -22.2129 | 1
52.4791 | 33.8516 | 1
4.0292 | 60.5525 | 1
56.2281 | 0.17231 | 1
91.4736 | 62.476 | 1
94.7291 | 6.1504 | 1
98.8293 | -22.1506 | 1
6.1332 | 65.0783 | 1
52.4285 | 12.7926 | 1
37.8232 | 0.8974 | 1
60.2289 | 29.0735 | 1
15.9698 | 63.9851 | 1
67.9164 | 32.7039 | 1
100.1783 | -1.8364 | 1
67.3804 | -12.8681 | 1
72.6273 | 31.7214 | 1
72.7599 | 45.9125 | 1
30.5498 | 45.709 | 1
86.2485 | 5.4433 | 1
47.0849 | 50.975 | 1
59.2861 | -13.5387 | 1
12.5646 | 68.8177 | 1
78.3451 | 11.9365 | 1
48.1118 | -0.096552 | 1
93.9384 | 2.0014 | 1
40.9272 | -25.3578 | 1
54.7572 | 0.39067 | 1
16.224 | 68.2318 | 1
24.6277 | -14.4733 | 1
91.4951 | 12.1187 | 1
97.4295 | 61.4217 | 1
78.5872 | 59.2672 | 1
53.7712 | 40.2359 | 1
36.9339 | 6.6109 | 1
43.933 | 17.3729 | 1
55.5916 | -1.2923 | 1
7.4233 | 22.7373 | 1
74.7296 | 14.6008 | 1
44.5921 | 49.6382 | 1
88.0893 | 42.2289 | 1
35.9374 | 67.7601 | 1
46.5492 | -11.9357 | 1
40.0949 | 15.2194 | 1
79.2427 | -1.2871 | 1
56.2443 | 16.963 | 1
99.851 | -9.2324 | 1
47.3555 | -7.5259 | 1
52.8266 | 67.2783 | 1
74.3049 | -17.7228 | 1
84.283 | 58.5801 | 1
5.9019 | 37.4321 | 1
50.6233 | 39.1807 | 1
78.8856 | 58.5868 | 1
41.0995 | -25.0639 | 1
87.4578 | 59.5777 | 1
81.8984 | -3.8067 | 1
10.9011 | 42.3385 | 1
79.8972 | 69.0036 | 1
85.0752 | 37.499 | 1
94.4415 | 25.758 | 1
57.6022 | -18.7677 | 1
51.7406 | 54.0568 | 1
11.6096 | -23.3419 | 1
28.1771 | 40.0257 | 1
32.5326 | 58.9702 | 1
84.4212 | 21.3945 | 1
71.1923 | 37.4636 | 1
97.2415 | 44.7287 | 1
9.4844 | -18.7753 | 1
70.822 | 31.8231 | 1
51.1577 | -22.0917 | 1
16.6391 | -13.7926 | 1
73.1554 | 7.7759 | 1
49.2489 | 50.2228 | 1
35.8092 | -0.79028 | 1
24.7443 | 9.3577 | 1
91.2369 | -6.0227 | 1
46.8773 | -13.943 | 1
80.2962 | 10.6349 | 1
49.1465 | 46.0321 | 1
16.3747 | -23.1003 | 1
32.8612 | 3.2795 | 1
14.8197 | -25.717 | 1
41.6689 | -8.2864 | 1
36.8539 | 47.5848 | 1
32.1894 | -15.06 | 1
63.8642 | 15.7196 | 1
14.6611 | 15.8939 | 1
56.4499 | -26.7855 | 1
35.0253 | 30.704 | 1
1.2383 | 60.3737 | 1
67.3789 | -28.2729 | 1
59.6885 | 45.6271 | 1
36.6069 | -20.7726 | 1
72.1963 | -7.734 | 1
41.6438 | -13.4467 | 1
39.2406 | 6.8066 | 1
92.6502 | 57.4539 | 1
80.6051 | 21.1626 | 1
3.4856 | 28.3866 | 1
14.7486 | 66.7559 | 1
32.3201 | 18.3967 | 1
62.3227 | 1.1554 | 1
83.612 | 46.4321 | 1
74.8751 | 55.0063 | 1
78.7124 | -11.1122 | 1
20.4256 | 37.3722 | 1
11.8517 | 17.1525 | 1
71.9169 | 40.8134 | 1
36.8236 | -9.9721 | 1
3.391 | 47.794 | 1
80.7017 | -24.6085 | 1
96.1849 | 54.5973 | 1
51.4774 | 7.8986 | 1
96.6796 | 45.6749 | 1
79.7515 | 1.2681 | 1
29.321 | 35.4895 | 1
89.1426 | 28.8531 | 1
39.8746 | 0.67674 | 1
18.4052 | -15.969 | 1
33.5865 | 35.5978 | 1
55.0936 | -28.2664 | 1
58.5534 | 7.8534 | 1
34.6339 | 23.5011 | 1
48.5087 | -18.0771 | 1
93.9847 | 64.8238 | 1
51.401 | 59.7106 | 1
77.1864 | 0.78732 | 1
39.8024 | 43.218 | 1
11.8783 | 67.4225 | 1
39.5121 | 14.3861 | 1
38.5673 | -2.0021 | 1
8.4782 | 65.1894 | 1
31.6382 | 55.1902 | 1
49.2376 | 26.8509 | 1
13.8921 | 63.952 | 1
97.0934 | 30.9199 | 1
10.0599 | 21.0626 | 1
25.698 | -6.5013 | 1
41.8378 | -15.047 | 1
47.1861 | -4.2692 | 1
12.1762 | 3.444 | 1
12.7685 | 47.3596 | 1
35.7767 | 5.8615 | 1
79.0044 | 7.8998 | 1
5.2515 | 45.6796 | 1
61.9959 | 40.8853 | 1
59.6946 | 5.2449 | 1
61.5573 | -23.7591 | 1
16.8556 | 1.6428 | 1
90.6646 | 25.2334 | 1
72.5089 | -26.6986 | 1
26.7734 | 65.7729 | 1
32.0617 | 49.1152 | 1
72.5956 | 58.2926 | 1
34.1313 | 31.4519 | 1
87.2241 | 5.1876 | 1
64.409 | 50.3139 | 1
34.5314 | -9.5308 | 1
5.1584 | 53.201 | 1
52.1381 | 41.6611 | 1
61.9857 | 52.3948 | 1
42.0473 | -26.8078 | 1
42.0679 | -7.0122 | 1
43.2289 | 14.0885 | 1
51.1779 | 31.5261 | 1
86.3218 | 21.052 | 1
56.1349 | -3.1111 | 1
47.844 | 8.1339 | 1
61.5874 | 56.1798 | 1
22.3425 | -3.1888 | 1
32.5843 | -0.94564 | 1
75.4993 | 55.541 | 1
22.1434 | 66.4262 | 1
74.0731 | 61.9545 | 1
95.0599 | 52.1264 | 1
29.5637 | 62.8861 | 1
99.687 | 11.7214 | 1
17.7464 | -20.6907 | 1
17.1799 | -21.8964 | 1
61.9202 | 24.9365 | 1
28.9528 | -17.4428 | 1
14.2658 | 53.4011 | 1
94.5665 | 11.5265 | 1
94.9205 | 28.4357 | 1
31.8027 | 16.9506 | 1
16.3356 | -4.3927 | 1
84.1637 | 24.3536 | 1
2.3211 | 44.7119 | 1
81.0365 | -23.0403 | 1
34.7148 | 18.0991 | 1
31.3106 | -15.9535 | 1
50.2513 | 25.1737 | 1
33.7297 | 55.9273 | 1
18.5886 | -15.6114 | 1
47.7111 | 35.1398 | 1
18.1475 | 48.275 | 1
44.046 | 22.1324 | 1
52.7557 | 47.7016 | 1
27.3563 | 14.5099 | 1
75.6305 | 51.6666 | 1
45.8908 | -13.8453 | 1
96.578 | 1.3379 | 1
14.0838 | 24.6511 | 1
88.5641 | 53.9051 | 1
17.5831 | -25.9425 | 1
35.1511 | 48.4256 | 1
88.3248 | 36.3857 | 1
16.8349 | 59.9696 | 1
60.6054 | 31.3932 | 1
23.6786 | -18.8828 | 1
24.1345 | 51.2604 | 1
67.4862 | 46.6769 | 1
82.5245 | 42.7197 | 1
100.6377 | -19.0388 | 1
55.8496 | 22.6464 | 1
83.1878 | 37.5756 | 1
13.7271 | -19.2699 | 1
62.6518 | 46.0428 | 1
9.339 | 7.7489 | 1
23.7251 | -12.6621 | 1
46.3181 | -11.1274 | 1
18.9272 | -21.7192 | 1
21.9952 | 58.7973 | 1
84.7198 | 43.1416 | 1
86.6573 | 10.4018 | 1
62.5214 | 4.2264 | 1
34.7162 | 31.5814 | 1
23.8961 | 21.6352 | 1
1.8092 | -20.924 | 1
90.9469 | 68.5622 | 1
98.9288 | 31.3539 | 1
29.2536 | -24.2419 | 1
2.1342 | -1.0262 | 1
34.2759 | 16.1267 | 1
92.8176 | 14.7114 | 1
13.995 | 29.4888 | 1
15.5639 | 43.7884 | 1
83.0125 | 8.2442 | 1
57.3262 | 44.1931 | 1
57.1972 | 11.7672 | 1
0.60235 | 46.5417 | 1
67.8484 | 52.3689 | 1
48.8027 | 0.21284 | 1
4.4327 | 33.4048 | 1
48.9912 | 5.4926 | 1
16.9357 | 33.9612 | 1
24.6419 | 36.269 | 1
26.5046 | -14.4445 | 1
64.854 | 58.3815 | 1
51.2148 | -10.1517 | 1
61.8782 | 23.5983 | 1
21.4011 | 60.5728 | 1
16.2309 | -21.051 | 1
4.035 | 45.3029 | 1
62.2889 | 43.1084 | 1
1.5327 | -8.6187 | 1
26.5552 | 15.8404 | 1
95.3761 | 26.4837 | 1
64.8561 | -15.4373 | 1
83.473 | -28.2952 | 1
20.6396 | 53.9364 | 1
80.1633 | 48.6865 | 1
44.9323 | 63.5715 | 1
38.578 | 53.0351 | 1
85.367 | 58.0528 | 1
53.2172 | -10.1772 | 1
16.1131 | 68.4484 | 1
1.6329 | -11.5685 | 1
81.8287 | -23.1855 | 1
20.1549 | -9.4756 | 1
7.6264 | 63.9338 | 1
61.5063 | -5.7622 | 1
98.8807 | 4.289 | 1
17.5385 | 13.9866 | 1
7.515 | -22.3793 | 1
2.5437 | 48.5416 | 1
52.5062 | 46.2279 | 1
94.1337 | 45.9652 | 1
67.3293 | 60.8046 | 1
68.3961 | 50.0152 | 1
14.2889 | 11.9376 | 1
75.5789 | 14.6833 | 1
12.5243 | 53.9751 | 1
0.33918 | 35.6346 | 1
24.2438 | 26.2244 | 1
1.6858 | -21.3887 | 1
6.3016 | -2.5219 | 1
79.2521 | 9.533 | 1
34.9514 | 31.3391 | 1
61.0196 | -6.8472 | 1
24.7668 | 47.4554 | 1
47.4312 | -20.8688 | 1
48.4354 | -22.1854 | 1
1.1306 | 2.5666 | 1
39.3537 | 9.8097 | 1
42.8617 | 48.8879 | 1
39.941 | 52.4564 | 1
9.6778 | 15.7945 | 1
66.5549 | 69.1676 | 1
79.8167 | 8.3106 | 1
72.4492 | -3.2773 | 1
77.8222 | -5.1145 | 1
12.4938 | 53.1636 | 1
69.7283 | 55.0891 | 1
99.4938 | 38.1864 | 1
13.7981 | 33.3881 | 1
1.6092 | -14.4292 | 1
97.799 | 30.3465 | 1
64.3883 | 69.3627 | 1
20.0154 | -11.572 | 1
32.8531 | -16.0624 | 1
67.2444 | 34.0551 | 1
21.064 | 0.53616 | 1
54.4563 | -2.0683 | 1
96.1137 | 66.2077 | 1
39.6465 | -12.1974 | 1
57.5899 | 17.1387 | 1
37.8384 | 38.3622 | 1
52.5916 | 18.7811 | 1
11.9558 | 53.0226 | 1
43.8247 | 21.82 | 1
20.6304 | 67.4115 | 1
56.298 | 61.3594 | 1
39.247 | 21.0308 | 1
49.9105 | 39.49 | 1
98.5102 | 25.893 | 1
53.0694 | -29.918 | 1
60.625 | -6.2415 | 1
22.2282 | 44.2057 | 1
93.4647 | 14.349 | 1
45.3138 | 14.3394 | 1
12.4695 | 46.9526 | 1
30.6722 | -27.626 | 1
17.712 | -5.7675 | 1
28.8545 | -15.857 | 1
22.895 | 9.5791 | 1
22.9275 | 68.4357 | 1
15.1837 | 6.2556 | 1
39.9309 | 29.385 | 1
11.8983 | -6.9567 | 1
30.3363 | 10.4129 | 1
27.5629 | -10.7791 | 1
94.1298 | 2.7352 | 1
14.3691 | -9.7894 | 1
7.1481 | 22.7299 | 1
42.8202 | 52.1394 | 1
92.9822 | 30.3869 | 1
66.4051 | 35.8849 | 1
90.4463 | 25.9305 | 1
67.3721 | 26.3229 | 1
88.0574 | 1.7071 | 1
70.9464 | -12.6065 | 1
49.0511 | -27.0095 | 1
71.4681 | 26.6587 | 1
55.1684 | -3.2544 | 1
39.3028 | 1.8714 | 1
86.3579 | -14.3985 | 1
16.6278 | 56.4553 | 1
38.3188 | -5.6587 | 1
7.1021 | -19.1257 | 1
41.118 | 30.7128 | 1
82.3303 | -13.4445 | 1
10.2776 | 0.84878 | 1
72.3762 | 28.8354 | 1
22.81 | -26.2852 | 1
35.1631 | -9.7171 | 1
50.8203 | 18.231 | 1
51.1946 | -23.9834 | 1
15.979 | 52.6731 | 1
84.5601 | 22.2028 | 1
85.3868 | 66.3274 | 1
79.5025 | -3.3037 | 1
4.2985 | 39.1671 | 1
29.5741 | 6.6778 | 1
20.4251 | 28.4538 | 1
77.082 | 55.2109 | 1
26.07 | 49.2578 | 1
26.4573 | 9.2631 | 1
18.6348 | 7.6084 | 1
46.85 | 25.1443 | 1
1.6633 | 32.4845 | 1
94.0354 | 6.5415 | 1
51.0709 | 24.4804 | 1
13.6286 | -16.135 | 1
28.4505 | 62.4178 | 1
9.0259 | 11.2003 | 1
2.7684 | 16.0278 | 1
20.8347 | 65.8855 | 1
50.6385 | 26.0905 | 1
25.6865 | 55.4702 | 1
43.641 | -28.5226 | 1
24.2001 | 9.7782 | 1
68.1733 | -2.3233 | 1
65.742 | 49.299 | 1
85.8451 | 5.0953 | 1
40.9393 | 53.8825 | 1
80.312 | 16.7093 | 1
40.3688 | -14.9254 | 1
94.2021 | 59.7025 | 1
62.5621 | 22.6969 | 1
33.6757 | 57.9196 | 1
63.4812 | 44.6133 | 1
27.2071 | 5.6397 | 1
36.6443 | 16.0368 | 1
31.1249 | 47.2778 | 1
62.7341 | 28.3111 | 1
24.0205 | 63.5864 | 1
68.9391 | 21.914 | 1
81.8573 | 22.2818 | 1
5.346 | 4.893 | 1
65.5469 | 61.6168 | 1
10.1343 | -12.3631 | 1
87.2189 | 38.8137 | 1
51.3937 | 44.1402 | 1
66.2614 | 64.2305 | 1
57.6936 | -23.8998 | 1
86.1162 | -9.0607 | 1
43.8061 | 65.4656 | 1
68.4504 | -11.8781 | 1
38.0077 | 7.4444 | 1
11.2122 | 51.9127 | 1
2.2818 | -4.3939 | 1
4.0849 | -16.796 | 1
97.5341 | 66.0367 | 1
61.2226 | 0.08856 | 1
92.2532 | 55.3796 | 1
43.8563 | -15.9105 | 1
48.9657 | 17.0467 | 1
21.3445 | -20.8649 | 1
52.867 | -18.5363 | 1
1.1474 | 63.1081 | 1
12.7456 | -12.4817 | 1
45.6499 | 69.2785 | 1
79.1037 | 32.924 | 1
91.7787 | 24.7589 | 1
35.5872 | 46.7764 | 1
29.2358 | 21.6437 | 1
2.2925 | 25.7249 | 1
0.72167 | 60.9058 | 1
69.9582 | 64.0801 | 1
22.8315 | 48.3934 | 1
16.9467 | 64.1498 | 1
53.0533 | 9.7237 | 1
14.0453 | -29.9772 | 1
51.7061 | 69.5931 | 1
1.9119 | 9.8786 | 1
23.7465 | 58.4866 | 1
39.3 | 26.3741 | 1
54.3254 | -3.9758 | 1
48.3074 | -16.9664 | 1
74.2858 | -9.0334 | 1
52.2193 | 23.7079 | 1
46.1402 | 0.27285 | 1
15.2722 | 20.6229 | 1
0.84385 | -15.7369 | 1
26.3698 | -11.2524 | 1
64.3737 | 29.8303 | 1
27.9759 | 0.14802 | 1
31.3918 | 38.8562 | 1
4.0031 | 37.3837 | 1
8.8194 | 18.7613 | 1
58.9831 | 45.5629 | 1
55.2592 | -0.62732 | 1
34.5979 | -11.8323 | 1
26.0429 | 53.3055 | 1
87.9874 | 11.1949 | 1
96.4528 | 53.5166 | 1
37.4965 | -14.4874 | 1
51.4762 | 7.8708 | 1
45.2171 | 53.5847 | 1
10.418 | 57.7035 | 1
78.3712 | -26.2866 | 1
94.159 | 41.5177 | 1
40.5199 | -13.8295 | 1
49.1609 | -2.9638 | 1
1.5838 | 44.7452 | 1
76.5766 | 12.3592 | 1
78.425 | 67.1627 | 1
65.4442 | 55.25 | 1
58.369 | 23.8768 | 1
51.1306 | 64.606 | 1
96.668 | 2.1147 | 1
83.6195 | 10.5481 | 1
46.8315 | -26.8997 | 1
25.7165 | -12.9004 | 1
91.7875 | 3.816 | 1
30.1475 | -17.7279 | 1
92.0076 | -12.1027 | 1
78.1699 | -27.8033 | 1
66.6454 | 37.9939 | 1
100.223 | 5.538 | 1
73.7279 | 40.6773 | 1
58.0215 | 49.6354 | 1
62.3762 | 12.1143 | 1
17.2481 | 11.8505 | 1
83.5875 | -28.353 | 1
55.9004 | 4.2255 | 1
49.5472 | 28.4486 | 1
52.1655 | -16.3779 | 1
25.0795 | -1.0839 | 1
68.761 | 55.9636 | 1
60.4445 | 51.4952 | 1
84.2339 | 15.8062 | 1
83.9395 | -17.459 | 1
83.3937 | -23.0598 | 1
49.9521 | 19.1032 | 1
56.328 | 43.3791 | 1
80.4434 | 1.3985 | 1
22.3044 | 53.848 | 1
52.9976 | -7.3485 | 1
40.7518 | -6.6625 | 1
62.8995 | -1.6301 | 1
90.8094 | 58.0042 | 1
15.0099 | 56.6192 | 1
14.838 | -21.9589 | 1
68.2319 | -16.7388 | 1
50.9665 | -21.3216 | 1
97.35 | -1.3005 | 1
19.846 | 50.6766 | 1
27.4418 | -24.6443 | 1
10.931 | -4.5935 | 1
56.5669 | 12.6858 | 1
41.7413 | 44.5624 | 1
82.5048 | 44.1143 | 1
50.8333 | 20.8126 | 1
6.5725 | -7.5263 | 1
11.2054 | 48.3684 | 1
35.914 | 48.4332 | 1
47.7539 | 27.1591 | 1
22.6614 | 9.6482 | 1
1.6105 | 38.6647 | 1
28.2754 | 4.4621 | 1
92.2249 | 63.7768 | 1
68.8555 | 48.3132 | 1
10.3773 | -7.2769 | 1
1.9923 | 31.9642 | 1
10.9346 | 48.3054 | 1
73.9961 | 46.255 | 1
61.5517 | -18.9477 | 1
77.3292 | 44.9761 | 1
87.3975 | 36.3145 | 1
100.1966 | 18.4858 | 1
15.7918 | -19.2632 | 1
88.7194 | 20.2256 | 1
39.7676 | -15.6729 | 1
35.4629 | 3.7514 | 1
30.4084 | 26.107 | 1
39.9956 | -25.9895 | 1
93.3836 | 6.9511 | 1
85.6335 | -18.0025 | 1
78.7311 | 37.8927 | 1
83.4914 | 12.9406 | 1
96.386 | 20.4071 | 1
12.9959 | 51.6225 | 1
45.7028 | -22.6141 | 1
12.318 | 5.9797 | 1
99.2432 | 47.1609 | 1
41.8056 | 35.292 | 1
23.4788 | 3.6703 | 1
39.2604 | 41.432 | 1
34.0768 | 25.2968 | 1
43.5281 | -4.8982 | 1
71.1149 | 45.7725 | 1
48.373 | 30.6202 | 1
63.472 | -18.1582 | 1
0.39613 | 39.824 | 1
2.0726 | 32.488 | 1
17.8103 | 38.9312 | 1
72.8727 | 9.1068 | 1
25.7925 | 20.3147 | 1
51.8974 | -9.2469 | 1
100.2023 | -24.8042 | 1
24.2831 | -19.2403 | 1
32.4234 | 56.1695 | 1
67.7706 | 8.0097 | 1
69.8542 | 45.8777 | 1
50.1865 | 43.4303 | 1
50.7254 | 30.7396 | 1
62.1255 | 26.3521 | 1
48.9384 | 23.434 | 1
47.1502 | -26.184 | 1
2.5718 | -20.9309 | 1
25.5771 | -16.788 | 1
73.704 | 36.959 | 1
93.6653 | 39.8961 | 1
3.8202 | 25.4034 | 1
7.2771 | 29.7162 | 1
95.4022 | 56.0255 | 1
30.0715 | -18.1085 | 1
57.018 | -23.7185 | 1
11.5791 | 25.2956 | 1
18.7653 | -21.3553 | 1
5.962 | -13.1789 | 1
38.8756 | 13.5039 | 1
83.0291 | 3.597 | 1
29.3185 | 47.5752 | 1
65.2888 | 65.1974 | 1
23.4707 | 57.9281 | 1
41.1141 | 6.2359 | 1
59.021 | -24.9051 | 1
11.0633 | 53.1227 | 1
58.7051 | -22.563 | 1
89.7454 | -26.9204 | 1
10.4224 | 4.1757 | 1
7.0844 | 10.3297 | 1
3.5504 | 2.2048 | 1
17.8479 | -9.4274 | 1
49.6084 | 20.4438 | 1
20.0935 | 38.6531 | 1
12.1226 | 17.3602 | 1
71.0492 | -22.0541 | 1
56.1809 | -28.3056 | 1
82.2252 | 21.3719 | 1
37.6087 | 29.9341 | 1
21.9521 | 24.6516 | 1
91.0618 | 36.6956 | 1
31.5545 | 68.7109 | 1
92.3696 | 26.0121 | 1
30.9139 | 6.7335 | 1
39.8852 | 62.7587 | 1
32.9367 | 37.3896 | 1
37.2198 | -5.1518 | 1
52.1946 | 64.6345 | 1
70.3671 | 37.4808 | 1
15.0899 | 15.4258 | 1
17.893 | -14.9284 | 1
56.5855 | 34.1347 | 1
28.1931 | 21.5243 | 1
13.462 | -7.9763 | 1
100.959 | 16.7042 | 1
80.0346 | -9.6097 | 1
88.1736 | 6.8862 | 1
15.8461 | 5.3159 | 1
6.5842 | -1.9418 | 1
2.2736 | 21.5362 | 1
6.4804 | -28.1489 | 1
95.784 | -1.33 | 1
67.7817 | -14.012 | 1
78.198 | 10.3664 | 1
49.3655 | -6.9244 | 1
50.9551 | 20.1465 | 1
48.1983 | 22.4522 | 1
62.7859 | 42.6206 | 1
1.8801 | 5.4711 | 1
3.6123 | 15.2735 | 1
17.316 | 49.5397 | 1
98.3048 | 28.3074 | 1
65.5962 | 66.7676 | 1
9.5701 | -6.4931 | 1
76.0822 | 10.1426 | 1
84.2066 | -29.748 | 1
82.1109 | 38.9071 | 1
65.2256 | 47.6428 | 1
18.4729 | 30.5143 | 1
58.317 | 15.4569 | 1
51.8223 | 14.3055 | 1
100.1558 | -26.7852 | 1
4.6828 | -26.5382 | 1
27.9237 | 61.8779 | 1
82.1268 | 34.1184 | 1
24.4586 | -17.3443 | 1
42.374 | -4.9769 | 1
8.1601 | 45.5911 | 1
47.818 | 62.2009 | 1
16.5238 | -27.8799 | 1
67.7826 | -20.7283 | 1
90.4302 | -25.6439 | 1
5.5083 | 32.0049 | 1
69.4384 | -6.8105 | 1
0.10936 | -13.3013 | 1
65.0085 | -8.3346 | 1
62.6115 | -0.88324 | 1
29.2015 | -12.2206 | 1
96.1548 | -25.3748 | 1
71.9259 | 4.6263 | 1
4.4012 | -3.9975 | 1
62.5866 | 45.4677 | 1
2.6661 | 5.7694 | 1
100.2789 | 24.8995 | 1
4.4482 | 19.5676 | 1
5.853 | -15.131 | 1
77.6515 | 19.7768 | 1
78.0903 | 1.6144 | 1
66.0508 | 7.4225 | 1
70.5992 | -11.8298 | 1
50.1156 | 51.4295 | 1
44.2924 | 33.6973 | 1
85.0022 | 63.2692 | 1
38.8115 | 55.6636 | 1
38.3645 | -16.774 | 1
37.7252 | 43.8158 | 1
10.0518 | 48.9256 | 1
7.6448 | -0.30979 | 1
58.6997 | -3.0872 | 1
35.4015 | 33.7958 | 1
20.8482 | 26.7064 | 1
79.7824 | 3.8929 | 1
75.2235 | 12.4528 | 1
8.2738 | 45.0873 | 1
68.5832 | 54.168 | 1
56.0621 | 63.4976 | 1
75.8315 | -15.7995 | 1
45.7509 | -12.8355 | 1
9.4476 | 46.3269 | 1
52.2805 | 5.2056 | 1
6.6241 | 52.7521 | 1
5.7215 | -25.7001 | 1
47.4726 | 28.7175 | 1
94.0552 | -8.0097 | 1
26.8422 | 22.5769 | 1
42.6912 | 53.6536 | 1
57.6103 | -5.7373 | 1
62.7875 | 30.8404 | 1
45.4533 | 22.4576 | 1
68.8772 | 62.947 | 1
43.0043 | -1.8678 | 1
46.1501 | -29.0426 | 1
25.7357 | 45.6657 | 1
4.4461 | 32.5711 | 1
61.5763 | -29.3031 | 1
99.5161 | -10.08 | 1
54.4149 | 4.5866 | 1
62.5078 | -26.5719 | 1
0.76005 | -11.8627 | 1
19.7713 | 47.8742 | 1
48.8842 | 19.2443 | 1
89.9937 | 30.1438 | 1
88.6881 | 24.016 | 1
7.8033 | -26.4513 | 1
25.0046 | 17.5309 | 1
97.8394 | 67.6967 | 1
83.7245 | 35.4426 | 1
29.2588 | 50.3137 | 1
62.1812 | -23.7793 | 1
25.0554 | 12.351 | 1
53.9564 | 6.5767 | 1
10.7884 | 15.0135 | 1
59.6318 | 65.797 | 1
61.9511 | -15.1772 | 1
95.3485 | 13.0743 | 1
96.2175 | -26.8932 | 1
12.5876 | 61.8209 | 1
84.0651 | 28.6002 | 1
5.8788 | -15.4343 | 1
43.9179 | 15.8484 | 1
46.5903 | 52.7689 | 1
17.2648 | 29 | 1
2.2306 | -28.7906 | 1
86.6642 | -13.5111 | 1
92.59 | -7.9771 | 1
18.4793 | -4.7212 | 1
73.7787 | -29.2968 | 1
92.2204 | 42.9295 | 1
6.1627 | -4.4283 | 1
28.1877 | 16.5667 | 1
96.0922 | 8.7598 | 1
75.2442 | 66.7383 | 1
41.81 | 7.0195 | 1
29.3081 | 57.1483 | 1
75.1812 | 10.4241 | 1
27.2667 | 9.5718 | 1
72.6449 | 9.8363 | 1
13.0326 | 48.3608 | 1
100.7166 | 5.9679 | 1
67.1644 | 6.1737 | 1
71.0677 | -8.9912 | 1
82.153 | -26.3812 | 1
37.0417 | 19.9528 | 1
24.8087 | 6.1671 | 1
5.6026 | 22.6712 | 1
12.9266 | 44.712 | 1
20.6803 | 10.412 | 1
69.3579 | 44.6376 | 1
49.5788 | -14.3253 | 1
15.068 | 36.3646 | 1
7.3623 | 58.0393 | 1
41.9562 | -28.7703 | 1
50.5927 | -8.1314 | 1
66.9578 | 53.6408 | 1
56.415 | -17.7105 | 1
96.6757 | -15.3604 | 1
33.0016 | -10.4734 | 1
26.1715 | 58.343 | 1
52.2405 | -8.2975 | 1
93.8947 | -9.2887 | 1
57.1426 | 2.2764 | 1
46.2404 | 13.005 | 1
35.3457 | 8.148 | 1
14.0708 | 53.0274 | 1
38.3032 | 44.01 | 1
76.0107 | 55.1602 | 1
58.0031 | -12.8223 | 1
62.9178 | -5.4238 | 1
38.6384 | 20.1736 | 1
0.028075 | -9.5115 | 1
49.6342 | 20.7429 | 1
48.6704 | -21.8979 | 1
12.158 | -14.233 | 1
92.8627 | 53.5705 | 1
90.8642 | 38.2127 | 1
23.5519 | 52.2504 | 1
96.4746 | 8.0248 | 1
39.978 | -11.3174 | 1
74.0251 | 63.3624 | 1
96.8529 | -21.0872 | 1
16.007 | 6.4802 | 1
32.7046 | 32.1658 | 1
55.0013 | -2.2212 | 1
71.2347 | 21.7878 | 1
48.3465 | -26.3247 | 1
76.2678 | 5.7138 | 1
83.3119 | 58.1504 | 1
45.0221 | 47.8319 | 1
20.3142 | 66.0341 | 1
28.1592 | 46.0527 | 1
5.4657 | 18.8886 | 1
52.6082 | -3.0121 | 1
54.2555 | 36.2316 | 1
31.5715 | 5.0965 | 1
56.1947 | 17.428 | 1
94.6445 | 60.7222 | 1
66.4043 | 55.2636 | 1
13.3116 | -19.041 | 1
98.5577 | 61.9416 | 1
3.3791 | -13.6096 | 1
50.4872 | -26.566 | 1
25.5629 | 6.385 | 1
62.1595 | -26.33 | 1
83.0911 | 7.6954 | 1
94.1475 | 30.5419 | 1
9.4583 | 36.9756 | 1
53.2362 | 28.1903 | 1
40.9915 | 27.095 | 1
98.9484 | 35.5777 | 1
34.8502 | -17.4466 | 1
19.4897 | 61.6349 | 1
84.047 | 0.82227 | 1
67.1326 | 24.0013 | 1
30.6672 | -13.0645 | 1
30.0453 | 66.9677 | 1
46.8657 | -22.2446 | 1
17.4386 | -18.5932 | 1
86.3933 | 42.6653 | 1
5.1051 | 69.7818 | 1
63.1125 | 8.8517 | 1
32.8547 | 13.7451 | 1
32.4118 | 8.5021 | 1
32.3964 | 6.2391 | 1
37.8166 | 30.5661 | 1
4.3269 | 19.7037 | 1
73.4167 | -27.4182 | 1
65.8002 | 10.7403 | 1
64.5382 | 55.0239 | 1
52.8803 | 67.5306 | 1
50.3008 | -9.6542 | 1
60.0065 | -21.5055 | 1
27.9726 | 50.2307 | 1
87.3667 | 69.7901 | 1
74.5145 | -20.3564 | 1
80.0807 | -20.9281 | 1
55.6412 | 62.9792 | 1
74.3365 | 25.8988 | 1
85.4074 | 0.95224 | 1
35.7994 | -16.7615 | 1
39.6222 | 12.367 | 1
91.1997 | -3.5569 | 1
21.5474 | 8.8723 | 1
91.3565 | 47.0834 | 1
0.64699 | -1.2969 | 1
86.1799 | -29.2115 | 1
58.6845 | 8.0807 | 1
33.7345 | 43.7908 | 1
76.4939 | 11.2636 | 1
35.1409 | -2.8579 | 1
72.4597 | 42.3749 | 1
79.847 | 11.3631 | 1
61.1817 | 57.2525 | 1
63.7768 | 49.6073 | 1
97.9089 | 27.3068 | 1
66.2865 | 6.1274 | 1
23.0954 | 26.9623 | 1
14.1354 | -8.0887 | 1
48.8124 | -10.7668 | 1
18.5179 | 37.0518 | 1
92.3065 | 64.2607 | 1
72.203 | 53.0637 | 1
81.4311 | 2.404 | 1
39.6386 | 35.9537 | 1
16.5931 | -23.3377 | 1
35.1825 | 5.1991 | 1
3.5383 | 6.0831 | 1
55.193 | 17.4502 | 1
81.3789 | 0.15345 | 1
19.6648 | 2.1749 | 1
26.9948 | -27.1465 | 1
14.9928 | 63.9541 | 1
57.4866 | 39.2204 | 1
95.1796 | -6.3243 | 1
67.3594 | 60.545 | 1
47.755 | 34.8815 | 1
1.6557 | 67.3512 | 1
58.0209 | 50.9789 | 1
37.7111 | -9.5084 | 1
37.4121 | 32.6327 | 1
27.0946 | -9.4146 | 1
58.337 | 8.3263 | 1
10.7948 | -25.3483 | 1
33.7327 | 43.3396 | 1
47.1828 | 9.8566 | 1
34.0849 | 49.5838 | 1
39.4231 | 5.2847 | 1
2.1345 | -4.9925 | 1
13.0071 | -9.9854 | 1
66.485 | 48.5365 | 1
35.4762 | 69.6024 | 1
44.2085 | 27.5873 | 1
51.6484 | 18.1863 | 1
34.4126 | -2.5646 | 1
78.5238 | -26.8225 | 1
1.3236 | 44.3641 | 1
23.2168 | -14.2791 | 1
45.5244 | 6.7763 | 1
18.0747 | 22.9545 | 1
10.4212 | -6.3914 | 1
40.074 | 50.246 | 1
12.0556 | -16.2088 | 1
49.2364 | 26.7197 | 1
88.752 | 0.84857 | 1
3.8258 | 66.8354 | 1
8.5006 | 36.5868 | 1
33.4297 | 56.8505 | 1
58.4899 | -0.9667 | 1
8.2199 | 5.5161 | 1
46.0959 | 46.8253 | 1
40.3042 | 52.7788 | 1
29.1983 | -21.9355 | 1
26.0342 | 40.7111 | 1
79.2559 | 61.5861 | 1
45.9849 | 57.8914 | 1
95.6731 | 19.406 | 1
37.2072 | 62.1864 | 1
53.0717 | 39.6127 | 1
95.0366 | 36.0266 | 1
43.0683 | 57.6855 | 1
56.5492 | 24.5209 | 1
1.237 | 8.0653 | 1
51.5154 | 13.9856 | 1
62.4973 | 29.0801 | 1
78.9262 | 10.8666 | 1
11.9347 | -24.922 | 1
64.5503 | 67.8903 | 1
39.3899 | 18.9208 | 1
39.3926 | 61.3675 | 1
32.1496 | 54.975 | 1
98.8787 | 43.3107 | 1
90.4524 | 5.5446 | 1
88.0004 | 48.4706 | 1
30.6707 | 21.9721 | 1
85.2819 | 26.0256 | 1
11.1695 | -27.7245 | 1
84.3468 | 26.7009 | 1
76.5732 | 0.92959 | 1
63.1351 | -20.0397 | 1
37.2332 | 27.5353 | 1
86.3516 | 50.474 | 1
0.0068666 | -27.2499 | 1
79.9676 | -25.634 | 1
15.2362 | 51.7592 | 1
48.6955 | 29.1391 | 1
14.7243 | 10.1756 | 1
11.4334 | -10.9847 | 1
81.3396 | -27.8423 | 1
98.4001 | -10.5812 | 1
65.3662 | 44.4335 | 1
63.3826 | -4.348 | 1
17.5836 | 56.2302 | 1
94.2967 | 7.1687 | 1
41.3151 | -0.74957 | 1
56.3122 | 30.6281 | 1
1.4829 | 58.5489 | 1
95.3135 | 63.8448 | 1
56.1236 | -19.3183 | 1
94.9478 | 19.3483 | 1
29.79 | -17.9698 | 1
37.5803 | 61.2749 | 1
40.7856 | 58.0962 | 1
57.1367 | -4.6363 | 1
5.7715 | -25.5957 | 1
23.7014 | -28.4625 | 1
40.4997 | 41.5097 | 1
1.9175 | -14.1409 | 1
14.8746 | 15.3239 | 1
32.3872 | -2.1081 | 1
69.6096 | 28.8925 | 1
26.0139 | 6.1326 | 1
63.1769 | 37.0672 | 1
79.4196 | 56.7492 | 1
9.1198 | -14.5792 | 1
67.0205 | 9.7481 | 1
1.4029 | -20.4092 | 1
9.2585 | 33.355 | 1
32.6521 | 3.226 | 1
15.1088 | 34.9248 | 1
97.3715 | 2.7535 | 1
51.06 | 33.0156 | 1
75.3397 | 21.0725 | 1
71.9291 | 46.4577 | 1
76.061 | -22.6101 | 1
0.68201 | -19.2281 | 1
38.9118 | -3.9092 | 1
86.1208 | 67.9851 | 1
51.9307 | 14.6867 | 1
63.9523 | -23.5005 | 1
82.3827 | -7.2906 | 1
89.6005 | 3.6203 | 1
13.2596 | 51.5632 | 1
97.3979 | 56.6005 | 1
9.5821 | 25.9202 | 1
5.5615 | 48.1678 | 1
97.3075 | 60.3389 | 1
67.5436 | 25.2416 | 1
22.9705 | 13.0983 | 1
25.2759 | 31.1384 | 1
57.8383 | -28.5686 | 1
39.6387 | 33.7639 | 1
43.4707 | 47.7765 | 1
84.4691 | 14.6492 | 1
13.2183 | -27.2997 | 1
97.9633 | -8.1529 | 1
55.0561 | 46.7769 | 1
8.5917 | -17.2582 | 1
58.5801 | 55.0139 | 1
43.6905 | 45.6175 | 1
31.7114 | 12.1576 | 1
76.9126 | -19.1458 | 1
36.6419 | 39.4704 | 1
56.2197 | 45.5635 | 1
82.2529 | -17.9352 | 1
60.3795 | 35.449 | 1
15.2547 | -13.2954 | 1
21.2643 | 24.7004 | 1
79.4539 | 1.2755 | 1
100.4005 | 42.4772 | 1
34.3261 | 42.3192 | 1
19.5476 | 3.4576 | 1
1.4276 | 6.8655 | 1
10.1689 | 49.3368 | 1
60.0678 | -24.3512 | 1
48.1067 | -8.0728 | 1
66.1892 | -12.5662 | 1
6.3417 | -17.5022 | 1
19.8938 | 13.8512 | 1
8.7463 | 21.3313 | 1
47.2878 | 31.0252 | 1
94.957 | 69.8256 | 1
22.4925 | -5.4836 | 1
52.4067 | -11.6635 | 1
70.0898 | 20.712 | 1
74.1085 | 36.3148 | 1
23.9409 | 61.661 | 1
37.7281 | -20.423 | 1
75.6321 | -26.99 | 1
35.7349 | 41.6659 | 1
16.5516 | -16.9026 | 1
25.9625 | 7.3998 | 1
21.2025 | 12.8956 | 1
25.8925 | 69.7676 | 1
10.7109 | -6.4788 | 1
70.8766 | 17.7928 | 1
17.0752 | 7.6673 | 1
36.1922 | -10.458 | 1
26.833 | -2.2778 | 1
93.1875 | 30.6013 | 1
51.0937 | 45.7781 | 1
80.2165 | 25.2971 | 1
11.1897 | 9.7639 | 1
0.56236 | 35.7263 | 1
46.682 | 3.5287 | 1
29.7189 | 56.9809 | 1
50.0256 | 37.0749 | 1
80.9438 | 36.4892 | 1
85.1735 | -2.0036 | 1
64.6498 | 14.7834 | 1
23.3014 | 17.8732 | 1
93.3235 | -29.4286 | 1
41.4832 | 25.9782 | 1
70.9468 | 46.9006 | 1
86.6658 | 4.4247 | 1
39.8549 | 7.9207 | 1
48.6128 | 2.9362 | 1
28.1605 | 26.7846 | 1
19.8914 | 10.12 | 1
18.3637 | 42.0828 | 1
18.544 | 69.686 | 1
80.2806 | 34.4484 | 1
41.2044 | 15.2477 | 1
71.4944 | 47.6624 | 1
38.7087 | 38.8114 | 1
37.6463 | -22.0838 | 1
25.4831 | -12.85 | 1
81.1397 | 45.6533 | 1
75.8114 | -15.0391 | 1
8.195 | 20.4362 | 1
50.9025 | 63.7476 | 1
40.7122 | 25.3937 | 1
37.3194 | -23.5918 | 1
60.3442 | 3.2881 | 1
60.9064 | 14.0446 | 1
75.062 | 31.1476 | 1
49.0397 | 22.6356 | 1
3.6302 | -17.9426 | 1
76.7387 | 35.8312 | 1
83.7987 | 64.3287 | 1
17.5383 | 60.0759 | 1
27.8086 | 61.9488 | 1
77.0664 | 20.1437 | 1
80.32 | 1.9717 | 1
90.8203 | -24.2523 | 1
49.1168 | 48.7458 | 1
55.9288 | 5.1208 | 1
100.154 | -24.0935 | 1
60.0787 | 29.6627 | 1
26.5699 | 61.1723 | 1
46.1993 | -15.6937 | 1
58.5407 | 56.6903 | 1
63.1726 | 27.4477 | 1
68.5982 | 20.5065 | 1
98.7079 | 47.3178 | 1
41.8739 | -18.1333 | 1
76.7216 | -13.7341 | 1
63.6754 | 38.6531 | 1
34.7381 | 69.0088 | 1
43.9397 | 42.5214 | 1
27.8891 | 5.7395 | 1
5.7155 | -18.04 | 1
95.0382 | 42.5045 | 1
38.4149 | -29.5889 | 1
88.895 | 56.9574 | 1
33.7872 | 2.6233 | 1
65.7699 | 64.746 | 1
55.0119 | 67.4559 | 1
44.5911 | -13.0027 | 1
68.6427 | 13.2459 | 1
86.4994 | 10.107 | 1
57.4389 | -22.9973 | 1
92.223 | 11.2735 | 1
86.0951 | 51.9048 | 1
70.9642 | -11.7288 | 1
21.4821 | 32.887 | 1
93.6018 | -22.7913 | 1
9.9135 | 11.4262 | 1
27.9952 | 26.2928 | 1
31.7365 | 39.6317 | 1
65.4816 | 43.6872 | 1
65.2689 | 24.0103 | 1
13.1141 | 63.5183 | 1
50.3383 | 17.9023 | 1
20.6828 | 56.6817 | 1
74.3903 | 13.2936 | 1
85.6266 | 41.0591 | 1
8.6579 | -8.4218 | 1
87.5548 | 18.4185 | 1
98.7262 | -28.0604 | 1
21.9224 | -4.737 | 1
1.6616 | -17.6903 | 1
84.92 | 33.8445 | 1
17.4439 | 9.079 | 1
11.1301 | -1.9055 | 1
96.6463 | -18.5414 | 1
44.8362 | 7.4018 | 1
64.1459 | 34.7375 | 1
29.4243 | 32.6841 | 1
76.8762 | 23.9566 | 1
61.0429 | -1.2969 | 1
2.4635 | 69.691 | 1
25.9546 | 24.9787 | 1
77.8308 | -22.345 | 1
86.4588 | -10.2988 | 1
0.35318 | 62.5709 | 1
42.4629 | 24.1001 | 1
4.9783 | 6.5569 | 1
2.5406 | 67.5232 | 1
1.1944 | 51.27 | 1
49.1856 | -20.8286 | 1
36.921 | 49.0675 | 1
95.4946 | 66.7763 | 1
53.3324 | 10.2104 | 1
3.6741 | 12.5142 | 1
58.5889 | 48.2209 | 1
88.4664 | -25.2991 | 1
87.7342 | 9.0206 | 1
43.889 | -29.5208 | 1
37.4498 | 61.2966 | 1
54.6793 | 24.0475 | 1
12.0505 | 49.9834 | 1
71.605 | 0.82243 | 1
38.3055 | -8.1465 | 1
44.1283 | 19.3583 | 1
32.6259 | 14.3664 | 1
44.6229 | 1.7509 | 1
97.4394 | -1.4163 | 1
2.9399 | 4.3467 | 1
73.0907 | 68.3509 | 1
57.1722 | -18.9488 | 1
93.3698 | 23.4642 | 1
71.8989 | 13.5722 | 1
78.0127 | -24.0018 | 1
56.4311 | 40.0437 | 1
17.5607 | 51.1554 | 1
90.2876 | 9.4844 | 1
58.1951 | -5.0627 | 1
82.0976 | -6.6123 | 1
45.9418 | 51.6242 | 1
20.7232 | 39.315 | 1
39.8714 | -25.4352 | 1
50.9023 | -21.0774 | 1
63.2685 | -16.7253 | 1
87.1837 | 6.1571 | 1
24.5625 | -4.7593 | 1
41.4487 | 68.0674 | 1
20.4485 | 65.5426 | 1
16.7843 | -27.6453 | 1
92.9479 | 44.2499 | 1
62.0718 | 22.5921 | 1
61.1266 | -11.7946 | 1
58.2911 | 32.4558 | 1
44.3135 | 0.80189 | 1
85.903 | 62.5845 | 1
53.9314 | 22.1075 | 1
58.5023 | 13.6287 | 1
51.3039 | 42.232 | 1
39.3825 | 29.2213 | 1
36.6658 | 37.5949 | 1
16.5547 | 12.3285 | 1
88.5006 | -25.8721 | 1
2.3306 | -20.5866 | 1
46.4054 | 52.8387 | 1
63.6613 | -20.8757 | 1
85.3625 | 50.8629 | 1
56.8279 | 48.0251 | 1
15.8645 | -28.0311 | 1
73.6752 | 59.6502 | 1
79.8806 | 46.1069 | 1
77.2556 | 42.4733 | 1
91.6075 | -13.2933 | 1
70.3289 | -7.2947 | 1
6.6187 | 32.1964 | 1
8.7767 | -19.8406 | 1
33.3617 | 39.953 | 1
2.484 | 46.8558 | 1
25.2737 | -26.867 | 1
44.522 | -28.1277 | 1
90.1677 | 15.8964 | 1
98.7284 | -9.7778 | 1
67.7059 | -22.6039 | 1
38.4305 | 59.514 | 1
19.7845 | 69.7187 | 1
59.8105 | -0.94606 | 1
24.0087 | 22.1904 | 1
39.4515 | 49.1608 | 1
68.8974 | -11.9931 | 1
6.7483 | 49.7469 | 1
76.7648 | -16.6579 | 1
68.7055 | 41.3255 | 1
97.8055 | 17.5579 | 1
4.4254 | 68.123 | 1
43.247 | 6.1998 | 1
18.4473 | -0.5719 | 1
7.1308 | -6.4285 | 1
0.96281 | 1.3939 | 1
18.7649 | -1.0442 | 1
56.0281 | 67.1899 | 1
60.0491 | 26.3671 | 1
61.6057 | -15.8245 | 1
35.8277 | 65.2218 | 1
18.9758 | 12.4955 | 1
42.4534 | 53.9612 | 1
2.4679 | 15.8056 | 1
12.2381 | 6.3599 | 1
38.3856 | -14.3031 | 1
78.0806 | -27.1353 | 1
42.9002 | 68.0636 | 1
89.6914 | 17.3665 | 1
26.3997 | 26.468 | 1
29.5184 | 4.3531 | 1
40.5416 | 53.2047 | 1
92.0621 | -9.5749 | 1
55.7078 | 39.2827 | 1
64.1753 | 48.8543 | 1
30.1109 | 69.6703 | 1
63.4444 | 20.4774 | 1
2.6828 | 36.656 | 1
83.7256 | -2.3962 | 1
6.5767 | 47.7739 | 1
87.415 | 16.5131 | 1
60.2235 | 56.4559 | 1
43.4053 | 69.6765 | 1
84.119 | -17.4514 | 1
8.0983 | -27.0297 | 1
78.7127 | -24.6099 | 1
49.2497 | 37.0354 | 1
0.97559 | -22.2352 | 1
84.0119 | -6.6266 | 1
22.8817 | 54.7458 | 1
97.3304 | 37.827 | 1
92.0924 | 63.6954 | 1
14.8662 | -24.7793 | 1
22.6298 | 66.0121 | 1
100.6867 | 64.1217 | 1
8.111 | -28.7839 | 1
37.7357 | -13.4833 | 1
53.8466 | -21.0543 | 1
75.4789 | 7.8769 | 1
83.8944 | 21.4606 | 1
67.0063 | 46.0607 | 1
85.9374 | -24.0388 | 1
90.8083 | 40.7459 | 1
59.8477 | -0.14138 | 1
0.28432 | 62.3941 | 1
13.1433 | 61.8217 | 1
59.1741 | 69.5268 | 1
29.4033 | 41.9662 | 1
93.5155 | 59.8881 | 1
18.7436 | -26.2751 | 1
59.4853 | 46.2049 | 1
34.8058 | 6.8588 | 1
40.9077 | -8.3776 | 1
26.6108 | 64.2781 | 1
73.7739 | 45.5521 | 1
19.6107 | 44.7415 | 1
90.2817 | -20.8698 | 1
75.2931 | 7.8196 | 1
76.222 | 21.6711 | 1
7.3221 | 26.9011 | 1
85.5727 | -23.886 | 1
74.7275 | 42.5827 | 1
60.478 | 13.174 | 1
100.2891 | 12.9939 | 1
71.4927 | 16.7867 | 1
100.862 | 31.1223 | 1
4.3389 | 16.3348 | 1
0.3038 | 38.7206 | 1
73.5032 | 50.8516 | 1
73.4644 | -12.883 | 1
96.1222 | -3.178 | 1
53.3713 | 12.7329 | 1
68.4152 | 48.5188 | 1
47.8236 | 57.3943 | 1
91.7728 | 33.4582 | 1
79.0056 | 35.9957 | 1
86.3896 | 36.9287 | 1
67.2992 | 66.1334 | 1
38.3381 | 54.4968 | 1
76.7456 | 61.4635 | 1
72.1351 | -15.5911 | 1
32.1434 | 35.9949 | 1
48.3307 | 42.607 | 1
59.7521 | 50.8747 | 1
76.1742 | -8.6601 | 1
72.5611 | 8.7949 | 1
0.62302 | 26.4937 | 1
20.6438 | 4.1756 | 1
93.9002 | 25.4234 | 1
78.7392 | -29.3398 | 1
3.1447 | -0.63291 | 1
81.8031 | 22.8295 | 1
79.5365 | 48.8368 | 1
60.2861 | 23.2232 | 1
4.9404 | -27.1088 | 1
24.7004 | -8.1231 | 1
5.3548 | 17.6339 | 1
32.1519 | 58.0473 | 1
0.81507 | 69.8554 | 1
75.2518 | -14.3782 | 1
5.2623 | 68.2269 | 1
90.675 | 8.6423 | 1
34.6707 | 3.7833 | 1
18.0296 | -22.4678 | 1
99.1728 | -5.3841 | 1
75.7463 | 20.1831 | 1
40.2617 | 31.2631 | 1
43.4689 | 32.1795 | 1
56.5435 | 50.756 | 1
73.5204 | -18.8126 | 1
54.2813 | -7.4229 | 1
46.6094 | 56.6299 | 1
15.3889 | 1.7419 | 1
81.7211 | 23.0048 | 1
44.1365 | 4.2253 | 1
4.7577 | 4.4554 | 1
94.7832 | 61.3981 | 1
84.1389 | -1.8618 | 1
45.7375 | 27.4949 | 1
54.6223 | 48.9266 | 1
46.437 | 27.6111 | 1
39.2974 | 8.3735 | 1
37.5522 | 66.2876 | 1
0.038881 | 18.9404 | 1
33.8882 | 51.6193 | 1
80.5979 | 30.3525 | 1
71.1769 | 67.866 | 1
16.304 | 16.2059 | 1
5.4824 | 4.3016 | 1
60.3608 | 52.7451 | 1
12.6587 | 45.9014 | 1
61.2717 | 38.0399 | 1
88.5175 | -14.9676 | 1
45.1663 | -13.2226 | 1
19.3219 | 28.3321 | 1
47.3415 | 3.2565 | 1
70.2228 | 40.3759 | 1
49.3015 | -29.1421 | 1
5.0816 | 11.0542 | 1
75.4863 | 14.5895 | 1
73.0159 | 41.6859 | 1
65.7659 | 32.2458 | 1
6.8678 | 0.15686 | 1
90.374 | 66.2262 | 1
90.7928 | 45.2629 | 1
18.3702 | 28.4708 | 1
57.6819 | 44.8455 | 1
19.7484 | -9.9656 | 1
0.40561 | -15.623 | 1
78.4262 | 44.5079 | 1
98.2057 | 68.595 | 1
76.3445 | -21.428 | 1
3.8665 | -23.5962 | 1
85.2053 | 20.4991 | 1
70.1052 | 20.4327 | 1
77.6381 | 51.0282 | 1
57.8388 | 2.6305 | 1
99.7199 | 62.5809 | 1
71.1053 | -16.0349 | 1
56.4924 | 3.1085 | 1
71.28 | -1.4843 | 1
49.3261 | 7.9742 | 1
65.9427 | 23.8552 | 1
20.2023 | -28.0164 | 1
79.7789 | 52.9292 | 1
64.1776 | 25.1724 | 1
31.3368 | 55.5794 | 1
11.654 | 62.5507 | 1
5.0081 | 23.4356 | 1
93.7703 | 34.8558 | 1
92.1475 | 40.0871 | 1
59.0875 | 34.3075 | 1
83.3527 | 58.0731 | 1
94.0355 | 57.0849 | 1
32.3808 | 8.8648 | 1
70.9893 | 37.5331 | 1
76.3434 | 13.2216 | 1
65.0517 | 9.5988 | 1
99.1393 | 25.9675 | 1
4.6241 | -5.8196 | 1
73.1404 | 11.8076 | 1
43.0492 | 66.4501 | 1
68.4859 | 53.8459 | 1
8.1965 | -15.6824 | 1
95.9708 | 18.7647 | 1
84.5445 | -18.0568 | 1
38.0463 | -25.3981 | 1
19.8071 | 22.3744 | 1
95.6236 | -14.1374 | 1
91.8477 | 6.0304 | 1
98.3366 | -9.5973 | 1
45.9056 | 17.1683 | 1
97.893 | 9.8691 | 1
37.7578 | -0.15938 | 1
33.1726 | 68.9546 | 1
33.4411 | 11.4925 | 1
40.1377 | 38.9494 | 1
75.0821 | 27.3783 | 1
10.0316 | 0.9493 | 1
35.3759 | 39.0915 | 1
24.5392 | -6.5318 | 1
96.42 | -9.2188 | 1
39.2109 | -7.7464 | 1
9.5989 | 63.11 | 1
70.8777 | 47.6218 | 1
31.1555 | 66.3987 | 1
42.7888 | 54.2568 | 1
88.6784 | 61.0119 | 1
43.5885 | 51.0538 | 1
22.873 | 5.4805 | 1
89.8019 | 26.2239 | 1
96.8712 | -15.7394 | 1
11.5463 | -22.6082 | 1
68.1829 | -1.5675 | 1
96.6617 | 21.883 | 1
77.1678 | 21.5939 | 1
11.6661 | -0.20672 | 1
14.1532 | 36.1088 | 1
14.8712 | -5.5538 | 1
76.6819 | 11.2008 | 1
39.0124 | 1.246 | 1
67.4177 | 47.4632 | 1
45.6341 | -24.5082 | 1
28.2749 | 64.0673 | 1
60.3032 | -26.7734 | 1
18.1999 | 43.9575 | 1
34.0833 | 56.3724 | 1
36.2181 | -10.5652 | 1
96.9195 | -10.1972 | 1
0.68082 | 33.2994 | 1
0.071141 | 4.7228 | 1
98.1873 | 29.7917 | 1
78.8331 | 2.4745 | 1
71.1365 | -21.3263 | 1
70.1501 | 68.4158 | 1
65.2287 | 45.6456 | 1
6.2319 | 21.5412 | 1
10.6731 | -11.9344 | 1
90.9342 | -15.404 | 1
2.9022 | 1.9034 | 1
90.3194 | 14.1926 | 1
56.2194 | 17.303 | 1
33.3403 | 67.2213 | 1
56.3766 | 4.7989 | 1
37.1064 | 10.65 | 1
62.4677 | -23.1643 | 1
24.939 | 65.0181 | 1
1.0677 | -4.3634 | 1
50.3061 | -24.7705 | 1
54.5303 | -26.4257 | 1
4.9776 | 68.072 | 1
74.6578 | 16.9604 | 1
30.8033 | -9.53 | 1
61.9504 | 23.8212 | 1
51.4869 | 60.6178 | 1
14.7772 | 29.968 | 1
96.578 | 52.6752 | 1
80.2666 | 43.0236 | 1
46.0363 | 31.7244 | 1
40.3923 | 8.1744 | 1
33.1329 | 39.7367 | 1
0.84271 | -16.7476 | 1
23.0285 | 56.1172 | 1
32.8972 | 17.107 | 1
15.6777 | 55.8141 | 1
21.6117 | 22.0076 | 1
45.1356 | 7.8062 | 1
2.7907 | 5.7812 | 1
73.5415 | 67.6193 | 1
100.0489 | -7.4794 | 1
39.7719 | -24.8497 | 1
99.0345 | 35.2987 | 1
21.8077 | 20.4039 | 1
99.5046 | 67.7317 | 1
63.866 | 24.671 | 1
53.5582 | 55.8137 | 1
42.818 | -1.4213 | 1
58.6757 | -13.3095 | 1
43.2201 | 15.0595 | 1
75.8444 | 38.2276 | 1
87.6782 | 69.0308 | 1
53.2564 | -13.1517 | 1
73.8512 | 61.7075 | 1
22.6011 | -3.3001 | 1
46.4615 | -19.0332 | 1
63.4719 | -15.4497 | 1
57.9777 | 13.2027 | 1
16.7868 | 26.9283 | 1
26.9153 | -15.7952 | 1
7.7534 | -13.9434 | 1
91.9146 | 68.7242 | 1
48.2741 | -3.436 | 1
15.1248 | 38.5529 | 1
78.8454 | 55.4307 | 1
47.6704 | 49.0176 | 1
6.2294 | 15.8626 | 1
44.8922 | 33.3123 | 1
54.2943 | 62.8031 | 1
77.1554 | 33.0724 | 1
88.5033 | 40.9744 | 1
46.4268 | 66.0886 | 1
50.9921 | 63.816 | 1
46.5818 | 28.0281 | 1
23.1496 | -13.2309 | 1
54.6551 | 36.6403 | 1
89.8236 | 17.6619 | 1
39.8354 | 26.2116 | 1
76.5158 | 40.1031 | 1
65.6603 | 33.3183 | 1
45.7139 | 34.1394 | 1
42.7106 | -9.1399 | 1
43.0971 | -26.7847 | 1
97.2764 | -28.5806 | 1
60.0599 | -21.4362 | 1
56.7054 | 2.0116 | 1
73.4659 | 41.3474 | 1
63.0937 | -3.8236 | 1
0.77807 | -7.3485 | 1
15.3235 | 4.974 | 1
39.2957 | 23.0047 | 1
82.737 | 12.3302 | 1
98.4626 | 0.065688 | 1
56.3443 | -0.24279 | 1
11.1553 | -0.75831 | 1
53.7023 | -28.3764 | 1
38.5518 | 69.3062 | 1
69.6909 | -11.4912 | 1
71.7548 | 57.2419 | 1
7.056 | 19.4672 | 1
69.7775 | 68.4632 | 1
39.3105 | -23.2424 | 1
63.738 | 64.6282 | 1
81.9065 | 43.0179 | 1
43.7207 | -11.6377 | 1
94.3994 | -17.2105 | 1
21.8849 | 58.6413 | 1
46.278 | 0.75532 | 1
91.2588 | 41.4588 | 1
99.4111 | 31.2989 | 1
72.9779 | -17.1656 | 1
87.5434 | 35.932 | 1
39.8936 | 16.1197 | 1
64.5715 | 64.6395 | 1
22.4716 | 55.6911 | 1
32.8529 | 18.4539 | 1
91.66 | 22.6951 | 1
90.5742 | -10.5049 | 1
78.6894 | 13.0628 | 1
92.001 | 27.2251 | 1
17.182 | 29.0907 | 1
2.0943 | -19.6896 | 1
63.4266 | 0.11727 | 1
87.0364 | 27.8201 | 1
66.7172 | 53.9389 | 1
6.8632 | 11.6812 | 1
74.0258 | 33.6992 | 1
62.0514 | 11.4037 | 1
91.4007 | -3.9093 | 1
48.3838 | -19.704 | 1
83.8443 | 43.3722 | 1
37.4377 | 41.7342 | 1
10.1353 | -5.6756 | 1
18.725 | -6.5859 | 1
30.8101 | 52.6976 | 1
16.1139 | 20.3022 | 1
7.2493 | -16.1698 | 1
20.4747 | 33.3404 | 1
90.0075 | 9.0967 | 1
74.3768 | 44.6378 | 1
50.983 | -6.8753 | 1
1.3861 | 55.9396 | 1
77.9504 | -14.9318 | 1
5.7178 | 54.9647 | 1
75.0687 | -1.3809 | 1
67.7144 | -2.4656 | 1
14.0712 | 55.3129 | 1
91.0322 | 53.061 | 1
77.0517 | 61.9526 | 1
85.1916 | 46.1642 | 1
44.4744 | -21.1423 | 1
21.2409 | 15.7792 | 1
67.8051 | 31.189 | 1
49.0093 | -8.9005 | 1
3.8462 | 10.5816 | 1
89.6833 | -28.5917 | 1
7.7519 | 34.9022 | 1
96.5139 | -29.915 | 1
12.4416 | -29.4071 | 1
30.8721 | 67.3019 | 1
48.451 | -15.4197 | 1
32.4064 | -18.1684 | 1
2.3018 | -9.861 | 1
73.801 | 59.1687 | 1
79.9264 | -19.7287 | 1
74.0849 | 61.9119 | 1
29.1025 | -1.5611 | 1
81.5648 | -10.9563 | 1
95.9148 | 60.6328 | 1
48.1856 | 31.7904 | 1
5.2656 | -21.4393 | 1
3.1499 | -9.614 | 1
15.6432 | 30.0323 | 1
72.6912 | 45.9158 | 1
0.51594 | 41.8951 | 1
40.3576 | 62.0196 | 1
91.0563 | -28.3833 | 1
10.1691 | 14.1325 | 1
24.7274 | -21.8432 | 1
93.0277 | 63.8962 | 1
73.6221 | -23.3906 | 1
62.1948 | 54.6176 | 1
86.0739 | -10.612 | 1
28.1303 | -4.6395 | 1
16.325 | -17.5604 | 1
68.7433 | 64.7701 | 1
38.5627 | 9.1278 | 1
82.7772 | 31.2971 | 1
39.1791 | -10.9335 | 1
81.6048 | 30.3897 | 1
53.8985 | 32.0056 | 1
64.7295 | 21.2843 | 1
70.7765 | -0.24354 | 1
62.0762 | 2.8238 | 1
52.7044 | 63.7169 | 1
66.9848 | -28.1795 | 1
80.8909 | -29.1794 | 1
29.6989 | -26.0139 | 1
77.6415 | 52.3457 | 1
80.7586 | 53.4733 | 1
84.8332 | 66.9501 | 1
13.5492 | -29.5307 | 1
65.6889 | -0.68489 | 1
2.8352 | 9.0153 | 1
80.028 | 50.294 | 1
82.2396 | 40.8898 | 1
49.8721 | 48.0739 | 1
59.7525 | 17.7358 | 1
48.8766 | 21.1365 | 1
36.7973 | -20.5665 | 1
80.5897 | -2.2857 | 1
37.4447 | 30.1729 | 1
21.988 | 52.1622 | 1
32.7731 | -29.6223 | 1
27.9032 | 18.6828 | 1
68.1491 | 10.5936 | 1
93.5441 | 48.6833 | 1
79.4646 | -20.9049 | 1
71.5165 | 19.5568 | 1
44.1687 | 38.1676 | 1
12.9241 | -19.611 | 1
43.3229 | 32.7543 | 1
45.5807 | -11.5439 | 1
90.5601 | 19.2512 | 1
23.3468 | -19.6071 | 1
53.737 | 16.8498 | 1
40.9412 | 63.9309 | 1
65.0689 | 69.1533 | 1
86.396 | 41.7185 | 1
45.9379 | 46.8876 | 1
35.8782 | -8.8909 | 1
68.6756 | -25.506 | 1
58.2464 | 19.1128 | 1
77.4772 | -15.4912 | 1
66.2668 | 33.9715 | 1
27.6522 | 8.8338 | 1
24.9569 | 43.342 | 1
72.6165 | 16.1962 | 1
67.3593 | 25.209 | 1
13.4263 | 46.2966 | 1
20.6205 | 14.8163 | 1
5.033 | 24.5198 | 1
16.503 | 24.3409 | 1
12.4364 | 60.6862 | 1
66.1015 | -4.2136 | 1
89.3334 | -29.2298 | 1
80.4169 | 54.3615 | 1
71.6122 | 11.4469 | 1
3.1131 | -13.0675 | 1
74 | 3.8114 | 1
49.529 | 15.5444 | 1
3.4712 | 46.9862 | 1
40.8779 | -12.6103 | 1
36.9509 | -1.1515 | 1
76.2499 | -11.8243 | 1
17.3281 | -9.1468 | 1
82.8794 | 20.8585 | 1
42.917 | 64.2344 | 1
17.8791 | 41.1909 | 1
82.1623 | 51.8307 | 1
44.5677 | 29.9103 | 1
81.7695 | 3.1037 | 1
48.8205 | 24.0524 | 1
11.7677 | 45.732 | 1
53.8373 | 56.6529 | 1
80.4609 | 50.2342 | 1
26.0735 | -7.928 | 1
59.2337 | 65.1142 | 1
91.3185 | -10.4817 | 1
70.3324 | 56.0632 | 1
66.984 | 65.5197 | 1
47.7832 | -17.5144 | 1
62.8907 | 48.1912 | 1
22.7201 | -26.4359 | 1
46.32 | 14.1487 | 1
39.9414 | 65.9804 | 1
49.22 | -9.4983 | 1
82.3241 | -16.4726 | 1
94.3443 | 10.6356 | 1
99.2946 | 66.4366 | 1
0.71445 | 36.0933 | 1
27.7048 | 50.9156 | 1
19.9494 | -18.8792 | 1
59.4946 | 1.4085 | 1
26.587 | 46.6874 | 1
53.8711 | -11.9616 | 1
78.7622 | 20.9318 | 1
31.4732 | 53.6928 | 1
72.9184 | 66.6117 | 1
39.6722 | 47.6717 | 1
0.95573 | -29.9269 | 1
8.5233 | 68.2293 | 1
43.0057 | 69.6148 | 1
11.4938 | 53.3985 | 1
41.9326 | 20.5593 | 1
54.5089 | 24.8123 | 1
59.6488 | -13.1346 | 1
47.8094 | 26.4528 | 1
8.5987 | 44.0008 | 1
6.2106 | 8.2718 | 1
47.3363 | -5.5022 | 1
54.6167 | 68.7993 | 1
61.412 | -1.7444 | 1
3.3724 | 29.5235 | 1
35.3418 | -1.4758 | 1
17.5962 | 3.7192 | 1
82.4419 | -7.9922 | 1
20.9994 | 48.1663 | 1
64.0255 | -11.5905 | 1
58.4788 | 33.8918 | 1
3.4028 | 38.6341 | 1
8.9346 | -10.1811 | 1
86.1948 | 9.9185 | 1
32.2344 | -27.6591 | 1
46.7192 | 5.0565 | 1
0.63246 | 55.538 | 1
58.7378 | 58.4039 | 1
73.6629 | 62.34 | 1
2.4532 | -24.395 | 1
27.8267 | 34.2547 | 1
19.8992 | -13.353 | 1
96.5335 | 49.4275 | 1
52.185 | -5.5262 | 1
32.8983 | 69.256 | 1
29.7575 | 33.5043 | 1
34.2277 | 3.6026 | 1
64.8102 | -7.2937 | 1
72.1806 | -8.8157 | 1
84.0977 | 38.1503 | 1
38.4845 | -24.0919 | 1
42.2031 | -11.4275 | 1
34.2376 | 36.0654 | 1
57.1042 | 41.2957 | 1
20.3271 | 0.42089 | 1
67.2918 | 34.5816 | 1
94.3203 | 7.2884 | 1
66.8069 | 68.855 | 1
9.6157 | 43.5625 | 1
48.606 | 35.8616 | 1
62.0666 | 27.1006 | 1
8.6781 | 51.0538 | 1
24.1693 | 52.369 | 1
47.0564 | -11.3834 | 1
58.6702 | 69.0907 | 1
23.6123 | 38.4922 | 1
24.4765 | 68.9727 | 1
82.592 | 48.0918 | 1
84.0493 | 37.4518 | 1
71.3052 | 2.0041 | 1
39.4472 | 24.9542 | 1
19.783 | -20.0271 | 1
93.4111 | 7.6324 | 1
40.3332 | 7.2852 | 1
39.1865 | 64.9753 | 1
58.5504 | 44.4923 | 1
92.2747 | 6.4655 | 1
50.631 | 17.4319 | 1
51.7848 | -5.7145 | 1
14.9821 | 55.3536 | 1
43.8968 | 47.3289 | 1
26.3427 | 45.241 | 1
24.4873 | 19.7865 | 1
51.4624 | 31.3439 | 1
8.7001 | 9.3905 | 1
62.5645 | -1.2816 | 1
51.3412 | 36.2552 | 1
26.2663 | 4.487 | 1
35.5912 | 67.869 | 1
66.9607 | 65.85 | 1
87.8875 | 46.2045 | 1
76.2381 | -18.9309 | 1
34.2365 | 31.0244 | 1
65.992 | -26.7699 | 1
24.438 | -11.2196 | 1
38.4644 | -12.1332 | 1
69.7831 | 10.1796 | 1
60.1559 | -19.9836 | 1
13.6191 | 46.2132 | 1
63.0736 | -24.4853 | 1
36.7114 | -9.4249 | 1
83.0499 | -19.013 | 1
27.186 | 50.0369 | 1
75.5367 | 39.5598 | 1
3.8014 | 31.7002 | 1
40.1783 | -25.3078 | 1
33.7065 | 65.8542 | 1
82.1736 | 44.3899 | 1
21.2672 | -14.4746 | 1
32.3611 | -5.8829 | 1
57.1982 | 56.9184 | 1
76.1275 | 45.1744 | 1
80.8616 | 51.7124 | 1
92.8602 | 6.0184 | 1
81.8559 | -9.0184 | 1
54.0481 | 16.7533 | 1
51.7332 | 63.9069 | 1
92.3533 | 38.1512 | 1
100.2744 | 65.7056 | 1
44.6011 | 7.3562 | 1
51.9222 | -22.7721 | 1
29.4818 | 50.176 | 1
84.7749 | 43.1326 | 1
70.3413 | -26.7051 | 1
85.7385 | 58.1834 | 1
84.5726 | 42.0512 | 1
64.3549 | 47.5155 | 1
63.5601 | 51.2072 | 1
99.7575 | -9.3564 | 1
35.0265 | 34.1681 | 1
45.1248 | 67.4329 | 1
73.2624 | 68.7147 | 1
59.2013 | 49.1549 | 1
88.5082 | 37.2354 | 1
27.0796 | 40.8326 | 1
5.8551 | 59.155 | 1
23.5319 | -19.1726 | 1
59.882 | 33.5827 | 1
15.0183 | 10.4862 | 1
39.1118 | -15.8306 | 1
87.6767 | 14.4361 | 1
75.4523 | 48.1355 | 1
25.7597 | 62.3888 | 1
91.2373 | 31.2919 | 1
55.1836 | 14.3713 | 1
39.3805 | 63.6814 | 1
79.4495 | 30.9348 | 1
60.4459 | 34.2173 | 1
53.4781 | 6.464 | 1
76.9195 | 57.0171 | 1
69.7564 | -0.24396 | 1
91.3867 | -27.3529 | 1
24.5471 | -26.6535 | 1
34.1243 | 29.4765 | 1
62.4109 | 15.9878 | 1
44.29 | 12.0988 | 1
71.0754 | -1.5618 | 1
12.3463 | 50.838 | 1
81.9063 | 16.1792 | 1
29.2188 | -13.1552 | 1
78.3109 | -19.5603 | 1
95.6759 | -0.056981 | 1
8.4173 | 47.9084 | 1
33.9394 | 34.393 | 1
15.1853 | -14.1314 | 1
28.0801 | 20.2436 | 1
100.9945 | 31.9585 | 1
58.6004 | 38.9851 | 1
84.1968 | -15.1902 | 1
6.4984 | 41.3495 | 1
64.0655 | 45.0578 | 1
66.0053 | 34.023 | 1
10.4823 | 45.7339 | 1
100.9323 | -11.9451 | 1
80.4559 | -10.5788 | 1
33.9148 | 16.5966 | 1
17.1369 | 53.5621 | 1
24.1984 | 53.2901 | 1
11.6996 | 20.5787 | 1
95.552 | -18.7821 | 1
7.4017 | 67.7205 | 1
53.7772 | 25.3147 | 1
4.7578 | 1.3472 | 1
20.9482 | 30.5049 | 1
35.2457 | 17.9702 | 1
3.0717 | -9.9617 | 1
27.9402 | 10.5755 | 1
33.6599 | -0.42388 | 1
38.6824 | 59.4367 | 1
2.4493 | -16.3182 | 1
2.8228 | 63.594 | 1
12.1729 | -10.7144 | 1
97.2102 | 43.6306 | 1
38.9415 | -19.713 | 1
21.6197 | 26.0423 | 1
46.3078 | 38.8654 | 1
39.784 | 68.7948 | 1
9.8001 | -14.0815 | 1
95.1245 | 2.2895 | 1
26.6629 | 45.6242 | 1
5.5729 | -26.7359 | 1
85.0354 | -26.3074 | 1
85.7116 | -3.3294 | 1
6.2657 | 39.8087 | 1
73.4763 | 56.4542 | 1
75.7078 | 8.535 | 1
15.5635 | -4.7285 | 1
45.1255 | 30.8006 | 1
92.5287 | 26.2009 | 1
97.1307 | -16.1969 | 1
93.9794 | 67.8185 | 1
50.2431 | -1.5338 | 1
76.0481 | 24.7437 | 1
20.9802 | 35.4218 | 1
55.7618 | 39.5811 | 1
75.4937 | 22.5663 | 1
86.5687 | 12.3033 | 1
91.4811 | 0.089573 | 1
94.4767 | 63.7632 | 1
24.2458 | 59.4767 | 1
81.5811 | 42.8222 | 1
37.0096 | 38.0095 | 1
95.3558 | 46.0717 | 1
94.7479 | 58.5557 | 1
49.6276 | 39.5966 | 1
35.8065 | 45.6514 | 1
64.6581 | 42.0933 | 1
82.2079 | 36.3116 | 1
62.6112 | 50.4499 | 1
45.2668 | -17.7864 | 1
34.6999 | -24.57 | 1
52.6467 | 68.0567 | 1
88.9067 | 51.8736 | 1
7.2487 | 25.7923 | 1
89.96 | 62.7742 | 1
12.662 | -17.3056 | 1
82.4643 | 13.762 | 1
56.3461 | 42.7656 | 1
87.2249 | 5.5933 | 1
44.749 | -14.9145 | 1
1.4569 | -12.6969 | 1
97.1289 | 53.2293 | 1
0.16127 | 3.9354 | 1
35.2608 | -17.114 | 1
40.6352 | -8.189 | 1
8.7683 | -11.7529 | 1
71.4849 | 21.7355 | 1
39.7532 | 45.2871 | 1
84.7307 | 59.8865 | 1
23.5339 | 64.5238 | 1
42.3612 | -7.7852 | 1
28.8361 | -12.7435 | 1
17.4026 | -14.7497 | 1
41.1204 | 35.6164 | 1
3.3539 | 12.1542 | 1
76.7284 | -9.0308 | 1
30.4323 | 62.9123 | 1
62.7712 | 1.729 | 1
93.7551 | 26.6553 | 1
82.9554 | -7.488 | 1
81.2222 | 44.8087 | 1
34.4454 | 52.209 | 1
45.7684 | -19.5723 | 1
95.3591 | -25.2821 | 1
77.5418 | 36.1959 | 1
49.43 | 1.0145 | 1
37.6865 | 62.8351 | 1
0.95442 | -0.46111 | 1
39.4428 | 1.6921 | 1
36.3634 | 22.4621 | 1
82.7692 | 37.3605 | 1
19.4335 | 11.1629 | 1
71.0687 | 44.889 | 1
84.3285 | 44.8093 | 1
3.1506 | 3.316 | 1
11.5138 | -8.8063 | 1
35.7208 | 11.2468 | 1
23.7732 | 24.9473 | 1
84.509 | 50.6624 | 1
97.0996 | 67.1562 | 1
10.222 | -20.0302 | 1
23.5129 | 2.7028 | 1
17.6758 | 51.1241 | 1
57.9799 | 19.4874 | 1
20.3752 | 55.0848 | 1
31.5416 | 64.1731 | 1
77.1809 | 66.3331 | 1
23.0374 | -2.9058 | 1
52.4685 | 11.8482 | 1
48.1148 | 63.0839 | 1
68.6875 | 36.4127 | 1
16.9196 | 3.6512 | 1
21.8103 | 16.6984 | 1
22.6546 | 22.1791 | 1
21.8409 | 37.0034 | 1
82.8437 | 58.2282 | 1
94.8691 | 32.7865 | 1
43.7838 | -17.3234 | 1
71.532 | 50.0815 | 1
96.4346 | -19.0184 | 1
23.7833 | 20.922 | 1
40.0184 | 50.4376 | 1
18.1389 | 49.093 | 1
51.2539 | -22.4421 | 1
52.5752 | -0.89826 | 1
79.9916 | 52.1947 | 1
26.2894 | 8.7701 | 1
75.9374 | -13.453 | 1
64.4677 | -13.2727 | 1
0.3074 | 67.0683 | 1
35.0709 | -10.5673 | 1
0.37256 | -10.6853 | 1
9.7778 | 55.9833 | 1
17.417 | -17.6847 | 1
91.2934 | 65.1108 | 1
33.6192 | -12.3039 | 1
34.1762 | -2.7453 | 1
33.7539 | 68.0921 | 1
78.4221 | -5.9837 | 1
36.3914 | -26.7371 | 1
89.3409 | -22.0719 | 1
8.0327 | 60.5372 | 1
28.1817 | 6.151 | 1
71.515 | -21.7913 | 1
59.7778 | 20.2754 | 1
69.3067 | 25.8793 | 1
0.23897 | 37.8074 | 1
68.4519 | 16.9784 | 1
7.5154 | 49.0801 | 1
0.17753 | 43.0708 | 1
70.674 | 68.2637 | 1
10.7672 | -9.5801 | 1
24.1037 | -21.8995 | 1
39.137 | 23.5795 | 1
51.0725 | 36.0715 | 1
76.5599 | 19.681 | 1
89.5657 | 42.2324 | 1
22.4124 | 0.98979 | 1
78.1179 | -0.36308 | 1
74.6637 | -4.7032 | 1
94.5858 | 28.4949 | 1
98.8835 | 23.618 | 1
73.2777 | 54.9229 | 1
27.6709 | 1.8107 | 1
73.2362 | 60.3606 | 1
15.0019 | 2.166 | 1
51.6991 | -13.3695 | 1
48.2183 | 18.98 | 1
10.0672 | 15.0747 | 1
25.1942 | -15.5741 | 1
34.9412 | 5.475 | 1
25.2388 | -5.561 | 1
71.6903 | 14.0243 | 1
39.0747 | 47.8577 | 1
78.1618 | -14.9849 | 1
1.7069 | -7.9085 | 1
53.4546 | 53.9059 | 1
90.5115 | 67.498 | 1
99.6376 | 56.2588 | 1
27.9724 | -13.2968 | 1
22.0325 | -4.6186 | 1
95.4529 | 5.2857 | 1
61.4396 | -3.5601 | 1
53.5877 | -7.144 | 1
98.1633 | 4.904 | 1
37.8707 | -17.2561 | 1
45.0217 | 3.8744 | 1
100.6572 | -10.0727 | 1
99.6038 | 35.8364 | 1
98.6564 | 35.9018 | 1
11.3286 | 12.3513 | 1
29.2123 | 25.9256 | 1
10.8054 | 66.4759 | 1
60.1128 | 13.8297 | 1
81.8985 | 53.8645 | 1
77.6577 | 60.3518 | 1
39.3166 | -10.8647 | 1
69.6718 | 16.9198 | 1
29.6039 | -10.5718 | 1
36.9777 | 0.23945 | 1
16.2027 | -29.513 | 1
0.32731 | 48.4824 | 1
49.7762 | 55.9507 | 1
43.4888 | 32.7336 | 1
81.2983 | 56.8251 | 1
48.6063 | 52.6703 | 1
53.5881 | 11.841 | 1
65.2356 | -4.5418 | 1
65.1173 | 54.3754 | 1
29.79 | 54.9267 | 1
99.6863 | 68.0662 | 1
5.8429 | 8.8815 | 1
92.1417 | 69.407 | 1
2.6636 | 59.2246 | 1
25.6352 | 45.6726 | 1
25.5281 | -27.5504 | 1
94.7373 | 34.6753 | 1
43.4985 | 34.9373 | 1
96.893 | 67.7569 | 1
62.5989 | 65.1288 | 1
59.3755 | 40.9168 | 1
98.7676 | 49.2004 | 1
100.5435 | 62.6546 | 1
28.1707 | 1.4784 | 1
6.0699 | 12.8319 | 1
85.3798 | 1.1579 | 1
62.0942 | 5.8635 | 1
63.4014 | -27.0579 | 1
27.7219 | 55.7882 | 1
70.5161 | -18.5218 | 1
22.708 | -24.8716 | 1
32.9466 | -23.8127 | 1
8.3105 | -21.8103 | 1
47.4098 | 29.0216 | 1
30.7548 | 23.9852 | 1
79.7561 | 7.5876 | 1
59.255 | 42.2768 | 1
99.0594 | 15.7607 | 1
5.823 | 69.0882 | 1
96.382 | 0.92023 | 1
1.5353 | 26.9693 | 1
0.097713 | -26.8593 | 1
59.452 | 54.944 | 1
91.4551 | -3.3182 | 1
37.5861 | 69.9144 | 1
71.963 | -1.8528 | 1
35.552 | -29.9133 | 1
93.93 | 3.915 | 1
73.7665 | 9.5945 | 1
75.0402 | 51.7583 | 1
66.814 | 18.3335 | 1
95.8543 | -19.8214 | 1
17.2588 | -20.5043 | 1
21.5099 | 20.5125 | 1
41.5814 | 24.5468 | 1
45.6117 | 25.7553 | 1
1.6623 | -6.8919 | 1
99.6626 | 16.5743 | 1
24.6424 | 59.9159 | 1
47.8319 | 39.1921 | 1
5.7002 | 5.1278 | 1
24.129 | -1.4884 | 1
21.1189 | 29.7377 | 1
65.6412 | 43.2627 | 1
42.8374 | -25.6015 | 1
15.4058 | -3.5344 | 1
35.9351 | -10.9558 | 1
77.3119 | 1.8842 | 1
75.9489 | -5.9123 | 1
88.9202 | 38.201 | 1
53.9971 | 65.7466 | 1
16.7442 | 2.0746 | 1
67.5961 | 57.9793 | 1
49.1721 | 19.038 | 1
71.22 | 39.7575 | 1
45.5836 | 60.1035 | 1
41.8385 | -8.7964 | 1
13.7867 | 12.855 | 1
19.7923 | 68.6518 | 1
89.0961 | 13.9349 | 1
49.0979 | 6.9728 | 1
11.8543 | 63.3558 | 1
96.7849 | 18.563 | 1
66.4818 | -4.946 | 1
2.1903 | 26.4574 | 1
8.2221 | 62.2863 | 1
38.3789 | -11.2834 | 1
94.3059 | -15.133 | 1
58.5553 | -17.901 | 1
87.9722 | 48.199 | 1
20.6249 | 19.2868 | 1
77.0663 | 12.6422 | 1
89.3471 | 48.4169 | 1
67.3502 | -17.014 | 1
93.9554 | 56.1926 | 1
94.909 | 52.7463 | 1
37.1313 | 68.0638 | 1
79.4495 | 40.347 | 1
19.5154 | 64.1269 | 1
6.2052 | 21.0761 | 1
87.2949 | 6.0418 | 1
69.1452 | -14.3682 | 1
61.5117 | 51.9115 | 1
46.0413 | 16.0246 | 1
56.0899 | -3.9989 | 1
59.5033 | 19.6738 | 1
93.3933 | 37.2083 | 1
50.7644 | 61.1768 | 1
96.3124 | -5.0928 | 1
81.5656 | -4.3146 | 1
72.0973 | -10.5293 | 1
91.6559 | 18.7348 | 1
38.545 | 47.188 | 1
34.355 | 18.5141 | 1
36.1937 | 46.4016 | 1
73.3866 | 35.3187 | 1
15.0038 | 16.6251 | 1
43.1291 | 62.2383 | 1
83.4706 | 17.8612 | 1
29.3993 | 66.7413 | 1
51.3033 | -26.0508 | 1
78.3087 | 40.7197 | 1
89.4335 | -17.3795 | 1
55.0479 | 35.6246 | 1
71.6713 | 1.4177 | 1
52.132 | 66.0291 | 1
92.8763 | 10.4221 | 1
23.5349 | 40.4129 | 1
57.6297 | -28.7604 | 1
42.0571 | -12.6014 | 1
17.0917 | 32.5769 | 1
87.6447 | -25.8452 | 1
90.2187 | -18.297 | 1
5.136 | 35.8604 | 1
31.3 | 7.6013 | 1
18.8225 | 21.1396 | 1
94.425 | -29.954 | 1
27.0469 | 57.1565 | 1
16.2692 | 66.3061 | 1
29.2732 | 10.0897 | 1
40.0881 | 62.6778 | 1
60.8841 | 24.6992 | 1
27.7314 | 18.4744 | 1
78.9347 | 22.9053 | 1
89.7926 | 34.0421 | 1
56.0403 | -16.1419 | 1
1.2217 | 50.057 | 1
18.3313 | 19.002 | 1
91.8028 | 6.0794 | 1
57.8295 | -21.9828 | 1
41.4732 | 68.4989 | 1
83.0898 | -27.6434 | 1
72.5563 | -12.4307 | 1
23.2567 | 39.3213 | 1
98.4494 | 49.1478 | 1
99.8933 | 34.3159 | 1
13.9535 | -26.2476 | 1
52.9147 | 14.8567 | 1
91.3948 | -9.5612 | 1
39.43 | 56.722 | 1
35.7763 | -17.6323 | 1
26.1128 | 24.3418 | 1
95.33 | -11.5564 | 1
95.7573 | 48.1159 | 1
35.5044 | 3.9204 | 1
75.4747 | -13.0423 | 1
99.8076 | 31.5878 | 1
72.0226 | 35.8072 | 1
81.9443 | -1.9372 | 1
96.6448 | 35.0816 | 1
97.5508 | 52.6185 | 1
40.1538 | 63.99 | 1
53.8215 | -16.755 | 1
86.8758 | 40.8398 | 1
40.9651 | 1.8072 | 1
31.006 | 63.3627 | 1
42.6962 | -11.7478 | 1
0.54232 | 12.7226 | 1
27.3065 | -0.073551 | 1
19.9221 | -18.789 | 1
18.4792 | 0.90655 | 1
43.7273 | 25.1382 | 1
28.4939 | 18.0556 | 1
23.5995 | 22.1145 | 1
53.459 | 23.8117 | 1
54.0306 | 34.6634 | 1
85.9176 | -8.357 | 1
3.3791 | 55.9817 | 1
57.2147 | 32.6882 | 1
72.7168 | -22.5081 | 1
95.8386 | 29.6496 | 1
7.2038 | 43.3869 | 1
39.3964 | -22.4753 | 1
38.8815 | -21.3504 | 1
93.078 | -6.8422 | 1
90.0811 | 7.3007 | 1
2.6388 | 64.3234 | 1
58.2887 | 0.09813 | 1
45.7801 | 55.51 | 1
48.5004 | -22.2044 | 1
55.3686 | -29.0662 | 1
87.688 | -7.3672 | 1
1.7022 | 28.2498 | 1
96.3799 | 19.5884 | 1
36.8725 | 37.5442 | 1
3.4364 | 51.7909 | 1
90.3033 | 53.4336 | 1
29.4435 | 65.5712 | 1
9.0401 | 29.2575 | 1
2.6921 | -17.8736 | 1
25.038 | -3.8486 | 1
39.3218 | 6.4614 | 1
92.3021 | 28.6906 | 1
26.3485 | 63.2952 | 1
57.8753 | -3.0246 | 1
72.2282 | -28.8723 | 1
52.3664 | 49.7511 | 1
54.7131 | 35.622 | 1
51.4719 | 2.7673 | 1
65.7853 | -19.6713 | 1
10.5204 | 55.9946 | 1
38.2385 | 33.7157 | 1
80.2729 | 59.9604 | 1
48.904 | 64.5501 | 1
66.7646 | -18.0186 | 1
51.5468 | -10.172 | 1
95.6475 | 13.2994 | 1
36.3011 | 38.8451 | 1
46.2415 | -3.9303 | 1
67.8197 | 40.1437 | 1
56.1448 | -27.0819 | 1
59.8888 | -8.7566 | 1
46.4516 | 23.1768 | 1
9.0902 | 35.2448 | 1
7.8849 | 54.5374 | 1
2.5542 | 28.0488 | 1
13.7389 | -22.5453 | 1
62.4688 | -18.3745 | 1
20.6238 | 16.5136 | 1
7.752 | 32.0627 | 1
27.8418 | 42.5063 | 1
49.5321 | -5.4742 | 1
63.4059 | 5.066 | 1
86.0402 | 30.1106 | 1
50.2448 | 7.4306 | 1
3.4995 | 7.1198 | 1
15.9117 | -16.7129 | 1
2.4738 | 42.3752 | 1
35.4027 | 66.3717 | 1
3.6396 | 19.9708 | 1
64.0158 | -17.003 | 1
64.2036 | 35.4888 | 1
34.7359 | 22.6979 | 1
30.2269 | -5.5211 | 1
27.0773 | -24.7304 | 1
31.1498 | 26.289 | 1
46.7222 | -25.2166 | 1
46.5767 | -9.4642 | 1
32.1382 | 38.2512 | 1
94.1763 | 63.6886 | 1
18.7328 | 24.2213 | 1
9.3343 | 20.0319 | 1
4.6076 | -16.5868 | 1
67.4256 | 19.7109 | 1
33.4985 | -8.9714 | 1
28.4972 | 62.3892 | 1
2.3772 | -13.9661 | 1
34.9091 | 42.7954 | 1
55.6873 | 37.1638 | 1
4.3817 | 61.5527 | 1
71.6898 | 50.4719 | 1
33.2715 | 69.7526 | 1
100.4447 | -11.2922 | 1
21.4988 | 35.5247 | 1
14.0049 | 24.0279 | 1
88.1676 | 15.293 | 1
6.6407 | 69.0633 | 1
69.8107 | 3.2091 | 1
81.0548 | -12.1681 | 1
13.2405 | 38.5258 | 1
51.1141 | -2.3558 | 1
55.9729 | 30.6431 | 1
69.0332 | 69.5539 | 1
13.9228 | 29.7757 | 1
70.1107 | -14.1062 | 1
87.4276 | 35.9357 | 1
8.8801 | 39.2949 | 1
42.2872 | -14.448 | 1
62.5636 | 14.3769 | 1
89.7107 | -4.7407 | 1
75.3684 | 17.5704 | 1
40.0232 | 6.3625 | 1
3.9056 | 58.9016 | 1
85.3437 | 42.5206 | 1
45.8737 | 23.0263 | 1
28.0581 | -13.4554 | 1
65.7701 | 13.5666 | 1
6.1143 | -29.0311 | 1
32.5289 | 21.4033 | 1
6.3789 | -2.5401 | 1
36.1196 | 18.8608 | 1
55.893 | 49.745 | 1
5.6193 | 17.6658 | 1
68.8897 | 22.3085 | 1
34.9883 | -22.2474 | 1
86.8659 | 13.4614 | 1
10.869 | 2.3936 | 1
17.3227 | 19.1369 | 1
76.5737 | 66.1557 | 1
86.9758 | 65.8748 | 1
60.7433 | 9.8668 | 1
67.7281 | 22.5387 | 1
72.9536 | 38.8483 | 1
2.2414 | 52.2145 | 1
38.8828 | -22.0034 | 1
40.5402 | -19.2748 | 1
8.8251 | -6.7242 | 1
45.8576 | 3.4253 | 1
41.3651 | 16.5676 | 1
8.2135 | 40.4253 | 1
41.8142 | 36.3878 | 1
0.080481 | 4.3489 | 1
68.2342 | -29.7367 | 1
63.6551 | 20.0379 | 1
13.4574 | 62.1763 | 1
89.0937 | 5.8372 | 1
4.0867 | 48.6038 | 1
98.1723 | 3.8292 | 1
12.9619 | 46.1107 | 1
45.8181 | 14.6557 | 1
50.5039 | 23.9567 | 1
92.0367 | 60.1578 | 1
75.8628 | 9.892 | 1
31.7071 | 48.9852 | 1
89.4392 | -19.9778 | 1
5.2942 | 32.2854 | 1
75.5515 | 40.1458 | 1
65.8871 | 65.0525 | 1
51.3986 | -20.2916 | 1
76.2221 | 15.8476 | 1
23.7716 | 40.0013 | 1
13.452 | 46.1906 | 1
96.5057 | 11.9985 | 1
3.195 | 62.2391 | 1
73.0957 | -4.6647 | 1
7.4784 | -20.047 | 1
37.8462 | 35.0866 | 1
73.4721 | 25.5361 | 1
80.4283 | -13.597 | 1
82.1561 | -24.2411 | 1
22.4836 | 60.7185 | 1
56.6102 | 41.3141 | 1
88.591 | 58.0101 | 1
96.9787 | 44.2598 | 1
45.8203 | -16.3213 | 1
26.7866 | 24.6202 | 1
55.3664 | 59.3878 | 1
97.4964 | -23.7065 | 1
44.0585 | -19.3249 | 1
77.7229 | 42.1149 | 1
21.7046 | 66.4991 | 1
2.9345 | 5.2049 | 1
50.9674 | 46.8039 | 1
47.0067 | 15.8982 | 1
50.4588 | 53.5204 | 1
86.9759 | -25.2815 | 1
55.7703 | -22.2211 | 1
97.4181 | 39.4183 | 1
71.2321 | -23.455 | 1
75.3849 | -11.5085 | 1
34.2505 | 25.7484 | 1
45.2988 | 39.0928 | 1
50.1098 | 54.9784 | 1
67.1552 | 39.0024 | 1
96.3578 | -10.1571 | 1
49.0992 | 43.6075 | 1
83.8729 | 44.399 | 1
78.5771 | 55.72 | 1
44.7186 | 33.6223 | 1
5.5779 | -4.4227 | 1
50.3694 | -9.8585 | 1
13.7198 | 11.5508 | 1
72.1634 | 53.6124 | 1
23.3759 | 40.9656 | 1
37.021 | 51.1816 | 1
85.265 | 14.4805 | 1
35.6192 | 67.6999 | 1
85.2004 | 45.5231 | 1
26.7021 | -6.8427 | 1
3.0478 | -6.5219 | 1
11.2797 | 7.9093 | 1
56.9736 | 6.0512 | 1
99.9885 | 5.4183 | 1
6.6874 | -19.3581 | 1
73.8131 | 47.4689 | 1
90.4241 | 42.2735 | 1
0.92808 | 36.7906 | 1
58.4095 | 58.0256 | 1
73.7708 | 3.5686 | 1
59.1866 | -18.2876 | 1
62.7454 | 16.1239 | 1
54.9288 | 26.9275 | 1
81.3513 | -9.5769 | 1
68.5521 | 2.4531 | 1
30.698 | 35.7598 | 1
54.4113 | 2.2623 | 1
93.2438 | 18.5771 | 1
13.0269 | 62.2256 | 1
84.3374 | 23.2761 | 1
45.7031 | 28.3074 | 1
74.7482 | 39.129 | 1
20.0718 | 39.4479 | 1
23.6561 | 4.0252 | 1
24.0003 | 37.9512 | 1
77.4125 | -6.6557 | 1
19.0407 | -12.746 | 1
48.7694 | 29.7759 | 1
62.3275 | -1.8203 | 1
51.7908 | 61.7512 | 1
15.8018 | 8.2383 | 1
2.6371 | -3.6868 | 1
26.1724 | -5.3867 | 1
97.7392 | -23.2774 | 1
29.5492 | 36.8106 | 1
42.9045 | 64.6941 | 1
33.2913 | 19.7065 | 1
61.6553 | 53.2624 | 1
30.7457 | 69.5611 | 1
26.4075 | 60.1539 | 1
42.7129 | -26.0627 | 1
84.3608 | -21.2994 | 1
5.1368 | -17.5448 | 1
90.325 | 50.8008 | 1
34.522 | 50.7001 | 1
57.2347 | 3.9738 | 1
93.7151 | 4.7192 | 1
58.6615 | 2.8812 | 1
80.7712 | 42.3584 | 1
23.7924 | -18.7434 | 1
100.7703 | 20.1087 | 1
64.4816 | 32.3359 | 1
88.1993 | -25.304 | 1
97.051 | -4.3337 | 1
24.3283 | 26.9564 | 1
50.9895 | 13.0759 | 1
57.0213 | 25.8044 | 1
71.2096 | -18.4194 | 1
56.4667 | 51.5666 | 1
57.7406 | 43.5432 | 1
81.1786 | 47.7892 | 1
59.5682 | -2.6196 | 1
5.276 | -15.2349 | 1
14.8363 | 69.0632 | 1
48.3992 | 40.2989 | 1
80.4428 | -20.8647 | 1
67.8442 | 38.0386 | 1
44.687 | -28.3712 | 1
42.9245 | 26.7103 | 1
43.6897 | -20.1278 | 1
25.1583 | -11.4158 | 1
63.1224 | -29.1371 | 1
93.4279 | 31.801 | 1
94.0394 | -11.3742 | 1
57.2173 | 43.8611 | 1
19.7065 | -25.1931 | 1
0.75942 | 6.8226 | 1
26.0192 | 31.942 | 1
20.7732 | 4.9353 | 1
45.6321 | 33.7667 | 1
86.8132 | 5.8578 | 1
89.2633 | 43.5288 | 1
59.3726 | -1.2475 | 1
8.8132 | 26.9244 | 1
58.2365 | 69.2586 | 1
16.6474 | 4.4185 | 1
26.6732 | 55.8078 | 1
72.8601 | 37.998 | 1
49.8051 | 57.4686 | 1
93.5672 | 50.4068 | 1
33.6711 | 48.9486 | 1
92.4986 | 5.0898 | 1
15.9006 | -17.3653 | 1
57.1021 | -8.4606 | 1
74.4375 | -15.0865 | 1
17.8965 | 18.0837 | 1
84.4109 | -15.3719 | 1
8.6692 | 33.5416 | 1
5.8948 | -13.3307 | 1
17.9595 | 62.9723 | 1
26.6306 | 61.9408 | 1
11.7812 | -4.4885 | 1
35.5983 | 39.7171 | 1
4.3226 | 63.3441 | 1
42.5779 | -10.8621 | 1
2.9065 | 5.1844 | 1
44.8474 | 26.8906 | 1
22.1337 | 60.735 | 1
13.6861 | -1.9013 | 1
20.7569 | -1.3014 | 1
86.9568 | -13.6361 | 1
33.1623 | 48.1575 | 1
85.0437 | -4.3386 | 1
32.3369 | 65.3923 | 1
56.3027 | 28.0072 | 1
27.9183 | 36.5343 | 1
24.4358 | -29.649 | 1
100.8023 | 59.4939 | 1
59.3823 | 39.4838 | 1
39.1934 | 3.8354 | 1
83.9506 | 62.6806 | 1
88.9834 | 24.1894 | 1
91.2554 | -6.3135 | 1
59.9943 | 40.9204 | 1
35.6472 | 21.5231 | 1
15.8118 | 7.7068 | 1
10.1092 | 62.8692 | 1
2.4995 | 4.1215 | 1
51.4372 | 39.4049 | 1
32.5005 | -24.0785 | 1
62.9439 | 59.4105 | 1
100.9145 | 58.6742 | 1
92.8541 | 52.8025 | 1
10.7835 | 8.5167 | 1
10.3231 | 17.5351 | 1
29.4774 | 24.5321 | 1
68.1783 | -3.9662 | 1
34.2529 | 34.928 | 1
95.9667 | 31.6733 | 1
68.9479 | -26.3802 | 1
61.9351 | 9.8186 | 1
93.568 | 12.8809 | 1
1.0177 | 3.7474 | 1
90.4159 | 55.3545 | 1
5.381 | 37.7106 | 1
80.1124 | 27.8377 | 1
97.1442 | -27.9161 | 1
53.0979 | -13.6319 | 1
80.6686 | -28.3734 | 1
32.214 | -23.204 | 1
98.7412 | -10.4059 | 1
99.973 | 19.411 | 1
5.81 | 7.8266 | 1
74.7382 | 22.4083 | 1
70.4514 | 17.0114 | 1
46.0951 | -1.308 | 1
83.3506 | 44.698 | 1
14.6526 | 47.9749 | 1
86.0796 | 31.2778 | 1
55.682 | 46.6209 | 1
80.3261 | 26.3574 | 1
76.4031 | -26.2243 | 1
60.8928 | 57.9503 | 1
85.9646 | -5.4706 | 1
72.4659 | -18.3454 | 1
30.1713 | 32.3001 | 1
21.4598 | 28.7852 | 1
27.6813 | -11.57 | 1
95.7659 | 63.4347 | 1
24.0275 | 6.2166 | 1
29.2512 | 29.2988 | 1
86.2878 | 35.0797 | 1
87.8158 | 8.5221 | 1
37.6166 | 21.6336 | 1
32.8469 | 61.5293 | 1
46.8193 | -17.0285 | 1
44.0674 | -26.4671 | 1
84.8568 | 13.5123 | 1
60.8595 | 65.3294 | 1
16.485 | 5.8786 | 1
38.4675 | 64.4494 | 1
77 | 58.9357 | 1
52.1017 | 3.2368 | 1
22.3354 | 19.5773 | 1
10.7466 | 13.3112 | 1
99.9595 | 62.242 | 1
62.0328 | 33.0041 | 1
41.3098 | 58.0172 | 1
34.0952 | -29.0751 | 1
3.6441 | -14.9343 | 1
46.5377 | 49.2791 | 1
49.9201 | 61.0889 | 1
63.6703 | 66.6336 | 1
67.7294 | 3.1239 | 1
70.2451 | -28.1684 | 1
100.9457 | -25.4958 | 1
63.7047 | 42.0723 | 1
36.8874 | 69.6373 | 1
25.4225 | 55.755 | 1
35.815 | -21.3774 | 1
20.4949 | 31.4213 | 1
23.232 | 25.0122 | 1
87.8118 | 56.84 | 1
70.0356 | 12.1464 | 1
63.3899 | -4.8282 | 1
19.6605 | 56.1112 | 1
73.2877 | 27.2839 | 1
43.0492 | 66.7409 | 1
35.6659 | 1.8027 | 1
56.5622 | 69.999 | 1
60.161 | 30.9065 | 1
22.7564 | -10.1735 | 1
9.1119 | -17.6164 | 1
63.1159 | 16.2162 | 1
90.4655 | 37.557 | 1
97.8815 | 29.0444 | 1
67.7502 | 54.0524 | 1
14.6221 | -8.092 | 1
65.5918 | -10.0414 | 1
6.6095 | -23.768 | 1
89.3928 | -9.3018 | 1
32.3392 | 57.8376 | 1
71.9853 | 27.4015 | 1
38.401 | -15.7153 | 1
25.719 | 39.464 | 1
70.8289 | 40.8294 | 1
14.9334 | -29.2129 | 1
57.1466 | -1.0444 | 1
93.4724 | -12.2885 | 1
55.7832 | 19.3518 | 1
20.1048 | -23.9888 | 1
93.6328 | -5.8297 | 1
97.7791 | 28.1616 | 1
97.1751 | -8.8014 | 1
49.2797 | 10.6727 | 1
59.0794 | 0.14832 | 1
78.0056 | -24.6822 | 1
33.8331 | 49.7236 | 1
88.3389 | -17.634 | 1
21.8508 | 28.4819 | 1
37.18 | -17.9415 | 1
15.6574 | 62.6507 | 1
98.2066 | -7.0379 | 1
14.9303 | 45.8001 | 1
53.6416 | 51.8575 | 1
37.694 | -1.0439 | 1
12.0279 | 21.8564 | 1
68.6465 | -14.193 | 1
71.1254 | -11.0732 | 1
64.6925 | -20.4509 | 1
80.4511 | 10.3194 | 1
46.0264 | 5.9974 | 1
89.7917 | 25.0099 | 1
53.1541 | -6.878 | 1
26.8078 | -13.2213 | 1
98.0505 | 65.2359 | 1
41.8534 | 17.3807 | 1
28.0745 | -8.7979 | 1
55.6539 | 11.6242 | 1
7.7717 | 56.7853 | 1
90.5031 | 41.6801 | 1
75.56 | -12.7062 | 1
78.9875 | 45.6304 | 1
66.6667 | 8.9879 | 1
39.1491 | 1.5545 | 1
50.7211 | 68.272 | 1
26.6151 | -14.6064 | 1
48.6503 | -9.7821 | 1
12.6884 | 66.4879 | 1
46.6699 | 31.3585 | 1
5.2202 | 41.564 | 1
81.4815 | -0.035145 | 1
7.7291 | 21.554 | 1
45.8629 | 32.2782 | 1
52.7498 | 62.2327 | 1
25.3225 | -4.1181 | 1
11.0291 | -5.9831 | 1
69.5849 | 52.0392 | 1
29.2927 | 47.865 | 1
25.8172 | 24.6105 | 1
66.4488 | -26.6164 | 1
17.712 | 48.0548 | 1
19.1348 | 25.755 | 1
98.6277 | 52.0513 | 1
95.3111 | 46.6074 | 1
29.3507 | 56.6791 | 1
23.0583 | -13.8593 | 1
1.9182 | 39.5517 | 1
97.663 | 29.6916 | 1
10.5512 | 47.0546 | 1
24.78 | -29.1412 | 1
12.5486 | 8.7302 | 1
44.8915 | 41.4887 | 1
91.0998 | 65.6261 | 1
53.0187 | -19.8525 | 1
83.8644 | -25.2107 | 1
77.1319 | 52.9751 | 1
72.4507 | 19.4253 | 1
47.7015 | 58.2522 | 1
42.4431 | 17.665 | 1
55.1752 | -1.1852 | 1
41.6156 | -10.1907 | 1
54.1104 | 68.4244 | 1
72.7838 | 30.6727 | 1
53.7872 | 58.9846 | 1
42.4687 | 67.9452 | 1
57.1351 | 21.0019 | 1
89.9563 | 26.6431 | 1
31.4438 | 68.4633 | 1
88.1325 | 38.6165 | 1
89.5348 | -29.707 | 1
33.8327 | -23.6897 | 1
25.9995 | -6.0161 | 1
74.9172 | 34.9844 | 1
14.9734 | 3.0696 | 1
86.4639 | 35.5265 | 1
75.4399 | 10.2639 | 1
85.9414 | -9.5055 | 1
55.74 | 33.2204 | 1
34.6432 | -8.2795 | 1
12.8709 | 57.3068 | 1
8.0085 | -26.3189 | 1
87.0698 | 34.3581 | 1
28.1279 | -27.8488 | 1
77.3242 | 53.2946 | 1
95.8973 | -13.9943 | 1
31.706 | -0.94906 | 1
67.8338 | 27.4557 | 1
81.8957 | 15.6162 | 1
11.9872 | 23.4255 | 1
7.3561 | 66.147 | 1
67.4795 | -18.8163 | 1
40.6998 | 57.8938 | 1
80.1891 | 15.4576 | 1
40.738 | 43.6003 | 1
81.6982 | 7.8501 | 1
24.2384 | -20.9654 | 1
77.1848 | -17.0672 | 1
14.6843 | 23.2645 | 1
89.3241 | -23.0042 | 1
75.7951 | 53.2435 | 1
44.6496 | 26.632 | 1
1.6875 | -8.2692 | 1
89.757 | -2.8436 | 1
85.67 | 67.3696 | 1
88.2973 | -20.833 | 1
48.5841 | 19.6606 | 1
0.54169 | -4.9761 | 1
4.2688 | 17.5824 | 1
39.0947 | -23.3647 | 1
60.1762 | 8.6932 | 1
98.8845 | -28.7035 | 1
1.2884 | 18.7528 | 1
25.0418 | 36.5983 | 1
25.8857 | 3.1557 | 1
73.0171 | 24.2934 | 1
29.7672 | -29.8299 | 1
91.7967 | 64.1043 | 1
39.611 | -28.892 | 1
70.1704 | -18.6774 | 1
83.5389 | -6.9392 | 1
97.7558 | 60.1767 | 1
59.5655 | -22.7434 | 1
19.4333 | 23.6162 | 1
79.7193 | -5.7251 | 1
82.5746 | 3.0068 | 1
47.0328 | 9.4481 | 1
11.4231 | 17.1361 | 1
40.5996 | -26.3734 | 1
7.3166 | 1.8255 | 1
57.294 | 13.2864 | 1
63.1066 | 38.6144 | 1
18.6418 | 14.9858 | 1
27.646 | 57.9028 | 1
70.7221 | -24.306 | 1
95.8935 | 26.4701 | 1
26.5326 | 42.903 | 1
97.7462 | 3.0555 | 1
18.5588 | 65.22 | 1
84.0818 | 36.7404 | 1
71.3957 | 26.1852 | 1
8.9679 | -8.5767 | 1
81.9834 | 52.5814 | 1
57.4379 | 8.5793 | 1
44.8764 | 33.4874 | 1
15.7113 | 41.6362 | 1
22.2681 | -23.4095 | 1
75.3618 | 28.4722 | 1
32.9798 | -19.1211 | 1
67.9945 | 50.1205 | 1
86.7526 | 34.4659 | 1
33.3415 | 53.3743 | 1
6.6523 | 12.2 | 1
51.9066 | -21.305 | 1
9.6691 | 26.1227 | 1
73.8842 | -7.8577 | 1
78.4181 | 45.4726 | 1
51.6873 | 22.6435 | 1
11.6091 | 22.8447 | 1
78.609 | 61.0652 | 1
28.2848 | 68.0023 | 1
65.6238 | 69.297 | 1
27.4374 | 38.7683 | 1
14.494 | 65.2542 | 1
81.6237 | 20.8068 | 1
38.0373 | 1.4401 | 1
69.047 | -16.426 | 1
72.9701 | 13.8957 | 1
61.1123 | 14.9292 | 1
24.5541 | 12.1688 | 1
33.667 | -3.8764 | 1
22.6095 | 49.9214 | 1
79.215 | 32.1804 | 1
37.6016 | 26.5931 | 1
97.19 | 9.9182 | 1
83.5867 | 13.6003 | 1
23.6908 | -11.7352 | 1
85.669 | -27.8662 | 1
27.5361 | -24.5084 | 1
89.4723 | 30.3681 | 1
92.6711 | 41.2342 | 1
78.7153 | 13.2605 | 1
40.1602 | 52.5134 | 1
53.4713 | 53.742 | 1
56.4315 | 28.1978 | 1
48.9099 | -19.5848 | 1
42.7335 | 53.4855 | 1
74.7048 | 40.7833 | 1
95.5922 | -18.9839 | 1
61.846 | -16.2274 | 1
57.1006 | 6.9666 | 1
49.5507 | 14.1369 | 1
2.7548 | 20.5835 | 1
89.8757 | 62.7998 | 1
50.1283 | -0.29208 | 1
57.3949 | 51.49 | 1
34.517 | -0.38241 | 1
40.5642 | 25.1114 | 1
90.4573 | 21.9106 | 1
18.7603 | 28.3741 | 1
73.9079 | 42.9989 | 1
54.6746 | 21.071 | 1
8.4122 | -9.0946 | 1
29.0959 | 3.0116 | 1
74.841 | 37.9171 | 1
83.1481 | 21.3178 | 1
17.8936 | -25.9968 | 1
88.011 | 9.302 | 1
88.1954 | 59.4776 | 1
87.9289 | 51.7556 | 1
61.9931 | -21.9503 | 1
89.5578 | 0.346 | 1
96.3375 | 39.1845 | 1
8.1945 | -25.9432 | 1
98.0467 | 47.4807 | 1
30.9483 | -25.7665 | 1
22.2442 | -3.1611 | 1
71.3359 | 10.4802 | 1
51.8521 | -0.41242 | 1
55.9296 | -5.0213 | 1
50.8433 | -9.4269 | 1
87.4653 | 52.4544 | 1
84.8559 | 34.182 | 1
30.0868 | 11.4675 | 1
82.8253 | 32.6914 | 1
39.6749 | 18.2756 | 1
30.822 | -9.3261 | 1
29.323 | 65.8036 | 1
80.5125 | 50.3916 | 1
51.2242 | 28.0102 | 1
61.1389 | 21.9168 | 1
47.1926 | 43.6397 | 1
95.0879 | -25.6598 | 1
30.9851 | 5.768 | 1
77.1101 | 58.4193 | 1
35.3166 | 11.4693 | 1
79.5377 | -9.5703 | 1
14.3697 | -19.6404 | 1
53.136 | -13.721 | 1
19.7667 | -18.2469 | 1
60.0842 | 6.5463 | 1
31.4173 | -1.1432 | 1
57.145 | 49.4128 | 1
41.5045 | 55.8555 | 1
67.6586 | 65.1785 | 1
25.6192 | -7.4127 | 1
91.8124 | 43.7033 | 1
89.1805 | -27.6044 | 1
64.7243 | -21.9521 | 1
5.6992 | 46.7407 | 1
63.9419 | 57.8075 | 1
12.954 | -24.414 | 1
78.975 | 33.9795 | 1
58.9635 | -10.7352 | 1
78.0152 | 13.406 | 1
88.1849 | 7.0807 | 1
25.0095 | 27.4414 | 1
87.7829 | 5.0596 | 1
44.9262 | 35.6989 | 1
38.2638 | -9.8831 | 1
5.481 | 9.0676 | 1
100.8472 | 58.5533 | 1
72.9933 | 51.1343 | 1
40.7452 | 33.3789 | 1
19.2433 | -13.5518 | 1
48.7809 | 8.8868 | 1
88.9012 | -18.2221 | 1
86.3931 | -18.3001 | 1
27.1291 | -29.0497 | 1
54.6326 | 42.0709 | 1
57.806 | 34.4145 | 1
71.7242 | 39.55 | 1
3.9881 | 29.725 | 1
88.7331 | 21.7456 | 1
3.5559 | -18.644 | 1
50.7031 | 15.7972 | 1
43.8875 | -20.5852 | 1
65.2249 | 53.3432 | 1
66.8929 | 27.968 | 1
76.5985 | 33.4486 | 1
41.7666 | 36.2801 | 1
35.1523 | 27.9615 | 1
40.465 | 32.3268 | 1
68.7661 | 45.7065 | 1
89.7276 | 67.1182 | 1
52.8062 | 37.152 | 1
35.3942 | 62.3777 | 1
66.9061 | 47.0913 | 1
0.12488 | 21.4566 | 1
59.6089 | 48.9656 | 1
7.0427 | 52.0077 | 1
9.1459 | -25.4701 | 1
31.1834 | -20.7564 | 1
34.5436 | -8.1642 | 1
8.3545 | -25.2422 | 1
77.4034 | -20.642 | 1
18.2208 | 0.062448 | 1
95.2872 | 27.8778 | 1
64.5914 | 13.6136 | 1
87.3279 | 15.1681 | 1
62.8256 | 58.6075 | 1
70.1689 | -15.5689 | 1
93.876 | 24.6746 | 1
82.6194 | 68.065 | 1
30.3643 | -22.3619 | 1
61.9798 | 65.6021 | 1
36.3281 | 9.849 | 1
54.5266 | -23.6224 | 1
78.3429 | 15.57 | 1
46.812 | 56.8843 | 1
39.1485 | 0.96973 | 1
95.4655 | 67.4014 | 1
83.7262 | 16.0808 | 1
83.7083 | 3.5304 | 1
22.2249 | -8.8836 | 1
88.6824 | 68.1194 | 1
48.2395 | 27.9415 | 1
72.678 | 64.2322 | 1
21.0132 | 33.3737 | 1
100.7489 | 22.8081 | 1
70.7523 | 38.4709 | 1
60.1449 | -16.4463 | 1
95.842 | -2.2793 | 1
14.9285 | 35.5598 | 1
6.7521 | 22.9669 | 1
78.8267 | -22.58 | 1
95.9009 | 20.9496 | 1
73.8117 | 66.826 | 1
8.4974 | -23.426 | 1
29.5953 | -17.8217 | 1
35.1971 | -10.2669 | 1
92.4374 | -1.4528 | 1
61.248 | 40.8691 | 1
32.8932 | -17.0213 | 1
42.2336 | 48.2565 | 1
7.6616 | -10.4597 | 1
69.3619 | -11.9757 | 1
56.4026 | 28.7726 | 1
59.8393 | 26.2347 | 1
60.3315 | -11.046 | 1
21.3639 | -20.8513 | 1
24.9114 | -15.7013 | 1
44.1902 | -12.526 | 1
87.5754 | -6.9399 | 1
41.6171 | 66.8208 | 1
28.9074 | 55.4975 | 1
87.0601 | 53.1881 | 1
62.3014 | -18.2706 | 1
0.27206 | 19.7216 | 1
23.9424 | -9.7835 | 1
51.3212 | 32.0756 | 1
12.343 | -1.5323 | 1
27.3064 | -1.7474 | 1
92.5139 | 34.8086 | 1
61.4376 | 23.2164 | 1
57.7306 | 69.2014 | 1
98.5416 | 9.0065 | 1
77.3803 | -3.6415 | 1
28.3995 | 17.7818 | 1
98.2156 | 38.4063 | 1
8.3884 | 5.9538 | 1
1.5317 | 23.8407 | 1
75.9112 | 25.0382 | 1
14.5744 | 8.8551 | 1
7.1828 | 16.9206 | 1
42.3591 | 61.5368 | 1
79.6065 | -0.80794 | 1
92.5126 | 4.982 | 1
75.2773 | -3.1597 | 1
42.1384 | -27.6107 | 1
85.1974 | 1.1008 | 1
9.2838 | -23.8803 | 1
2.6458 | 22.7739 | 1
80.6707 | -11.7216 | 1
47.7128 | 36.1909 | 1
56.1372 | 22.2382 | 1
13.4892 | -15.7392 | 1
69.5154 | -28.6708 | 1
55.3868 | 30.3236 | 1
74.8233 | 53.884 | 1
2.0373 | 51.7253 | 1
53.0438 | 28.1228 | 1
80.6559 | 56.2173 | 1
90.7116 | -7.0419 | 1
21.1715 | 49.4728 | 1
97.9558 | -22.3472 | 1
41.3292 | 49.7483 | 1
43.438 | 67.4841 | 1
86.2642 | 9.7168 | 1
62.3939 | -14.6308 | 1
100.2933 | -20.145 | 1
90.7652 | 15.7919 | 1
89.2799 | -6.5106 | 1
66.6991 | 50.6164 | 1
97.5002 | 43.7569 | 1
96.7008 | -20.7519 | 1
86.8765 | 37.4034 | 1
2.7076 | 29.5107 | 1
26.0876 | 36.977 | 1
24.234 | 12.8705 | 1
56.81 | 62.2176 | 1
36.2696 | 37.5605 | 1
54.4363 | 13.8757 | 1
98.8281 | 49.0775 | 1
6.1371 | 23.332 | 1
89.666 | -4.163 | 1
41.8844 | -2.7919 | 1
22.8032 | 28.9954 | 1
74.3894 | 59.5019 | 1
87.9365 | 10.5978 | 1
22.8155 | 39.1562 | 1
63.2573 | -22.1507 | 1
58.7887 | 29.895 | 1
66.6494 | -5.3985 | 1
95.9636 | -27.5393 | 1
75.4858 | -21.3541 | 1
85.9719 | 59.7389 | 1
25.5829 | 32.5969 | 1
25.1808 | 69.1702 | 1
78.6124 | 35.8669 | 1
9.7219 | 57.9135 | 1
86.4346 | 36.3904 | 1
41.9698 | 14.6762 | 1
23.9804 | -17.6302 | 1
29.5871 | 17.1686 | 1
70.3388 | 12.6394 | 1
59.8787 | 57.1354 | 1
66.6192 | 20.2781 | 1
94.418 | 47.6435 | 1
0.53789 | 30.446 | 1
45.3335 | 42.9225 | 1
95.4226 | 33.0815 | 1
88.666 | 32.4364 | 1
80.5785 | -24.4406 | 1
7.9911 | 25.5049 | 1
93.179 | -2.6159 | 1
12.4078 | -22.3152 | 1
61.6103 | 46.6086 | 1
64.6174 | 22.1856 | 1
20.2908 | 51.3297 | 1
65.569 | 37.1345 | 1
73.4848 | 16.8132 | 1
84.1985 | 60.0631 | 1
87.466 | 28.1097 | 1
90.8141 | 17.0828 | 1
16.4253 | 46.0615 | 1
100.1911 | 69.0268 | 1
19.5725 | 12.0155 | 1
85.4598 | -22.4264 | 1
61.7378 | -4.4136 | 1
51.5489 | -1.7714 | 1
14.4152 | 10.1046 | 1
40.8202 | 18.7201 | 1
76.319 | 25.572 | 1
90.6026 | 27.1064 | 1
29.8651 | 44.3664 | 1
71.6682 | -23.1499 | 1
69.6097 | 41.3794 | 1
82.1554 | 36.2628 | 1
8.3901 | -11.0139 | 1
64.4968 | -19.6198 | 1
97.617 | 59.2301 | 1
21.6174 | 20.591 | 1
25.657 | 52.7413 | 1
93.7205 | -12.335 | 1
22.3359 | 44.8511 | 1
88.2606 | 2.4959 | 1
26.8591 | -1.8966 | 1
85.924 | 16.5649 | 1
37.6107 | 29.5764 | 1
75.7043 | 7.5404 | 1
15.9606 | -21.5158 | 1
16.6501 | -6.9197 | 1
48.6962 | 47.7173 | 1
80.2318 | 22.4835 | 1
31.7066 | 58.1547 | 1
75.3627 | 59.9864 | 1
36.9987 | -20.4006 | 1
19.1288 | -4.3319 | 1
34.8229 | 35.4153 | 1
63.9048 | 40.4187 | 1
83.5591 | 61.5291 | 1
28.3842 | 34.7083 | 1
85.0261 | 14.5647 | 1
43.6574 | 67.9369 | 1
74.8979 | 6.9815 | 1
31.8442 | 22.1216 | 1
39.7445 | 27.0241 | 1
74.1042 | 25.5075 | 1
76.3433 | -18.3006 | 1
67.966 | 3.8347 | 1
72.3096 | 44.4767 | 1
42.8798 | -14.756 | 1
96.6093 | -13.2525 | 1
99.0609 | -9.3422 | 1
19.0337 | 10.6831 | 1
38.5989 | 2.525 | 1
82.639 | 37.6035 | 1
34.6 | 56.7718 | 1
50.4263 | -21.7588 | 1
16.5693 | 64.8752 | 1
93.7411 | 33.903 | 1
57.8074 | -2.1143 | 1
47.2879 | 21.364 | 1
70.8922 | -22.4478 | 1
6.1673 | -20.2865 | 1
41.4317 | 50.471 | 1
54.4966 | 38.6283 | 1
81.9839 | 17.3294 | 1
10.0448 | 42.5623 | 1
99.5061 | -4.4312 | 1
10.2205 | 28.6563 | 1
52.9221 | 35.5736 | 1
56.9584 | 46.586 | 1
77.4772 | -22.5985 | 1
15.1379 | -7.2999 | 1
76.7168 | 23.163 | 1
38.0009 | 40.9637 | 1
73.4825 | 21.4078 | 1
54.1134 | 53.4909 | 1
77.1435 | -19.1877 | 1
2.7161 | -23.6397 | 1
78.3309 | -1.7314 | 1
91.7186 | 49.4681 | 1
53.4518 | -16.3446 | 1
61.3301 | 35.5933 | 1
11.0266 | -24.3315 | 1
6.6182 | 29.7463 | 1
26.5579 | 46.9961 | 1
83.9412 | -12.5973 | 1
78.5994 | 14.3277 | 1
63.7446 | 52.5253 | 1
61.3157 | 0.35301 | 1
62.433 | -9.3315 | 1
37.0449 | -17.9528 | 1
52.3491 | -6.8111 | 1
56.7077 | 32.9777 | 1
79.0416 | -11.4246 | 1
66.3209 | 65.3143 | 1
41.5767 | 51.1865 | 1
92.1457 | 34.5298 | 1
16.2957 | 37.6212 | 1
39.4774 | -28.1139 | 1
11.8687 | 62.3746 | 1
15.1722 | 2.8272 | 1
27.6736 | 55.6304 | 1
55.3787 | 28.3629 | 1
23.7027 | 67.1343 | 1
78.779 | 21.9117 | 1
14.134 | 52.8964 | 1
98.6862 | -7.8726 | 1
2.5814 | 25.3853 | 1
41.2053 | 11.3807 | 1
57.7755 | 10.8699 | 1
53.0788 | 63.8549 | 1
13.2549 | 48.3783 | 1
52.7959 | 17.4101 | 1
46.6626 | 49.3386 | 1
60.0163 | -15.2198 | 1
61.4542 | 3.5913 | 1
52.8141 | 30.2265 | 1
25.9164 | -16.7311 | 1
90.5164 | -17.8337 | 1
65.1084 | 2.4698 | 1
59.2306 | 52.7601 | 1
64.2005 | 38.6517 | 1
66.5551 | -2.6777 | 1
99.7589 | 37.9137 | 1
9.0515 | -15.9172 | 1
15.0511 | -13.4087 | 1
53.3152 | 24.7142 | 1
89.7052 | -10.701 | 1
12.5424 | 68.8801 | 1
10.8687 | 29.7412 | 1
44.4354 | -14.8657 | 1
38.6076 | 14.4596 | 1
94.2399 | 43.7883 | 1
97.8794 | 7.5996 | 1
96.5486 | -21.6566 | 1
38.5209 | 13.6201 | 1
63.4939 | 46.5527 | 1
18.9834 | 8.2508 | 1
89.9139 | 58.7317 | 1
89.7994 | -9.9408 | 1
76.6672 | 27.847 | 1
67.5458 | -29.6128 | 1
29.0822 | 46.8381 | 1
41.5712 | 6.3871 | 1
70.269 | -4.8039 | 1
14.7152 | 10.7259 | 1
23.2232 | 2.1834 | 1
42.5758 | 32.6666 | 1
96.2134 | 0.39829 | 1
61.9538 | 66.9244 | 1
83.9744 | -13.4907 | 1
50.2917 | 49.8663 | 1
10.5709 | -13.5729 | 1
76.8404 | -15.0945 | 1
19.5992 | 32.3234 | 1
41.2307 | 45.0443 | 1
65.8035 | 13.4383 | 1
2.8647 | 12.5441 | 1
33.3235 | -9.9443 | 1
65.1091 | 40.3617 | 1
20.9252 | 14.1425 | 1
57.5686 | -20.6558 | 1
25.3398 | -27.9033 | 1
12.9721 | 43.3403 | 1
24.7004 | 64.7345 | 1
86.7667 | 69.527 | 1
7.1986 | 11.5685 | 1
97.7613 | 64.3821 | 1
93.5531 | -17.0808 | 1
27.9881 | 35.9026 | 1
72.645 | 33.1731 | 1
38.7702 | 23.1601 | 1
88.7156 | 52.4476 | 1
1.5304 | 19.0415 | 1
30.6068 | 10.8284 | 1
63.3355 | 44.9301 | 1
60.3295 | 37.3693 | 1
24.2803 | 38.7489 | 1
12.3137 | 29.3026 | 1
24.123 | 49.2453 | 1
55.1575 | 29.0332 | 1
72.9024 | 69.0466 | 1
53.0415 | 18.5157 | 1
1.4614 | 11.7691 | 1
23.6065 | -13.9099 | 1
51.6628 | 6.8218 | 1
43.3857 | -24.0323 | 1
28.1729 | -2.2552 | 1
19.7283 | 3.4534 | 1
95.0203 | -0.48542 | 1
28.0318 | 67.8541 | 1
23.9805 | 4.6363 | 1
94.6037 | 54.1656 | 1
92.5632 | 51.2923 | 1
1.0578 | 29.3421 | 1
6.191 | -11.6817 | 1
51.5765 | 20.8869 | 1
50.206 | -21.6661 | 1
78.7429 | -20.9429 | 1
39.2731 | 51.8913 | 1
44.4149 | 55.1875 | 1
50.9925 | -14.4577 | 1
56.7751 | 3.6018 | 1
4.9501 | 26.0622 | 1
74.412 | 21.5139 | 1
37.6653 | 18.3172 | 1
88.3598 | -11.281 | 1
91.1827 | 69.952 | 1
47.8714 | 17.218 | 1
40.7543 | 38.2994 | 1
94.7463 | -16.5512 | 1
58.5593 | 22.4839 | 1
87.7173 | 54.5137 | 1
38.6883 | -11.4375 | 1
41.5912 | 0.44863 | 1
57.2248 | 17.6122 | 1
24.0546 | 48.323 | 1
31.9015 | 29.4521 | 1
69.9135 | -15.627 | 1
83.6354 | 37.5837 | 1
46.5452 | -15.1426 | 1
68.664 | -6.5696 | 1
36.4298 | 21.9119 | 1
96.6871 | 36.4097 | 1
69.8056 | -22.0458 | 1
45.7515 | 36.7876 | 1
61.601 | -22.3051 | 1
81.7796 | -16.4595 | 1
47.6548 | 66.7716 | 1
67.6779 | 38.0474 | 1
55.088 | -3.228 | 1
96.9949 | -10.2205 | 1
9.7048 | -20.9745 | 1
5.9193 | 40.9963 | 1
32.7312 | 44.0824 | 1
90.5378 | 37.0957 | 1
79.9543 | 36.1741 | 1
18.8737 | 34.1399 | 1
16.5574 | -9.4995 | 1
21.9728 | 56.3372 | 1
62.9231 | 1.2798 | 1
74.0926 | 0.60388 | 1
55.2066 | 18.2446 | 1
68.1948 | 17.8705 | 1
39.857 | 24.2498 | 1
64.9675 | 55.6811 | 1
71.9566 | -8.3644 | 1
73.699 | 0.28558 | 1
88.2665 | 36.8203 | 1
73.6448 | 2.7636 | 1
96.0942 | 66.9034 | 1
23.4908 | -11.6067 | 1
79.2619 | -3.4481 | 1
46.7992 | 5.1893 | 1
88.9982 | 61.6862 | 1
76.0271 | 66.006 | 1
32.9718 | 62.1507 | 1
98.4403 | -13.9314 | 1
56.7616 | -26.2343 | 1
74.3484 | 68.6963 | 1
60.7546 | -7.2657 | 1
76.1445 | 50.9261 | 1
73.0479 | 56.0516 | 1
99.939 | 46.6024 | 1
66.1371 | 59.5043 | 1
100.6668 | -27.3192 | 1
78.3243 | -20.8931 | 1
29.1772 | -8.0501 | 1
50.4869 | 24.7298 | 1
30.3406 | 53.2175 | 1
41.8758 | 41.7288 | 1
53.7194 | 31.6353 | 1
43.5778 | 50.867 | 1
44.969 | 62.5885 | 1
93.7596 | -26.9491 | 1
24.6056 | -11.7154 | 1
79.2185 | 28.1356 | 1
13.0021 | -29.94 | 1
87.1025 | 68.3938 | 1
33.617 | 20.4418 | 1
13.4538 | 28.2431 | 1
59.1743 | 22.5747 | 1
81.9471 | 20.327 | 1
26.4311 | 0.89908 | 1
59.9694 | 68.5767 | 1
62.412 | 37.5787 | 1
8.9569 | -12.3961 | 1
62.0691 | 53.9345 | 1
23.2104 | 22.061 | 1
37.7013 | 68.5137 | 1
30.3488 | -21.2768 | 1
100.7556 | -10.1993 | 1
73.6478 | 13.682 | 1
35.5621 | 60.435 | 1
41.4227 | 5.4506 | 1
63.8259 | -16.5652 | 1
37.9194 | 46.4542 | 1
13.2694 | -23.7655 | 1
100.8144 | 11.925 | 1
55.4976 | 61.9381 | 1
56.4015 | 3.9807 | 1
33.995 | -3.7129 | 1
17.6212 | 1.0028 | 1
3.834 | 39.4389 | 1
11.3764 | 62.7644 | 1
28.5359 | 55.1754 | 1
50.8161 | 63.1602 | 1
64.583 | 67.188 | 1
41.0653 | -11.5404 | 1
75.7878 | 45.3344 | 1
96.4772 | 37.6713 | 1
36.1454 | 42.4123 | 1
86.2802 | 49.0957 | 1
35.4188 | 49.5729 | 1
98.2719 | -9.9206 | 1
48.4246 | 42.1074 | 1
1.348 | 29.9208 | 1
27.4423 | 64.4133 | 1
3.863 | 64.9297 | 1
76.9804 | 58.4454 | 1
5.0225 | 23.549 | 1
89.8326 | 27.4776 | 1
28.8025 | 28.113 | 1
16.0736 | -28.9469 | 1
15.9564 | -4.5861 | 1
95.8424 | 68.4919 | 1
57.6536 | 16.1776 | 1
26.3758 | 35.5305 | 1
1.9483 | 35.2748 | 1
0.76051 | -2.9311 | 1
6.9198 | 38.4703 | 1
66.1299 | -8.4135 | 1
63.7222 | -22.2248 | 1
36.5639 | 33.5438 | 1
37.2473 | 21.8722 | 1
76.6375 | 23.8 | 1
76.2648 | -17.4101 | 1
59.0622 | -7.779 | 1
35.0367 | 1.9549 | 1
23.2423 | 28.1896 | 1
45.4238 | 23.2664 | 1
9.8765 | 62.3884 | 1
20.6894 | 7.1924 | 1
100.8709 | 52.1421 | 1
17.1882 | -23.3998 | 1
85.5929 | 39.6575 | 1
58.2377 | 55.3535 | 1
40.4192 | 0.30266 | 1
65.2744 | -27.5235 | 1
86.5238 | 65.5775 | 1
61.6533 | 26.3854 | 1
16.7677 | 12.8526 | 1
57.6464 | -5.6295 | 1
56.8869 | 38.3785 | 1
98.0139 | -29.4484 | 1
4.4979 | 34.5848 | 1
53.1882 | -0.25377 | 1
34.4249 | -19.9031 | 1
28.9588 | -5.9936 | 1
9.9949 | -6.0787 | 1
46.0559 | 15.3966 | 1
14.2182 | 6.1537 | 1
57.268 | 55.2025 | 1
60.7336 | 57.548 | 1
74.1202 | 6.1314 | 1
12.9729 | 25.3358 | 1
73.5217 | 10.6425 | 1
43.3998 | -12.5638 | 1
88.3587 | 5.5991 | 1
45.2189 | 17.1573 | 1
79.2248 | 48.1686 | 1
84.4056 | -2.9848 | 1
52.6905 | 3.8772 | 1
35.177 | 55.964 | 1
53.8905 | 8.424 | 1
35.0387 | 47.1586 | 1
1.1261 | 32.5532 | 1
31.7097 | -7.7149 | 1
85.8071 | -7.7676 | 1
76.9405 | 66.1164 | 1
69.6023 | 39.2758 | 1
99.806 | 63.2815 | 1
82.5823 | 36.5397 | 1
27.5402 | 63.4134 | 1
17.6976 | -9.9558 | 1
15.1889 | 38.2092 | 1
19.5445 | 45.0955 | 1
2.4736 | 51.7205 | 1
61.2342 | -15.7299 | 1
93.4793 | 22.3035 | 1
69.7679 | 24.0707 | 1
7.2651 | 15.3451 | 1
91.9604 | 62.992 | 1
99.9402 | 62.7163 | 1
89.1508 | 39.1172 | 1
12.5727 | 6.1226 | 1
10.357 | -11.5716 | 1
28.4526 | -24.763 | 1
3.0046 | 30.3412 | 1
79.9054 | -9.1319 | 1
54.3736 | 46.9544 | 1
67.281 | -5.5624 | 1
50.558 | 69.4107 | 1
59.4448 | 19.0307 | 1
65.2904 | 65.073 | 1
59.3307 | 65.4764 | 1
63.3409 | -2.8693 | 1
21.4044 | 58.1678 | 1
74.005 | 46.0984 | 1
33.3889 | 18.6556 | 1
49.46 | -1.7819 | 1
62.7354 | 60.9325 | 1
92.0145 | 39.5538 | 1
65.8789 | 45.1008 | 1
92.086 | -14.9111 | 1
90.2686 | -25.6067 | 1
14.069 | 66.6429 | 1
66.1899 | 32.2207 | 1
62.5343 | -13.8198 | 1
29.1972 | 22.5091 | 1
91.7294 | -19.6587 | 1
80.2558 | -27.5521 | 1
77.6481 | 1.1573 | 1
33.2914 | -5.967 | 1
23.9194 | 0.97627 | 1
85.1796 | 8.047 | 1
5.4526 | 12.4771 | 1
32.0571 | -17.5304 | 1
40.6446 | 56.1468 | 1
94.5147 | -7.7013 | 1
24.5726 | -16.3916 | 1
49.0773 | 49.0434 | 1
99.2147 | 18.8047 | 1
53.1383 | -14.2547 | 1
65.332 | 36.8528 | 1
12.033 | 66.6559 | 1
89.5279 | 66.6931 | 1
60.0525 | 47.1023 | 1
18.7649 | -4.0618 | 1
4.0471 | -14.2796 | 1
4.9938 | 48.2304 | 1
65.6974 | 62.4808 | 1
63.0422 | -14.0924 | 1
6.4334 | -24.8988 | 1
28.4078 | 17.1547 | 1
50.5441 | 44.6663 | 1
45.2179 | 9.13 | 1
10.3696 | 0.84427 | 1
67.7475 | -4.8994 | 1
47.6201 | 10.3472 | 1
21.5892 | 64.4297 | 1
68.2161 | 2.8636 | 1
24.7082 | 43.956 | 1
37.4215 | 60.3916 | 1
93.0785 | -19.539 | 1
93.7555 | -18.8004 | 1
39.4543 | 65.3322 | 1
10.7451 | 38.4714 | 1
28.4051 | 27.5628 | 1
96.793 | 35.159 | 1
11.1997 | 22.2884 | 1
6.1485 | -7.2767 | 1
55.3902 | 63.222 | 1
21.3137 | 46.3952 | 1
1.7172 | 50.5497 | 1
87.3808 | 59.9814 | 1
83.2089 | 45.4184 | 1
9.4904 | 57.7554 | 1
73.3293 | 34.5728 | 1
30.0503 | -16.7499 | 1
62.5485 | 29.2129 | 1
90.1857 | -7.8721 | 1
85.9523 | -29.4619 | 1
77.1648 | 8.1007 | 1
78.857 | 61.4891 | 1
16.6442 | 16.5184 | 1
24.7047 | 38.2243 | 1
20.1712 | -19.9218 | 1
64.8422 | 67.4312 | 1
91.1817 | -12.3021 | 1
17.7111 | 2.7515 | 1
31.6843 | 40.083 | 1
5.0365 | -17.7537 | 1
34.771 | 17.6262 | 1
11.4434 | 26.4577 | 1
15.3208 | 59.8978 | 1
68.5389 | -21.4033 | 1
61.2627 | 45.5528 | 1
32.3629 | 34.6494 | 1
26.5459 | 55.5563 | 1
70.0494 | 41.2939 | 1
89.0803 | -3.061 | 1
47.7479 | -17.5581 | 1
30.7385 | 21.9492 | 1
68.588 | 53.1836 | 1
88.8757 | 0.91389 | 1
65.2165 | 3.0254 | 1
15.7991 | 26.0792 | 1
57.0922 | 65.9965 | 1
47.4647 | 69.6958 | 1
97.3404 | 10.5153 | 1
97.0378 | 2.9257 | 1
100.9274 | -17.8386 | 1
52.7869 | 9.0571 | 1
60.1976 | 44.7055 | 1
41.2501 | -23.9228 | 1
5.0973 | 60.6732 | 1
52.7417 | -0.76048 | 1
72.6876 | -3.339 | 1
51.0826 | 20.2438 | 1
89.6035 | 20.9554 | 1
36.5823 | 31.5836 | 1
75.9361 | -18.6816 | 1
26.0856 | 18.1049 | 1
93.8917 | 14.3033 | 1
32.4845 | 10.0304 | 1
87.2841 | -10.5902 | 1
61.2955 | -0.35241 | 1
4.2675 | 58.7728 | 1
3.5411 | -19.892 | 1
18.7868 | 67.8187 | 1
55.6027 | 62.477 | 1
29.7776 | 54.6002 | 1
71.5492 | 17.9078 | 1
32.4783 | -25.5762 | 1
18.7759 | 57.5403 | 1
16.2033 | -4.6339 | 1
88.1703 | -23.3948 | 1
66.2211 | -25.4176 | 1
85.5309 | 25.2515 | 1
83.5709 | 36.485 | 1
46.6711 | 68.6516 | 1
41.0252 | 18.8916 | 1
61.4279 | -5.1794 | 1
22.1849 | 20.8915 | 1
78.8691 | -25.5277 | 1
15.3607 | -10.402 | 1
3.4305 | 20.656 | 1
70.5577 | -4.4886 | 1
96.4313 | -19.1884 | 1
78.3815 | 44.2378 | 1
37.9385 | -20.2737 | 1
38.112 | 19.4578 | 1
3.222 | 60.6355 | 1
37.5281 | 32.0346 | 1
31.9867 | -23.9586 | 1
55.7227 | 43.7358 | 1
64.6024 | -15.2417 | 1
81.7735 | -24.9023 | 1
24.8089 | 59.7062 | 1
80.7409 | 3.3638 | 1
37.7408 | 17.0524 | 1
59.8226 | 16.8789 | 1
8.7857 | -6.2259 | 1
74.4307 | -1.4042 | 1
30.8072 | 27.207 | 1
59.8627 | 16.2348 | 1
26.6866 | 47.4109 | 1
30.5411 | -18.114 | 1
35.1242 | 45.4675 | 1
48.2636 | 34.8907 | 1
23.1422 | 36.7871 | 1
3.6523 | 47.8525 | 1
90.285 | 41.3724 | 1
92.5669 | 39.5706 | 1
4.2655 | -25.016 | 1
78.1795 | -14.7741 | 1
77.9419 | 0.24879 | 1
78.6682 | -11.4663 | 1
6.827 | -26.8284 | 1
38.4678 | -14.5677 | 1
41.2876 | 54.657 | 1
100.7751 | -8.6853 | 1
81.3435 | 43.0511 | 1
1.6876 | 6.8584 | 1
29.456 | -16.8718 | 1
96.8074 | 41.4385 | 1
23.3559 | 36.0732 | 1
37.9395 | -7.0185 | 1
2.818 | 66.8735 | 1
9.2051 | 43.0695 | 1
28.2624 | 14.1128 | 1
52.5344 | 4.7309 | 1
53.5198 | 3.7775 | 1
42.1674 | 10.9194 | 1
71.9766 | 29.6449 | 1
52.7353 | -21.0514 | 1
78.0034 | 46.5269 | 1
37.3497 | 44.0635 | 1
43.2466 | -1.0228 | 1
10.9125 | 7.795 | 1
33.3242 | -3.3767 | 1
66.6982 | -25.9998 | 1
52.8597 | 62.2518 | 1
41.5327 | 0.40213 | 1
98.4531 | 19.4821 | 1
87.4677 | 61.0711 | 1
21.6129 | 30.4184 | 1
30.2331 | 0.47805 | 1
58.5597 | 3.4887 | 1
51.0468 | 53.6043 | 1
12.6832 | 42.3328 | 1
8.1496 | -3.8441 | 1
53.6959 | 65.3097 | 1
35.2362 | 40.2526 | 1
54.0293 | 52.526 | 1
65.4325 | 8.5712 | 1
14.4518 | 8.5712 | 1
95.4206 | 36.063 | 1
45.5446 | 3.6186 | 1
33.2832 | 33.265 | 1
3.7245 | -17.2146 | 1
88.4284 | 49.0451 | 1
86.8363 | 68.9752 | 1
58.6322 | -0.50276 | 1
52.6561 | 65.4743 | 1
22.4512 | 62.406 | 1
36.6707 | 51.5916 | 1
74.4453 | 35.951 | 1
98.8762 | 46.649 | 1
77.8041 | -7.5789 | 1
30.8848 | 27.9775 | 1
28.2094 | 16.0334 | 1
16.1813 | 53.3007 | 1
77.2718 | -25.9593 | 1
37.5552 | -23.3867 | 1
49.4058 | -23.2308 | 1
54.0041 | 39.2639 | 1
34.6109 | 32.489 | 1
15.0092 | -8.7588 | 1
64.9356 | 17.5463 | 1
48.1187 | 5.7717 | 1
65.0554 | 37.8152 | 1
8.1727 | -8.3402 | 1
69.9619 | 8.3708 | 1
32.0645 | -27.4874 | 1
57.296 | 49.7329 | 1
23.3378 | 19.1289 | 1
43.5055 | 6.7107 | 1
23.216 | 8.2071 | 1
47.5365 | -14.5625 | 1
91.9781 | -1.7053 | 1
1.5028 | 68.8667 | 1
17.1323 | -28.4252 | 1
86.908 | -16.9512 | 1
8.5611 | -6.5353 | 1
8.2206 | 46.9785 | 1
50.0151 | -9.4325 | 1
25.6074 | 2.1533 | 1
0.47953 | 34.9748 | 1
56.5077 | 6.113 | 1
69.1228 | -9.5769 | 1
41.9077 | 8.2343 | 1
52.3233 | -0.74791 | 1
34.726 | -5.6627 | 1
52.9993 | 30.6115 | 1
74.4574 | 0.69222 | 1
73.3268 | -7.035 | 1
66.5178 | -29.474 | 1
43.0307 | -27.1788 | 1
37.3655 | -17.0283 | 1
49.5447 | -23.1208 | 1
12.246 | 6.4343 | 1
44.8999 | 14.0426 | 1
60.3063 | 61.6849 | 1
73.0553 | 49.3055 | 1
78.4823 | 17.2378 | 1
7.3065 | 29.0811 | 1
88.5817 | -18.9363 | 1
63.6475 | -26.4612 | 1
18.8606 | 54.6025 | 1
26.7593 | -1.6384 | 1
62.8791 | 25.3308 | 1
57.9621 | 25.9772 | 1
26.9636 | 20.8722 | 1
27.5788 | 16.0034 | 1
11.2835 | 46.9988 | 1
58.2301 | 8.0847 | 1
83.132 | 50.7405 | 1
44.4583 | 52.7848 | 1
13.297 | 66.5509 | 1
47.4819 | 14.9049 | 1
8.168 | 6.6416 | 1
91.862 | -17.6285 | 1
99.4685 | -8.3752 | 1
73.0681 | 59.9123 | 1
39.0647 | -22.9023 | 1
11.4339 | 17.8785 | 1
71.6861 | -9.4518 | 1
38.7531 | 22.375 | 1
15.8499 | 27.4851 | 1
65.0208 | 37.9727 | 1
74.0586 | 64.2991 | 1
4.4261 | 59.743 | 1
95.6603 | 27.4256 | 1
84.186 | 38.4443 | 1
60.4179 | -6.4506 | 1
24.0066 | 4.4456 | 1
81.8752 | -1.9808 | 1
54.0151 | 2.3352 | 1
48.8035 | 41.114 | 1
16.8474 | 9.5378 | 1
13.406 | -19.8467 | 1
5.4561 | -20.1986 | 1
47.5673 | -15.6215 | 1
3.0873 | 47.9069 | 1
95.3012 | 65.2594 | 1
54.3307 | -10.4418 | 1
83.7607 | 64.8018 | 1
42.4889 | 57.5276 | 1
9.5364 | -11.9862 | 1
68.3156 | -25.0814 | 1
60.709 | -5.7269 | 1
49.6611 | 43.715 | 1
13.2692 | -26.9106 | 1
45.4005 | 53.3919 | 1
75.5482 | 62.9225 | 1
47.7826 | -11.4388 | 1
44.8228 | 69.214 | 1
89.706 | 34.3009 | 1
77.4711 | 46.9296 | 1
34.6201 | 28.7002 | 1
71.3464 | 18.0786 | 1
12.4988 | 1.8324 | 1
67.5364 | -16.7079 | 1
69.8661 | 1.2623 | 1
68.9215 | 64.4457 | 1
61.7184 | -0.28266 | 1
61.745 | -11.8309 | 1
86.1913 | 55.2101 | 1
53.7849 | -1.8542 | 1
20.1179 | 36.7065 | 1
96.3841 | 35.8637 | 1
50.0487 | -16.6432 | 1
96.7427 | 21.3351 | 1
15.6642 | 69.2228 | 1
34.0904 | 49.3179 | 1
94.6093 | 50.822 | 1
84.2369 | -6.6734 | 1
46.2487 | 63.3499 | 1
19.12 | 17.0469 | 1
81.2321 | 45.4116 | 1
42.1658 | -25.6329 | 1
24.6055 | 41.284 | 1
83.5298 | 34.3031 | 1
10.4743 | 51.5318 | 1
64.8871 | 41.2477 | 1
100.8493 | 48.4874 | 1
61.3287 | 28.082 | 1
92.2487 | -3.4682 | 1
66.3219 | -9.2879 | 1
23.7697 | 20.1782 | 1
39.2681 | -9.7371 | 1
95.4831 | -8.5015 | 1
78.7246 | 59.8075 | 1
96.3655 | 21.0939 | 1
11.9916 | 62.8837 | 1
38.3554 | -25.6059 | 1
23.873 | -0.63308 | 1
82.3876 | -17.228 | 1
44.1021 | -7.8612 | 1
9.0533 | -6.5609 | 1
20.8671 | 60.1676 | 1
51.7983 | 46.3947 | 1
79.6247 | -11.4831 | 1
93.0915 | 60.3825 | 1
66.8598 | 63.2762 | 1
36.2973 | 34.8625 | 1
95.4 | -28.4396 | 1
72.831 | -8.9904 | 1
17.2718 | 17.0846 | 1
51.6275 | 66.3955 | 1
67.0913 | 62.4551 | 1
42.5682 | 69.343 | 1
10.3972 | 26.567 | 1
46.3014 | -11.4228 | 1
28.275 | 60.6746 | 1
27.2378 | -13.1782 | 1
54.9154 | 4.1691 | 1
0.89114 | 56.1117 | 1
72.0771 | -28.8454 | 1
45.9239 | -23.3035 | 1
98.0248 | 35.4993 | 1
54.6311 | 46.099 | 1
93.5244 | 33.8015 | 1
88.5663 | 14.5169 | 1
14.2923 | 31.2039 | 1
75.8958 | 46.6355 | 1
55.0732 | 49.3928 | 1
74.0888 | 45.5333 | 1
47.7016 | 57.9325 | 1
39.5227 | 61.2768 | 1
60.8489 | 44.5889 | 1
58.323 | 17.444 | 1
88.801 | 56.0832 | 1
62.338 | -16.7105 | 1
45.5354 | 8.8001 | 1
40.4313 | 0.83925 | 1
12.6813 | -23.2252 | 1
89.9081 | 20.7538 | 1
69.7872 | 17.038 | 1
18.9357 | 22.3419 | 1
39.9136 | 66.3475 | 1
44.8235 | -23.542 | 1
19.2786 | 38.7911 | 1
43.8773 | 47.466 | 1
36.6951 | 16.5474 | 1
75.8656 | 63.5743 | 1
58.685 | -19.9266 | 1
23.03 | -10.6161 | 1
48.9599 | 19.8501 | 1
84.6462 | 7.5607 | 1
41.3282 | -27.4112 | 1
89.1603 | 60.3776 | 1
17.6235 | 60.4817 | 1
42.3256 | 24.1134 | 1
55.3214 | 27.4345 | 1
38.9821 | 60.6574 | 1
76.6355 | 65.0624 | 1
70.1622 | -25.8697 | 1
7.1637 | 63.825 | 1
69.5792 | 38.2115 | 1
68.916 | 34.5587 | 1
71.8041 | 12.6628 | 1
39.8855 | 30.0537 | 1
89.2874 | 51.6364 | 1
38.8167 | 6.9261 | 1
15.4159 | -25.2264 | 1
39.328 | 37.1402 | 1
100.5949 | -17.361 | 1
2.9254 | -9.8549 | 1
87.9024 | -20.9736 | 1
92.0648 | 40.0256 | 1
61.4893 | -2.8167 | 1
15.8671 | 24.4142 | 1
87.8213 | 2.4685 | 1
27.8387 | 14.7308 | 1
84.5426 | 62.5504 | 1
94.5863 | 35.708 | 1
45.214 | -28.4519 | 1
63.949 | 2.8495 | 1
68.837 | 23.6083 | 1
62.4611 | 53.2773 | 1
9.405 | 60.7088 | 1
94.4765 | 43.0082 | 1
38.9955 | 4.3405 | 1
23.3161 | 64.2098 | 1
50.4747 | 52.0638 | 1
93.4071 | -11.81 | 1
51.5591 | -17.2574 | 1
44.8665 | 25.5585 | 1
6.8179 | 5.7302 | 1
54.2314 | -14.497 | 1
73.4202 | 57.1286 | 1
21.7181 | -25.9855 | 1
42.4439 | 23.5319 | 1
52.1988 | -10.1832 | 1
94.8017 | 9.821 | 1
30.8712 | 52.4162 | 1
94.706 | 41.2077 | 1
69.1498 | 48.2483 | 1
75.5163 | 31.0079 | 1
31.0506 | 59.8436 | 1
80.7729 | 38.5601 | 1
11.8966 | 53.1294 | 1
83.7529 | -7.5257 | 1
33.1878 | 35.8057 | 1
53.4562 | 26.1695 | 1
11.7224 | 32.8205 | 1
18.693 | 6.2604 | 1
70.4623 | 23.723 | 1
53.829 | 47.618 | 1
58.2042 | 5.5908 | 1
100.4149 | 34.045 | 1
50.7476 | 2.5069 | 1
10.9711 | 34.4875 | 1
37.4594 | 41.651 | 1
6.4353 | -5.9576 | 1
35.6629 | -18.9852 | 1
96.0936 | -0.73564 | 1
4.0334 | -29.9788 | 1
23.6253 | -21.4534 | 1
38.3389 | -25.9321 | 1
65.357 | -13.2336 | 1
96.9004 | 22.9932 | 1
68.844 | 19.9906 | 1
82.299 | 23.0939 | 1
51.4216 | -22.6154 | 1
33.4545 | 60.0967 | 1
60.7906 | -5.6006 | 1
23.8296 | 35.9936 | 1
20.0855 | 43.2728 | 1
88.5452 | 7.2277 | 1
45.0378 | 35.8015 | 1
3.0767 | -18.0224 | 1
8.8365 | -0.80819 | 1
71.5264 | 54.0404 | 1
43.8951 | -25.9289 | 1
41.5631 | 7.41 | 1
91.55 | 51.0358 | 1
16.6552 | 35.3081 | 1
34.2252 | 26.7856 | 1
93.0681 | 52.3894 | 1
70.1049 | -11.4106 | 1
53.7295 | 42.406 | 1
69.3519 | 16.0902 | 1
1.3802 | -25.4927 | 1
10.8734 | 3.0885 | 1
90.38 | 61.2627 | 1
17.0935 | -14.8543 | 1
90.9341 | 20.4504 | 1
35.886 | -18.4405 | 1
4.6047 | 5.5066 | 1
17.2976 | 31.1749 | 1
69.981 | 63.2221 | 1
1.4247 | 47.0916 | 1
7.3874 | 2.9024 | 1
71.1859 | -21.4657 | 1
6.6551 | -26.8473 | 1
7.9043 | -25.7798 | 1
93.4843 | 7.4245 | 1
79.9111 | -4.5159 | 1
59.3587 | 6.0819 | 1
28.4336 | 33.6632 | 1
40.8241 | 66.4352 | 1
22.969 | -19.7771 | 1
67.0143 | 60.7599 | 1
80.1009 | -24.5786 | 1
22.3778 | -15.1282 | 1
83.1839 | -5.0571 | 1
8.3257 | 5.5547 | 1
4.0642 | -24.128 | 1
0.74858 | 30.2303 | 1
18.2111 | 64.9123 | 1
67.1266 | -0.93638 | 1
73.6162 | -12.8279 | 1
61.3689 | 46.4327 | 1
35.8636 | 17.6869 | 1
70.979 | -12.478 | 1
44.7117 | 43.1139 | 1
35.3982 | 45.1131 | 1
55.2955 | 22.4424 | 1
45.1158 | 21.1302 | 1
77.5337 | 35.7569 | 1
44.4724 | 5.0417 | 1
44.9689 | 0.36834 | 1
20.4478 | 48.7549 | 1
99.6833 | -15.8642 | 1
84.2769 | 50.0889 | 1
18.7189 | 60.0078 | 1
41.7222 | 12.199 | 1
71.8248 | 34.2512 | 1
0.36216 | 59.4063 | 1
5.8302 | 36.123 | 1
26.9995 | 66.0698 | 1
17.3428 | 0.4415 | 1
23.0541 | -9.1249 | 1
57.8594 | 33.519 | 1
10.6159 | 29.7589 | 1
33.3518 | 68.7806 | 1
74.5073 | 48.6561 | 1
30.908 | -22.6962 | 1
59.6312 | 54.4113 | 1
29.4872 | 53.7641 | 1
73.8183 | -26.0935 | 1
94.9454 | 0.51958 | 1
52.6988 | 42.0631 | 1
77.1549 | 25.0593 | 1
9.6434 | 19.5601 | 1
29.605 | -11.1721 | 1
45.3684 | 30.381 | 1
46.2872 | 11.3242 | 1
71.4661 | -5.6512 | 1
71.6213 | 18.4362 | 1
62.7594 | -8.1793 | 1
69.6182 | 34.0689 | 1
49.2843 | 32.2416 | 1
43.5714 | 65.4241 | 1
45.7675 | 0.72317 | 1
7.8617 | -9.0111 | 1
10.7382 | 42.0245 | 1
12.6573 | 28.6581 | 1
39.5914 | 7.374 | 1
33.6318 | -5.4088 | 1
53.1681 | 34.965 | 1
87.5552 | 7.8682 | 1
39.9277 | 30.0667 | 1
87.2639 | 46.5159 | 1
46.2598 | 66.8145 | 1
2.3992 | 55.7463 | 1
16.937 | 55.2257 | 1
65.4061 | -18.5065 | 1
75.9933 | -24.6588 | 1
64.8438 | 19.0701 | 1
87.5381 | -0.81433 | 1
74.4945 | 26.918 | 1
39.0524 | 33.0722 | 1
57.0045 | 20.0856 | 1
24.6346 | 43.2711 | 1
42.6813 | -5.2996 | 1
26.9917 | -25.077 | 1
51.5482 | -7.5116 | 1
97.9525 | -9.8536 | 1
4.0951 | 48.6793 | 1
69.5321 | -8.2735 | 1
34.4585 | -27.4983 | 1
59.9201 | 57.773 | 1
72.6012 | 21.4173 | 1
16.2914 | -12.9796 | 1
68.358 | -13.2886 | 1
45.6763 | 6.1065 | 1
54.9285 | 22.9215 | 1
54.0896 | 41.308 | 1
1.5297 | -18.4803 | 1
33.4925 | -28.5859 | 1
63.5837 | -12.887 | 1
66.5158 | -17.5597 | 1
75.6539 | 37.9811 | 1
82.6409 | 68.6157 | 1
47.9465 | -25.9997 | 1
90.7738 | 55.629 | 1
93.9471 | 38.8427 | 1
88.7753 | 52.6712 | 1
24.5731 | -24.1452 | 1
64.366 | 3.0535 | 1
12.8262 | 31.811 | 1
95.1083 | -14.9922 | 1
20.0516 | 35.7531 | 1
83.0451 | 59.4262 | 1
83.3257 | -17.1129 | 1
88.103 | -17.0816 | 1
86.7326 | 64.3295 | 1
27.9041 | 69.3023 | 1
81.9061 | 53.4058 | 1
12.8168 | -14.3886 | 1
0.80358 | -2.2192 | 1
86.0998 | -6.9388 | 1
97.7517 | 20.0258 | 1
1.535 | 64.7398 | 1
25.7664 | 54.2891 | 1
38.9469 | -26.4214 | 1
32.676 | 9.2286 | 1
5.1574 | 37.9259 | 1
95.1012 | 47.3948 | 1
56.8257 | -5.7781 | 1
61.2016 | -28.1382 | 1
97.3874 | 53.1974 | 1
4.9682 | 7.8901 | 1
18.2556 | -6.5538 | 1
58.8574 | 10.0535 | 1
14.3313 | 32.5344 | 1
94.16 | 28.4377 | 1
69.217 | 25.441 | 1
89.5219 | 67.1274 | 1
8.8822 | 47.9657 | 1
55.4705 | 53.2289 | 1
61.6296 | 64.3507 | 1
55.6753 | 51.7656 | 1
5.4555 | 68.2336 | 1
44.6958 | 41.2366 | 1
60.9515 | 44.2495 | 1
33.312 | -26.647 | 1
52.1752 | 13.3122 | 1
48.5635 | -3.5807 | 1
25.9628 | 9.3338 | 1
11.9667 | 64.2283 | 1
22.8727 | 69.5582 | 1
20.3363 | 57.2845 | 1
83.8739 | -2.6755 | 1
36.5808 | 67.274 | 1
19.731 | 15.6307 | 1
78.6206 | 69.3838 | 1
25.2 | 44.8486 | 1
47.8936 | -18.8653 | 1
47.3714 | -4.9225 | 1
78.2437 | 7.8527 | 1
39.5637 | 13.8506 | 1
33.1488 | -10.1979 | 1
100.4709 | 52.7894 | 1
82.8719 | 65.7306 | 1
30.8485 | 48.6651 | 1
61.4123 | -18.1987 | 1
98.8753 | 26.8962 | 1
25.357 | 56.4493 | 1
5.5989 | 31.1162 | 1
70.2068 | -29.2793 | 1
26.3158 | 37.0268 | 1
35.5705 | 41.6585 | 1
56.3271 | 50.3109 | 1
24.8819 | 55.7689 | 1
23.7817 | 66.1751 | 1
52.2703 | -17.7408 | 1
36.2654 | -19.0399 | 1
69.9218 | -6.8126 | 1
55.7586 | -25.3412 | 1
95.0181 | -22.2109 | 1
42.2939 | 9.4122 | 1
51.05 | 24.2747 | 1
45.9673 | -21.2031 | 1
69.577 | -21.8601 | 1
21.0558 | 48.8816 | 1
78.5915 | 20.2309 | 1
10.4381 | 46.2889 | 1
10.6781 | -25.4261 | 1
6.7286 | 65.753 | 1
99.1482 | 20.3857 | 1
35.8195 | -6.3812 | 1
84.2823 | 8.3501 | 1
32.0212 | 34.737 | 1
67.0058 | -24.3463 | 1
61.1502 | 12.5077 | 1
45.7076 | -3.2224 | 1
21.0704 | -16.4259 | 1
41.7646 | -28.9542 | 1
44.9934 | 62.0991 | 1
6.3216 | 11.2007 | 1
15.1865 | 61.393 | 1
36.85 | 41.4121 | 1
50.6515 | -25.1938 | 1
61.87 | 22.0277 | 1
88.0156 | -7.7443 | 1
61.1122 | 53.3233 | 1
36.3122 | 28.9887 | 1
16.8516 | 16.5319 | 1
76.0132 | -13.4609 | 1
42.0646 | 33.6891 | 1
46.9445 | 3.9367 | 1
15.0656 | 43.5922 | 1
92.5333 | -9.2957 | 1
1.3093 | 31.7507 | 1
23.7464 | 0.97108 | 1
64.1717 | 60.8481 | 1
100.7484 | 26.2546 | 1
95.6152 | 8.6285 | 1
68.2365 | -17.9427 | 1
84.8637 | -28.6282 | 1
100.1618 | -14.222 | 1
82.7109 | 59.6345 | 1
37.5571 | 66.8461 | 1
3.8829 | -9.2805 | 1
83.2537 | 66.8532 | 1
57.5138 | 45.3744 | 1
22.7191 | -1.7208 | 1
85.6468 | 22.9163 | 1
79.4251 | 49.6859 | 1
39.9474 | 24.3995 | 1
7.4098 | -10.3652 | 1
94.6009 | -15.9538 | 1
75.9917 | 46.238 | 1
66.4794 | 64.0922 | 1
64.0823 | 2.2118 | 1
14.6627 | 45.5561 | 1
35.7433 | 62.3117 | 1
5.4085 | 60.2516 | 1
100.6695 | -11.2546 | 1
32.8373 | 3.2365 | 1
27.4488 | -16.3154 | 1
38.3 | 52.2778 | 1
15.6943 | 42.3462 | 1
43.263 | -4.5631 | 1
94.6101 | 4.6963 | 1
94.6452 | 10.389 | 1
33.5231 | 61.6574 | 1
3.4558 | -19.097 | 1
68.7056 | 55.9917 | 1
47.6149 | 42.1079 | 1
79.7535 | -28.8507 | 1
11.3409 | 54.9112 | 1
2.9705 | 61.3572 | 1
9.3803 | 58.4885 | 1
97.7452 | 28.8084 | 1
19.498 | 45.4211 | 1
44.7965 | 14.616 | 1
67.2118 | 25.4868 | 1
15.7663 | 47.4929 | 1
84.3507 | 44.3057 | 1
59.7509 | 63.776 | 1
2.2495 | 37.9378 | 1
18.8363 | -11.0656 | 1
3.1437 | 37.3292 | 1
34.7238 | -28.6741 | 1
64.8588 | -9.8699 | 1
8.6839 | 54.0673 | 1
100.3291 | 18.6314 | 1
62.8737 | 57.1039 | 1
84.1144 | 15.3506 | 1
34.3306 | 8.8226 | 1
77.2906 | -26.2722 | 1
18.5902 | 63.0948 | 1
64.7866 | -15.9927 | 1
33.8648 | 26.9884 | 1
26.2346 | 10.3745 | 1
85.4016 | 20.9914 | 1
14.6136 | -15.0385 | 1
68.4635 | -18.8529 | 1
0.8024 | -16.826 | 1
96.1316 | 14.9268 | 1
18.7771 | -25.1684 | 1
73.2116 | 18.5804 | 1
18.738 | 61.4849 | 1
15.3307 | 40.4406 | 1
25.9712 | 14.7102 | 1
7.0035 | 58.4367 | 1
36.7724 | 50.8806 | 1
22.1395 | 63.6619 | 1
21.2285 | 19.0702 | 1
45.8716 | -5.2558 | 1
14.5488 | 53.4481 | 1
37.4953 | -16.4575 | 1
15.1675 | 52.3928 | 1
72.6584 | -15.5337 | 1
98.1369 | -10.8674 | 1
63.1067 | 54.9701 | 1
88.9999 | 29.6695 | 1
42.8255 | 19.7357 | 1
71.5929 | 52.4929 | 1
82.6023 | 18.1074 | 1
14.4627 | 16.4054 | 1
57.807 | 28.6846 | 1
42.0413 | -1.3716 | 1
64.1796 | 18.9201 | 1
54.5343 | 53.697 | 1
21.6451 | 16.9847 | 1
54.031 | -8.6784 | 1
17.155 | 45.8067 | 1
74.6887 | 14.4268 | 1
51.9736 | 47.7474 | 1
33.5923 | 26.6272 | 1
50.3757 | -7.2465 | 1
44.6807 | -16.1247 | 1
18.5355 | 27.984 | 1
43.5458 | 51.161 | 1
80.3728 | -12.9181 | 1
78.9385 | 54.3795 | 1
12.2456 | 1.2581 | 1
90.5595 | -20.1516 | 1
73.2805 | -9.1285 | 1
88.5831 | 42.3293 | 1
30.5378 | -17.8948 | 1
60.9623 | 0.90273 | 1
15.3514 | -4.3469 | 1
25.5577 | 11.3677 | 1
93.89 | 15.339 | 1
71.8399 | 20.3324 | 1
78.397 | 65.1963 | 1
24.3135 | 16.5227 | 1
50.6288 | 6.3899 | 1
16.7337 | -7.8712 | 1
82.6174 | 47.8109 | 1
62.1313 | -29.8703 | 1
1.5425 | 63.775 | 1
72.1258 | 63.5978 | 1
27.4208 | 50.8691 | 1
33.6213 | -29.124 | 1
62.3329 | 3.0938 | 1
67.3934 | 7.1684 | 1
1.5496 | 65.9762 | 1
24.7758 | 25.9244 | 1
51.6755 | -3.3923 | 1
54.1347 | 44.2806 | 1
41.6223 | -4.0095 | 1
41.58 | 7.2986 | 1
40.1346 | 67.437 | 1
50.5238 | 2.7151 | 1
13.4493 | 22.9008 | 1
2.8566 | 31.4698 | 1
3.1907 | 25.9801 | 1
90.7877 | 38.2353 | 1
97.719 | -26.4955 | 1
82.9455 | 66.9643 | 1
3.048 | 65.1135 | 1
93.6883 | 22.9038 | 1
58.5104 | 7.7088 | 1
3.4674 | -28.2651 | 1
51.3548 | 4.4443 | 1
46.1018 | 45.0686 | 1
48.0256 | 52.4481 | 1
64.2133 | 53.8175 | 1
69.26 | 21.1434 | 1
1.9882 | -23.5148 | 1
68.6719 | 69.1489 | 1
72.2703 | 58.3008 | 1
82.3785 | 67.7147 | 1
15.6214 | 22.2921 | 1
99.3288 | 58.6874 | 1
89.7881 | 5.7866 | 1
31.4131 | 19.0306 | 1
64.5378 | -27.5857 | 1
41.6886 | 46.4684 | 1
79.3459 | 48.3865 | 1
16.6341 | 23.8615 | 1
3.2953 | 56.0546 | 1
36.5684 | -28.1438 | 1
37.6123 | 48.6242 | 1
37.0932 | 55.1853 | 1
96.7038 | 59.655 | 1
22.715 | 24.9631 | 1
100.2731 | 50.1235 | 1
20.5143 | 60.756 | 1
97.8339 | -7.0797 | 1
49.7404 | 41.6057 | 1
9.037 | 62.9206 | 1
75.2678 | 39.2854 | 1
42.338 | -19.9844 | 1
77.4733 | 56.3133 | 1
88.4861 | 21.9559 | 1
96.7484 | 16.1846 | 1
64.2121 | 67.3606 | 1
71.8029 | -19.3761 | 1
29.4515 | 65.2015 | 1
14.9793 | 21.3079 | 1
51.7453 | -7.1684 | 1
65.2653 | 11.047 | 1
54.1959 | 10.8464 | 1
89.7691 | -26.5766 | 1
64.788 | -16.5029 | 1
15.7372 | -29.3933 | 1
35.3442 | 59.4543 | 1
21.006 | 65.9716 | 1
36.9545 | 25.519 | 1
37.7622 | 0.91856 | 1
67.3277 | 21.0349 | 1
46.3635 | -11.4425 | 1
84.9663 | 54.3499 | 1
4.7698 | 52.8907 | 1
77.3907 | 13.1556 | 1
33.3245 | 3.9702 | 1
10.8854 | 57.8979 | 1
73.7754 | -24.1383 | 1
23.0032 | 49.8585 | 1
54.0403 | 9.7446 | 1
60.8744 | 63.728 | 1
90.8653 | -3.0873 | 1
27.0107 | -12.8514 | 1
0.85423 | 40.6643 | 1
84.6034 | 59.7475 | 1
27.4594 | 41.7434 | 1
21.7089 | -1.8387 | 1
3.7803 | 22.4502 | 1
47.7728 | -27.113 | 1
82.8568 | 38.4145 | 1
28.8089 | 41.6428 | 1
12.7612 | 43.8421 | 1
48.6114 | 52.3881 | 1
20.725 | 11.344 | 1
5.379 | 52.8808 | 1
8.2591 | 49.199 | 1
77.3249 | -17.4027 | 1
85.2963 | 57.5993 | 1
2.0063 | 57.3455 | 1
53.7384 | 57.6502 | 1
36.1955 | 60.3929 | 1
74.1934 | 67.5213 | 1
57.6046 | -19.0197 | 1
58.8726 | -26.8474 | 1
5.7678 | 4.3388 | 1
62.0025 | 45.2923 | 1
31.6377 | 56.2366 | 1
60.7007 | 4.4442 | 1
69.4779 | 12.2131 | 1
18.988 | -21.6282 | 1
60.4258 | -9.8294 | 1
40.9819 | 19.7901 | 1
26.0008 | 23.6404 | 1
84.5169 | 52.5167 | 1
96.0849 | 35.0561 | 1
25.8858 | 37.0046 | 1
18.5331 | 60.8748 | 1
98.2102 | 18.457 | 1
62.3866 | 69.9459 | 1
67.7492 | 10.5121 | 1
96.1057 | 23.9799 | 1
72.5527 | 29.2362 | 1
57.2983 | -21.2509 | 1
79.0745 | 47.7097 | 1
32.3475 | -9.2522 | 1
0.59447 | -16.4979 | 1
11.2154 | 65.135 | 1
62.8173 | 32.3041 | 1
21.1598 | -16.9667 | 1
47.5979 | 57.5204 | 1
70.4072 | -22.0265 | 1
1.7943 | 57.3839 | 1
62.1925 | 12.807 | 1
29.4133 | 63.19 | 1
26.4744 | -22.2096 | 1
31.0454 | 62.7626 | 1
21.698 | 24.8266 | 1
75.5718 | 52.8828 | 1
88.0333 | 46.1149 | 1
100.2769 | -4.0526 | 1
46.121 | 17.1535 | 1
88.3454 | 46.4047 | 1
69.1053 | -6.3883 | 1
12.2991 | 39.5648 | 1
53.3914 | 43.1733 | 1
94.9995 | -13.4682 | 1
8.0734 | -8.8901 | 1
27.5032 | -7.901 | 1
21.9611 | 37.7692 | 1
22.4822 | -6.0694 | 1
8.604 | 33.7186 | 1
36.6829 | -12.298 | 1
78.8207 | -4.1302 | 1
72.1619 | 5.8882 | 1
49.3134 | 7.3555 | 1
49.3186 | 29.6872 | 1
44.3993 | 40.2022 | 1
30.4709 | 26.9326 | 1
64.1988 | 63.2716 | 1
82.3713 | 34.3549 | 1
88.2763 | -16.4488 | 1
20.0784 | 15.8753 | 1
17.2892 | 44.7568 | 1
41.3571 | -15.9257 | 1
72.9428 | 32.4513 | 1
50.5834 | 68.6451 | 1
33.1328 | -26.1541 | 1
13.4777 | -23.4587 | 1
42.6527 | 49.416 | 1
91.5601 | 60.1111 | 1
78.4237 | 63.229 | 1
38.4647 | 14.7906 | 1
60.1933 | 2.5239 | 1
22.465 | 41.7499 | 1
53.1755 | 44.3788 | 1
89.9322 | 12.3911 | 1
73.5626 | -22.2194 | 1
30.3781 | 47.6875 | 1
39.1093 | 61.8535 | 1
20.0331 | 50.4152 | 1
51.8705 | 3.9205 | 1
27.0941 | 60.9203 | 1
53.4625 | 27.1368 | 1
9.6881 | 68.6414 | 1
44.9182 | 7.8138 | 1
6.7956 | -22.8147 | 1
75.5146 | 65.228 | 1
0.68115 | 8.3013 | 1
84.8906 | 31.9462 | 1
50.1382 | 27.1878 | 1
96.7577 | 51.4721 | 1
79.4104 | -11.3184 | 1
2.4093 | 28.0838 | 1
91.5441 | 18.2992 | 1
41.7182 | 28.1878 | 1
42.4941 | 46.8732 | 1
77.6742 | -9.8304 | 1
71.0429 | 5.1533 | 1
91.8692 | -16.2083 | 1
62.8417 | 68.048 | 1
75.9182 | 9.8056 | 1
70.5425 | 14.1563 | 1
12.3557 | 18.9382 | 1
83.2864 | -27.2322 | 1
25.1368 | 48.5978 | 1
70.7809 | 65.9274 | 1
64.8168 | -8.7547 | 1
29.2252 | 32.9462 | 1
15.2453 | 2.7761 | 1
86.4305 | 41.3022 | 1
12.3749 | -29.2213 | 1
52.5905 | 12.9815 | 1
88.4111 | 2.0052 | 1
43.0829 | -10.1445 | 1
28.8107 | 47.0144 | 1
6.0462 | -7.9788 | 1
25.1735 | 51.8491 | 1
89.6941 | 65.895 | 1
4.4183 | -14.1012 | 1
82.082 | 44.0064 | 1
3.709 | 66.9439 | 1
66.9284 | -8.3614 | 1
24.7839 | -16.8964 | 1
52.9872 | 17.6076 | 1
0.97046 | 60.5914 | 1
82.8456 | -26.731 | 1
1.9442 | -14.3662 | 1
12.0361 | 37.8012 | 1
50.8454 | 26.8492 | 1
80.643 | 48.3246 | 1
94.2755 | 11.6574 | 1
13.9167 | 60.2471 | 1
86.0809 | 20.3559 | 1
80.882 | 30.0057 | 1
29.1948 | 58.296 | 1
19.5182 | -14.0261 | 1
89.2375 | 65.4328 | 1
9.2355 | 44.8892 | 1
41.8554 | 11.4008 | 1
74.4014 | 67.4371 | 1
17.6397 | -24.9664 | 1
27.933 | 18.7431 | 1
50.1918 | 19.9337 | 1
44.9783 | 29.4992 | 1
55.1088 | 30.3192 | 1
70.9317 | -9.5082 | 1
54.7817 | 46.6301 | 1
7.8409 | 17.4159 | 1
1.7578 | 36.4062 | 1
30.3657 | -21.0507 | 1
27.3161 | 5.2384 | 1
98.4172 | 60.6065 | 1
80.3952 | 65.7782 | 1
52.8515 | 55.162 | 1
90.6262 | 34.9136 | 1
61.0258 | -16.5389 | 1
77.6881 | 22.4049 | 1
46.4631 | 30.7812 | 1
57.0887 | -2.4637 | 1
24.2026 | 3.0447 | 1
92.1472 | 26.0397 | 1
4.4022 | 30.9057 | 1
43.3155 | 14.3847 | 1
47.6511 | 51.0872 | 1
39.4856 | 60.0087 | 1
6.7671 | 41.9403 | 1
32.47 | -11.2379 | 1
45.6139 | -1.7989 | 1
58.8373 | 39.3814 | 1
11.8133 | -4.1341 | 1
68.1255 | 36.3138 | 1
94.8937 | -7.6159 | 1
31.1446 | 55.1507 | 1
70.7449 | 35.8842 | 1
89.2939 | 52.6185 | 1
18.4431 | 40.9219 | 1
81.2103 | 60.8969 | 1
89.9517 | 15.4111 | 1
73.5085 | -5.3422 | 1
5.7495 | 41.3994 | 1
22.8263 | -19.4457 | 1
58.5339 | 8.4578 | 1
90.838 | 41.0147 | 1
75.0942 | -8.2342 | 1
33.134 | 35.432 | 1
77.9347 | -13.9896 | 1
96.9213 | 21.0523 | 1
85.8959 | 47.6993 | 1
20.0952 | 40.8719 | 1
99.4689 | 38.7304 | 1
29.6187 | -16.1908 | 1
14.1301 | 7.0012 | 1
80.8528 | -28.1597 | 1
30.6672 | -26.1655 | 1
58.2035 | -4.1122 | 1
27.6756 | 68.6859 | 1
15.1684 | -25.4184 | 1
94.2168 | -19.7723 | 1
84.8539 | -5.9076 | 1
1.7879 | 24.5829 | 1
24.7681 | -14.9357 | 1
76.5925 | 10.3207 | 1
78.6409 | 37.0043 | 1
91.4632 | 16.2004 | 1
23.0579 | 27.369 | 1
51.5606 | 43.6066 | 1
65.4636 | 36.4251 | 1
72.0276 | 66.9224 | 1
99.9852 | -13.2127 | 1
83.4872 | 10.868 | 1
65.9053 | -6.3094 | 1
36.3966 | -17.024 | 1
75.9686 | 38.4299 | 1
10.4106 | 5.4451 | 1
73.8522 | -8.3581 | 1
59.9728 | -13.2575 | 1
64.8386 | -29.2943 | 1
93.3939 | 35.5035 | 1
29.8174 | -7.9522 | 1
12.3669 | -14.5072 | 1
82.6062 | 54.692 | 1
5.5601 | 0.43284 | 1
42.1314 | 18.2157 | 1
52.9729 | -27.8197 | 1
100.5033 | 24.5108 | 1
42.6662 | 51.8031 | 1
42.3025 | 66.0485 | 1
44.3679 | 42.6786 | 1
90.1847 | 18.0771 | 1
33.5117 | 53.6785 | 1
34.1997 | -3.8892 | 1
34.4797 | 12.5584 | 1
83.3799 | -14.0404 | 1
41.0437 | 61.8223 | 1
91.5399 | -10.1445 | 1
86.6067 | 7.2196 | 1
95.9664 | -5.4471 | 1
67.7819 | 49.2395 | 1
21.6746 | 41.3315 | 1
62.0659 | -23.6958 | 1
53.0032 | 51.8097 | 1
67.2235 | 55.514 | 1
74.3604 | 46.4069 | 1
15.9331 | 46.7903 | 1
51.7808 | 19.5939 | 1
66.5874 | 69.8467 | 1
58.8944 | -11.2917 | 1
93.373 | 68.1338 | 1
57.0088 | 6.7921 | 1
40.7928 | -19.9313 | 1
37.3145 | 51.9489 | 1
57.8331 | -5.163 | 1
63.7365 | 48.6714 | 1
88.034 | -3.5796 | 1
58.7423 | 21.9416 | 1
93.9205 | -7.5726 | 1
43.0525 | 54.2116 | 1
85.8964 | 64.0352 | 1
14.0451 | 60.2175 | 1
99.5845 | -27.4095 | 1
61.2631 | 9.8147 | 1
37.1076 | 21.5685 | 1
73.3183 | 59.3527 | 1
58.2132 | 51.3777 | 1
6.3981 | 14.7038 | 1
18.5055 | 30.8142 | 1
6.119 | 34.1799 | 1
96.6938 | -24.9497 | 1
80.7966 | 50.9895 | 1
4.1196 | -10.5988 | 1
47.3706 | 64.0925 | 1
74.5418 | 1.2677 | 1
40.0912 | 57.8268 | 1
8.8108 | -23.6996 | 1
97.7207 | 65.1758 | 1
59.1603 | 0.40543 | 1
4.0379 | 16.2676 | 1
49.9767 | 52.7911 | 1
7.7304 | 61.6717 | 1
86.7769 | 17.7983 | 1
52.4245 | -28.1636 | 1
27.7909 | 63.6442 | 1
95.628 | -2.3957 | 1
46.8396 | 44.8692 | 1
88.9662 | -26.5816 | 1
68.7303 | -5.8241 | 1
100.9614 | 54.6678 | 1
51.9044 | -13.4393 | 1
82.7249 | -19.5416 | 1
28.9357 | -4.2444 | 1
39.8278 | -15.0264 | 1
77.1574 | 33.0499 | 1
18.4348 | 28.2216 | 1
0.636 | 35.2888 | 1
22.6423 | 21.5486 | 1
55.0998 | 43.5565 | 1
99.791 | -9.9131 | 1
37.953 | 24.0953 | 1
66.7244 | -19.8958 | 1
33.6319 | 45.951 | 1
95.2306 | 7.1157 | 1
32.4543 | -14.4233 | 1
69.1975 | 65.204 | 1
33.392 | 5.3661 | 1
28.819 | 58.5792 | 1
100.1847 | 46.1371 | 1
57.1264 | 46.1996 | 1
58.72 | -26.3892 | 1
31.023 | 8.524 | 1
35.5986 | -11.7698 | 1
5.5499 | 60.133 | 1
25.4616 | 15.201 | 1
38.9931 | 10.8066 | 1
88.1693 | 13.8399 | 1
77.8134 | 27.7934 | 1
65.1395 | 62.4913 | 1
94.6757 | -18.1757 | 1
45.6252 | 29.905 | 1
58.4764 | 52.3331 | 1
34.3993 | 49.2823 | 1
22.2049 | 61.4437 | 1
46.0107 | 21.4888 | 1
8.467 | 31.395 | 1
89.6199 | -14.7721 | 1
94.5921 | 43.2799 | 1
64.0833 | -27.2239 | 1
14.06 | 9.6068 | 1
12.4932 | -14.8799 | 1
24.9851 | 30.6622 | 1
86.1272 | 67.6036 | 1
59.9584 | 40.5816 | 1
68.6526 | 21.3428 | 1
23.0011 | 40.3544 | 1
59.845 | -4.8883 | 1
73.6354 | 12.1451 | 1
89.0966 | 66.0387 | 1
59.726 | -15.1981 | 1
40.9473 | 7.357 | 1
17.5884 | 18.2852 | 1
75.8568 | 57.4589 | 1
5.2712 | -24.1292 | 1
26.4617 | -18.157 | 1
58.1993 | -18.2877 | 1
93.3082 | 62.2223 | 1
9.2976 | 50.9886 | 1
35.6988 | -23.5733 | 1
97.5052 | 58.5969 | 1
4.8687 | 42.7683 | 1
14.5962 | 58.8572 | 1
74.5002 | -26.3436 | 1
89.8422 | 1.8431 | 1
71.2566 | 66.8938 | 1
30.7799 | 4.8632 | 1
12.6527 | 10.1114 | 1
2.723 | 38.7492 | 1
33.7177 | 16.9183 | 1
54.9054 | -4.8562 | 1
14.8228 | 20.7202 | 1
28.6896 | 36.2595 | 1
91.858 | 47.6646 | 1
82.4017 | 39.9151 | 1
37.5617 | 26.0646 | 1
13.1759 | 20.2749 | 1
41.0257 | 57.5584 | 1
31.1613 | 36.9674 | 1
78.6706 | 55.8982 | 1
57.551 | 67.3301 | 1
81.1321 | 3.3596 | 1
9.8711 | -24.4957 | 1
86.3026 | 66.1146 | 1
49.6568 | 68.3009 | 1
86.4014 | 8.8784 | 1
41.1311 | -26.7238 | 1
40.0642 | 52.2116 | 1
78.2221 | -14.0971 | 1
38.6544 | -2.5422 | 1
37.2369 | -25.2392 | 1
17.5622 | 15.4255 | 1
39.7901 | 18.986 | 1
78.7293 | 31.6355 | 1
34.8961 | 9.0776 | 1
16.144 | 65.9369 | 1
67.2078 | -18.1494 | 1
68.6757 | 21.8505 | 1
0.59472 | 22.6819 | 1
57.7833 | 61.6328 | 1
52.5646 | 1.1217 | 1
19.6933 | -28.8845 | 1
91.1604 | 58.8255 | 1
61.0783 | 1.3603 | 1
70.1099 | 7.4096 | 1
76.1878 | 40.2847 | 1
78.9475 | 41.5971 | 1
43.59 | -7.5218 | 1
78.5937 | -14.2744 | 1
92.9617 | 54.4247 | 1
3.2898 | 60.2442 | 1
24.6895 | -4.5481 | 1
9.4536 | 42.3214 | 1
25.0273 | 54.8193 | 1
21.846 | 11.3135 | 1
47.8496 | 23.5223 | 1
35.0861 | -13.8386 | 1
29.4909 | 41.6586 | 1
4.1742 | 63.0662 | 1
42.9881 | 58.0516 | 1
62.7395 | 13.1997 | 1
73.2376 | 57.9671 | 1
12.736 | 56.8182 | 1
18.4316 | 35.3715 | 1
22.3875 | 31.1894 | 1
95.5831 | 59.9714 | 1
36.3667 | 32.3658 | 1
54.3423 | -17.1492 | 1
25.1392 | 1.5862 | 1
15.6731 | 14.5128 | 1
79.4831 | 8.0289 | 1
64.4915 | 62.88 | 1
60.3011 | 28.196 | 1
22.4959 | -22.4147 | 1
55.3389 | 22.9864 | 1
86.639 | 57.1782 | 1
28.5954 | -0.36762 | 1
68.0911 | 18.0271 | 1
3.0996 | -6.1125 | 1
66.7928 | -2.227 | 1
73.6598 | 15.4164 | 1
17.3137 | -14.5814 | 1
6.5969 | -0.77053 | 1
54.3286 | 61.2602 | 1
48.3663 | 30.417 | 1
30.3292 | 7.9229 | 1
69.2616 | 30.091 | 1
99.1906 | 42.8207 | 1
87.6828 | -5.1217 | 1
60.1455 | -28.1483 | 1
92.758 | -14.6329 | 1
57.876 | 59.6803 | 1
90.6169 | 7.258 | 1
3.5136 | 59.8743 | 1
21.86 | 29.1585 | 1
89.9973 | 11.7295 | 1
66.9739 | -7.6296 | 1
22.9013 | -19.6845 | 1
24.8375 | 28.7602 | 1
54.4965 | -13.8321 | 1
100.9275 | 57.3135 | 1
13.0317 | 31.7484 | 1
68.5491 | 21.4146 | 1
0.26085 | 28.982 | 1
58.3591 | 46.0189 | 1
90.6196 | -7.1225 | 1
29.5376 | -13.8366 | 1
58.6463 | 49.9974 | 1
42.8648 | 45.5941 | 1
37.2955 | 11.4156 | 1
90.8237 | 35.8568 | 1
52.232 | -6.328 | 1
63.146 | 13.3761 | 1
1.9249 | -17.4826 | 1
77.0169 | 37.7828 | 1
17.5243 | -11.0908 | 1
7.2829 | 56.9924 | 1
55.5514 | -20.4626 | 1
31.8529 | 38.7115 | 1
68.347 | 27.8429 | 1
89.8049 | 28.8858 | 1
50.7852 | 55.4491 | 1
96.4953 | 15.432 | 1
93.8337 | 52.2231 | 1
45.4229 | 2.6481 | 1
62.3642 | 13.1676 | 1
18.4848 | 41.9578 | 1
12.7927 | 57.8149 | 1
73.073 | 30.6358 | 1
92.147 | 44.4866 | 1
44.7894 | 3.9736 | 1
36.3096 | 58.8458 | 1
30.5953 | -13.6666 | 1
77.8158 | 56.5469 | 1
93.4499 | -24.2989 | 1
98.9006 | 6.0327 | 1
19.8634 | -25.3277 | 1
56.7083 | 24.4869 | 1
44.6854 | -12.8878 | 1
33.4686 | 25.2707 | 1
96.3148 | 57.9662 | 1
23.7235 | 3.6271 | 1
62.2308 | 11.7109 | 1
9.1597 | 24.6825 | 1
82.3054 | -5.7481 | 1
64.1706 | 37.3417 | 1
84.9772 | -26.8818 | 1
63.569 | -6.6553 | 1
8.7548 | -16.0288 | 1
75.8693 | 28.1002 | 1
6.3886 | -16.533 | 1
59.4228 | -19.0705 | 1
13.1879 | 52.4517 | 1
66.1591 | -5.419 | 1
63.9316 | 62.4211 | 1
87.9482 | -7.4594 | 1
40.5593 | 7.5489 | 1
46.1451 | 54.162 | 1
74.8722 | 16.2199 | 1
31.5097 | 51.7559 | 1
22.7347 | -1.1701 | 1
32.5578 | 4.8744 | 1
76.5604 | -6.1034 | 1
89.8592 | 35.8525 | 1
95.8491 | 65.9631 | 1
40.7736 | -5.5605 | 1
57.89 | 18.7771 | 1
95.5061 | -20.5821 | 1
100.5539 | -19.6249 | 1
40.12 | 21.4211 | 1
10.373 | -13.8539 | 1
36.3762 | 50.2101 | 1
94.4975 | 37.9887 | 1
80.4962 | -1.0427 | 1
96.1601 | 66.329 | 1
83.5646 | -20.1671 | 1
61.6109 | -1.9281 | 1
6.4112 | 14.0789 | 1
65.1994 | -5.3881 | 1
59.38 | -5.9945 | 1
8.8961 | 1.3599 | 1
12.5834 | 24.3774 | 1
91.3093 | 20.7448 | 1
41.6597 | 1.9869 | 1
14.9975 | 59.8045 | 1
56.5721 | 12.3277 | 1
84.5327 | 55.4434 | 1
55.4249 | 13.5079 | 1
38.2895 | -28.5938 | 1
87.8919 | 0.83492 | 1
0.33576 | -5.9901 | 1
48.9006 | 9.5687 | 1
89.0936 | 65.2477 | 1
97.0924 | 42.1593 | 1
76.1406 | 20.6687 | 1
98.2583 | 10.3828 | 1
70.4464 | -0.62551 | 1
58.6469 | -22.6191 | 1
100.0446 | 37.9119 | 1
93.6449 | 60.0209 | 1
5.8611 | 30.711 | 1
88.9199 | 55.4088 | 1
34.6321 | -4.2874 | 1
36.3923 | 13.0508 | 1
35.7219 | -25.6602 | 1
71.8158 | -26.9681 | 1
44.7489 | -13.7094 | 1
24.3729 | -15.1285 | 1
24.8177 | 32.8861 | 1
45.3233 | -19.1748 | 1
42.9978 | 26.0734 | 1
89.4998 | 0.86481 | 1
34.2232 | -21.0054 | 1
66.9239 | 68.4148 | 1
89.8201 | -7.1846 | 1
46.2176 | -17.4059 | 1
17.5 | 24.3943 | 1
35.2267 | -1.5423 | 1
47.0727 | 28.9245 | 1
80.8836 | -2.2562 | 1
66.5394 | -7.2646 | 1
74.6832 | -0.044706 | 1
92.0653 | 16.2252 | 1
89.3109 | 46.5721 | 1
57.9361 | 38.1583 | 1
78.9483 | 62.8314 | 1
42.2842 | 12.7976 | 1
65.1414 | 53.0126 | 1
36.193 | -7.396 | 1
29.4259 | 67.6034 | 1
22.3951 | -4.1788 | 1
73.9871 | 5.7327 | 1
77.3112 | -19.4291 | 1
93.4777 | 57.7135 | 1
46.6417 | -23.9892 | 1
40.8528 | -19.8738 | 1
81.2011 | -25.3348 | 1
35.4531 | 10.084 | 1
52.4343 | 20.5063 | 1
33.9857 | 52.283 | 1
80.5473 | 21.6654 | 1
56.3944 | 54.4018 | 1
62.74 | -1.3448 | 1
69.1382 | 38.1214 | 1
90.0335 | 4.7809 | 1
31.5787 | 19.4889 | 1
76.8585 | -28.6883 | 1
89.6189 | -9.3142 | 1
56.2308 | 38.5273 | 1
51.6066 | -9.286 | 1
72.7433 | 29.0241 | 1
26.6623 | 25.5879 | 1
17.3208 | -6.3722 | 1
77.9065 | -12.0269 | 1
29.1651 | 21.5951 | 1
17.8097 | 20.2376 | 1
22.765 | -16.584 | 1
45.8128 | 33.9936 | 1
86.1794 | 56.0821 | 1
99.1689 | 37.9633 | 1
34.6498 | 27.7876 | 1
29.28 | 52.6376 | 1
67.7303 | 21.045 | 1
76.3501 | -4.4155 | 1
12.3598 | -26.2169 | 1
65.0337 | 23.0831 | 1
53.7315 | 58.8365 | 1
56.571 | 1.2657 | 1
73.826 | 40.8341 | 1
79.0248 | 49.4509 | 1
35.0879 | 36.5345 | 1
66.9794 | -4.6042 | 1
25.3468 | 55.7781 | 1
13.939 | -27.0814 | 1
24.8023 | 60.0002 | 1
69.3721 | -6.8583 | 1
99.7129 | 14.4888 | 1
48.6656 | -21.8016 | 1
70.4021 | 38.2409 | 1
98.877 | 59.1916 | 1
91.6387 | -9.5668 | 1
74.0232 | -6.8856 | 1
10.231 | 38.8928 | 1
4.2208 | -28.5527 | 1
28.0559 | -4.7864 | 1
87.8559 | 27.4484 | 1
36.6705 | 64.1963 | 1
34.6993 | 33.2941 | 1
85.8943 | -10.2382 | 1
51.9986 | -10.3277 | 1
9.7772 | -6.2714 | 1
93.3074 | -7.0882 | 1
5.7819 | -22.0952 | 1
67.9526 | -1.3358 | 1
92.549 | 17.0033 | 1
76.6254 | 42.3864 | 1
99.9485 | -23.69 | 1
46.9475 | -26.9025 | 1
32.1401 | 13.3629 | 1
25.3124 | -3.1537 | 1
32.4578 | 42.7171 | 1
66.0014 | 63.4535 | 1
25.3048 | 50.8461 | 1
98.9581 | 19.5804 | 1
9.5105 | 35.9782 | 1
50.0447 | 37.9259 | 1
82.705 | -14.719 | 1
42.1612 | 20.105 | 1
33.5302 | 39.6813 | 1
39.0506 | 1.9981 | 1
67.4905 | 61.092 | 1
91.9594 | -26.505 | 1
14.41 | -25.8856 | 1
74.0156 | 57.7011 | 1
84.8238 | 59.142 | 1
4.2948 | 27.0628 | 1
34.274 | -11.3172 | 1
10.6169 | -19.8113 | 1
58.1182 | 23.9564 | 1
70.728 | 47.5322 | 1
58.6696 | -22.0261 | 1
68.8974 | -3.9325 | 1
86.669 | 53.4239 | 1
33.5479 | 13.2379 | 1
84.4753 | -24.0226 | 1
57.0449 | 5.3497 | 1
33.2779 | 59.7943 | 1
61.6156 | 36.6802 | 1
73.3395 | 45.9415 | 1
57.3035 | 37.7316 | 1
96.2799 | 39.2754 | 1
60.9605 | -18.7846 | 1
68.9877 | 27.0333 | 1
67.7902 | -14.2627 | 1
70.3749 | 64.7266 | 1
68.574 | -13.1035 | 1
39.3967 | -0.68923 | 1
54.5898 | 29.2648 | 1
8.4977 | 50.8542 | 1
24.1897 | -0.58232 | 1
58.2488 | 53.6777 | 1
90.8798 | 22.1153 | 1
54.683 | 20.6466 | 1
24.9122 | -29.867 | 1
40.5885 | 31.0225 | 1
11.5501 | 37.2501 | 1
69.2527 | 23.4822 | 1
59.8274 | 48.4502 | 1
74.9061 | 51.2267 | 1
20.5365 | 34.3196 | 1
76.6873 | 63.2907 | 1
11.6766 | -15.8136 | 1
71.8511 | -23.902 | 1
84.6275 | 41.2097 | 1
46.1065 | -15.5108 | 1
20.9008 | -15.2909 | 1
53.3343 | 38.5351 | 1
25.7206 | 29.8433 | 1
95.7001 | -0.91451 | 1
9.2026 | -0.50077 | 1
15.7815 | 46.2368 | 1
62.2999 | -1.3796 | 1
98.704 | -19.3703 | 1
62.6447 | 64.1587 | 1
27.6363 | 56.9355 | 1
94.8872 | 30.8405 | 1
10.5743 | 25.2279 | 1
68.8269 | -9.5605 | 1
49.2417 | -5.6714 | 1
37.6951 | 33.6527 | 1
68.6671 | -1.9702 | 1
38.2497 | 26.3288 | 1
77.7213 | 24.9381 | 1
25.9089 | 42.2407 | 1
13.6518 | 62.9993 | 1
83.1225 | 33.6085 | 1
68.2268 | 10.0796 | 1
79.0421 | 46.1619 | 1
16.5661 | 26.1268 | 1
32.4779 | -20.7451 | 1
31.5937 | 49.9552 | 1
21.8116 | 57.9261 | 1
82.4314 | 49.5786 | 1
37.7035 | 31.1952 | 1
31.0122 | -28.994 | 1
35.7101 | -25.4514 | 1
70.6157 | 57.4419 | 1
17.0093 | 23.1093 | 1
51.4497 | 18.1102 | 1
24.2078 | 53.7771 | 1
11.2694 | -13.7329 | 1
70.5454 | -11.1224 | 1
85.2301 | -0.15851 | 1
85.1747 | 65.4453 | 1
60.0413 | 67.5682 | 1
29.3152 | 58.6824 | 1
60.073 | 62.8507 | 1
22.6094 | 32.1362 | 1
24.6848 | 55.4377 | 1
19.6158 | -2.2582 | 1
65.3936 | -6.7172 | 1
43.4156 | -8.4506 | 1
38.1551 | -6.8557 | 1
5.5872 | 7.9126 | 1
97.2129 | -4.7356 | 1
22.0878 | 22.2223 | 1
67.5233 | 55.4623 | 1
74.3157 | 1.7691 | 1
96.1646 | 18.1524 | 1
66.9161 | 63.2087 | 1
3.2616 | -7.099 | 1
2.7738 | 58.6745 | 1
96.9534 | 35.3076 | 1
8.2944 | 2.7315 | 1
22.0809 | 10.2613 | 1
20.9756 | -19.993 | 1
76.6572 | -4.5116 | 1
63.0999 | -3.3624 | 1
20.3527 | -20.4044 | 1
38.5948 | 40.9751 | 1
91.5435 | 68.0431 | 1
66.4342 | 5.1842 | 1
23.2191 | -25.6161 | 1
98.062 | -16.53 | 1
96.4341 | 24.6719 | 1
89.623 | -23.504 | 1
56.4712 | 15.7855 | 1
78.0576 | 47.8146 | 1
83.1724 | -26.6111 | 1
25.5636 | 29.0115 | 1
89.9213 | 38.2612 | 1
87.186 | 36.8752 | 1
73.6952 | 43.2587 | 1
3.3146 | 19.8259 | 1
41.38 | -24.9439 | 1
74.8981 | 24.9525 | 1
62.5977 | 20.1761 | 1
12.8138 | -4.8995 | 1
10.7246 | -8.3904 | 1
28.692 | -13.1382 | 1
43.1342 | -13.8901 | 1
37.3327 | 47.752 | 1
14.0256 | 43.6436 | 1
63.0585 | 30.3864 | 1
62.7445 | 66.6879 | 1
91.0839 | 48.6842 | 1
0.6749 | 41.9542 | 1
6.228 | 40.717 | 1
50.853 | -9.7522 | 1
54.1096 | -17.5859 | 1
72.1214 | 22.3653 | 1
1.1473 | 24.8143 | 1
75.3278 | 68.4003 | 1
21.7151 | -8.3952 | 1
7.9503 | 56.2645 | 1
67.0949 | -3.8412 | 1
60.4067 | -28.703 | 1
6.8953 | 63.3225 | 1
20.9794 | 25.7292 | 1
99.3067 | -24.3916 | 1
69.3637 | 29.1781 | 1
9.3371 | 25.8978 | 1
22.65 | 45.3907 | 1
65.352 | 63.1666 | 1
29.8204 | 64.3899 | 1
97.0147 | 66.2004 | 1
28.5006 | -16.84 | 1
20.3023 | 41.8768 | 1
20.3983 | 52.4148 | 1
81.4538 | 51.5042 | 1
21.0016 | 26.45 | 1
24.2531 | -17.7106 | 1
94.094 | -24.9017 | 1
56.0619 | 55.9521 | 1
25.5599 | -4.5222 | 1
73.3333 | 24.0902 | 1
16.3815 | 39.6566 | 1
86.7277 | 53.0895 | 1
68.3001 | 45.4355 | 1
78.3006 | -20.1929 | 1
78.3095 | 28.5198 | 1
56.9942 | -15.0143 | 1
20.3471 | 18.3747 | 1
81.4735 | -15.9549 | 1
20.6769 | 61.6403 | 1
80.5311 | -12.0629 | 1
9.1849 | 69.7082 | 1
69.3804 | 53.0242 | 1
73.9264 | -28.355 | 1
51.3804 | 33.7389 | 1
89.4643 | 54.7685 | 1
2.7484 | 30.5924 | 1
45.6007 | 43.4086 | 1
62.2195 | -0.57106 | 1
53.7482 | 65.4702 | 1
66.5064 | -21.0189 | 1
61.0848 | 58.4153 | 1
36.9143 | 41.5834 | 1
9.4281 | 34.4883 | 1
81.3847 | -19.7475 | 1
24.9865 | 19.0764 | 1
84.753 | -28.7675 | 1
4.6849 | -10.0368 | 1
94.5734 | 37.7787 | 1
64.4665 | -5.1762 | 1
8.9546 | 51.447 | 1
70.6735 | 5.0746 | 1
60.6853 | 0.43252 | 1
8.7224 | 54.9027 | 1
73.9786 | 69.3013 | 1
33.3261 | -12.8202 | 1
84.4441 | 21.9305 | 1
95.1815 | -11.3024 | 1
26.9248 | 38.577 | 1
51.4016 | 59.9196 | 1
17.4856 | 69.5694 | 1
38.3046 | -4.1251 | 1
62.2425 | 53.7807 | 1
57.7392 | 16.7893 | 1
20.3457 | 50.1593 | 1
58.3539 | 0.86694 | 1
65.9444 | 45.9231 | 1
96.9133 | 40.5382 | 1
75.6051 | 44.9038 | 1
18.5062 | 42.1682 | 1
64.7645 | -24.7723 | 1
53.761 | -20.2546 | 1
25.3989 | -16.0404 | 1
30.5364 | 29.8933 | 1
74.6552 | 32.9754 | 1
83.991 | 44.2465 | 1
5.4834 | 37.245 | 1
24.6263 | 27.2212 | 1
82.4526 | 15.9764 | 1
63.2265 | 6.5153 | 1
23.0367 | 62.4206 | 1
19.8433 | -10.5058 | 1
90.9305 | -25.4978 | 1
74.376 | 30.7794 | 1
18.9571 | -17.2092 | 1
90.0938 | 43.3467 | 1
35.2741 | 43.0797 | 1
97.3327 | 29.0186 | 1
58.0962 | -27.6118 | 1
62.1083 | 56.8476 | 1
36.4971 | 34.7997 | 1
95.7636 | 58.8234 | 1
24.967 | 37.6584 | 1
61.9153 | 51.7314 | 1
14.759 | 55.707 | 1
7.3795 | 13.4274 | 1
64.6956 | -25.1778 | 1
66.5714 | 31.6158 | 1
32.5238 | 62.4587 | 1
94.4292 | 60.5588 | 1
78.0038 | 39.5957 | 1
44.8672 | 24.5118 | 1
40.329 | 62.5947 | 1
73.0822 | 37.3789 | 1
56.8581 | 69.5122 | 1
63.7278 | 52.4102 | 1
18.5957 | 16.7778 | 1
24.3049 | 65.1206 | 1
25.0924 | 27.7729 | 1
18.4185 | 65.8869 | 1
28.7443 | -5.2827 | 1
18.5322 | 23.2464 | 1
65.5149 | -17.6566 | 1
40.0849 | -4.2996 | 1
47.6753 | 30.7633 | 1
35.2903 | 61.3413 | 1
43.0057 | 52.9409 | 1
92.6501 | 34.4914 | 1
42.1042 | 8.5328 | 1
41.8101 | 48.8697 | 1
85.2841 | -19.5674 | 1
39.5176 | 52.7082 | 1
18.1305 | 23.0366 | 1
23.7533 | 47.6366 | 1
1.206 | -8.1835 | 1
27.2239 | 37.4479 | 1
60.9852 | -12.7879 | 1
22.762 | 7.7072 | 1
62.6808 | 65.3304 | 1
99.6623 | -1.2682 | 1
22.5394 | 15.1408 | 1
1.5067 | -29.2851 | 1
21.312 | 40.3142 | 1
84.16 | 39.5532 | 1
95.2574 | -9.7592 | 1
100.2786 | 24.483 | 1
28.8178 | -26.0504 | 1
12.1316 | 8.4964 | 1
1.3344 | 47.6495 | 1
10.7244 | 31.5744 | 1
71.1794 | 29.2205 | 1
65.0823 | 38.2104 | 1
11.13 | 39.1528 | 1
73.7024 | 14.0014 | 1
28.7042 | 11.9049 | 1
77.105 | -18.2218 | 1
6.774 | 46.4923 | 1
70.7612 | 57.9147 | 1
41.8108 | 37.0248 | 1
66.1993 | 60.5877 | 1
40.8253 | 0.64716 | 1
83.5961 | 40.383 | 1
71.9534 | 38.3111 | 1
85.9189 | 4.7428 | 1
92.4887 | 46.1688 | 1
85.6902 | 69.3447 | 1
90.6138 | 47.8243 | 1
99.4739 | 26.1801 | 1
99.8393 | 50.1768 | 1
57.5714 | -16.0222 | 1
50.6204 | 29.0371 | 1
51.9977 | 36.1077 | 1
91.4081 | -25.4834 | 1
22.4831 | -3.7835 | 1
95.005 | 48.7686 | 1
28.5715 | -2.3429 | 1
45.2421 | 30.7989 | 1
48.8458 | -25.5763 | 1
74.3276 | 41.9745 | 1
75.0947 | 57.091 | 1
66.2686 | -23.529 | 1
56.8586 | 56.4374 | 1
30.5318 | -0.12069 | 1
72.0518 | -8.8225 | 1
23.9587 | -12.8762 | 1
60.9416 | 45.562 | 1
67.6247 | 10.0656 | 1
63.5943 | -28.6446 | 1
50.4479 | -23.6013 | 1
28.4067 | -10.906 | 1
46.6926 | 44.4088 | 1
30.6985 | 15.9862 | 1
54.9837 | 64.421 | 1
1.2326 | 14.9805 | 1
80.4892 | -18.2969 | 1
42.0206 | 64.6437 | 1
32.4894 | 14.4145 | 1
46.8249 | 25.2397 | 1
17.5292 | 64.9661 | 1
90.9983 | -0.42415 | 1
62.9926 | 60.354 | 1
25.8369 | 44.1003 | 1
59.3276 | -19.1101 | 1
84.4599 | 28.6674 | 1
15.5977 | 68.475 | 1
73.0143 | 42.1842 | 1
96.0902 | 45.6342 | 1
76.0923 | -5.0784 | 1
99.3082 | 20.9869 | 1
68.15 | -27.4028 | 1
31.5402 | 53.4681 | 1
67.8794 | -17.1503 | 1
88.2488 | -11.1067 | 1
14.715 | 3.8277 | 1
16.9574 | 69.6551 | 1
7.437 | -19.2183 | 1
32.8627 | 42.3882 | 1
13.1827 | 44.1651 | 1
58.9584 | -12.0966 | 1
63.0696 | 15.4749 | 1
41.2889 | 35.7871 | 1
23.9221 | 69.8799 | 1
5.7883 | 52.7514 | 1
94.8339 | 66.1148 | 1
10.0304 | 14.5648 | 1
41.2642 | 48.6655 | 1
41.2607 | 38.2314 | 1
95.746 | 57.0101 | 1
69.4405 | -19.1377 | 1
65.8917 | 11.5775 | 1
3.0792 | -6.8664 | 1
52.5069 | 10.7175 | 1
77.1758 | 30.5646 | 1
85.6506 | 2.7463 | 1
8.3113 | -0.031798 | 1
70.6165 | 35.5418 | 1
37.0129 | 54.0312 | 1
19.9199 | 50.4365 | 1
4.4915 | 57.067 | 1
26.8596 | -2.8568 | 1
62.6321 | -0.62732 | 1
4.534 | 10.6866 | 1
93.758 | 69.3255 | 1
20.7414 | 56.4898 | 1
98.158 | -4.7485 | 1
17.7375 | 37.5013 | 1
67.0902 | 10.784 | 1
47.7478 | 29.3895 | 1
89.848 | 28.3387 | 1
39.8883 | 3.8992 | 1
23.3336 | -10.1262 | 1
68.6632 | 10.6476 | 1
65.7276 | 50.9959 | 1
35.4496 | -25.9801 | 1
75.9505 | -23.2719 | 1
88.1584 | 31.1772 | 1
5.2943 | 57.2233 | 1
90.8074 | 27.5811 | 1
50.867 | 18.0014 | 1
17.4402 | 23.0392 | 1
49.9603 | 24.7689 | 1
44.5292 | 4.9741 | 1
93.7353 | 50.8554 | 1
9.3666 | 12.8641 | 1
91.8709 | 6.1831 | 1
20.9496 | 1.6354 | 1
2.3326 | -10.3775 | 1
37.8417 | -28.468 | 1
88.7948 | 44.6073 | 1
18.0218 | 52.2145 | 1
57.2312 | 57.0848 | 1
14.9775 | 41.935 | 1
83.9174 | 34.0779 | 1
33.5515 | -12.4667 | 1
81.079 | 59.7054 | 1
49.78 | 4.98 | 1
63.8264 | 34.3772 | 1
54.404 | -0.15136 | 1
32.3359 | 39.7745 | 1
44.0617 | -25.2051 | 1
74.3952 | 36.4183 | 1
18.2581 | 41.1725 | 1
12.6897 | 7.4026 | 1
62.4046 | 59.8871 | 1
65.0531 | 59.9284 | 1
21.1652 | 2.0886 | 1
15.4253 | -25.4856 | 1
73.9926 | 26.9768 | 1
60.0677 | 4.6803 | 1
87.3876 | 33.3802 | 1
16.3726 | 63.8927 | 1
47.0365 | 18.563 | 1
33.0992 | 18.94 | 1
20.1138 | 28.007 | 1
33.1862 | -22.2537 | 1
13.6211 | -6.992 | 1
94.6769 | -17.4083 | 1
88.0946 | 37.4876 | 1
54.7564 | 4.6957 | 1
13.7501 | 6.2653 | 1
84.6635 | 31.7232 | 1
92.9136 | 3.4993 | 1
10.6701 | 58.7573 | 1
98.4958 | 53.5094 | 1
74.4819 | 12.3495 | 1
2.7433 | 12.9309 | 1
76.4782 | 56.2847 | 1
55.6784 | 61.1847 | 1
59.0918 | 36.8778 | 1
62.5659 | 4.2302 | 1
92.7716 | 4.3793 | 1
48.9061 | -28.7617 | 1
64.5703 | 69.1991 | 1
9.6597 | 67.7177 | 1
88.155 | 21.3554 | 1
31.1514 | 59.5037 | 1
6.181 | -22.4363 | 1
77.3076 | 31.4524 | 1
95.8293 | 9.7279 | 1
33.4188 | 67.898 | 1
78.3475 | 39.2528 | 1
51.1352 | -27.2607 | 1
49.8335 | -22.8497 | 1
93.4196 | -4.8816 | 1
36.0882 | 20.635 | 1
16.4333 | -19.2968 | 1
72.0278 | 4.3502 | 1
46.1946 | 31.6689 | 1
21.2875 | 64.5176 | 1
91.5056 | -1.1364 | 1
45.4987 | -24.6097 | 1
37.6622 | 58.6072 | 1
78.5972 | 33.3088 | 1
72.526 | 58.0102 | 1
0.49898 | 65.8171 | 1
55.4257 | 63.4407 | 1
15.7212 | 23.3068 | 1
48.0237 | 13.7414 | 1
26.7128 | 66.3685 | 1
15.6284 | 22.9901 | 1
91.5388 | -25.863 | 1
1.6281 | -0.17569 | 1
84.0404 | 67.0007 | 1
16.1861 | 39.6715 | 1
20.9933 | -14.2826 | 1
60.7828 | 49.702 | 1
17.943 | 53.8578 | 1
44.2511 | 7.652 | 1
48.2276 | 33.2924 | 1
22.2314 | 26.9025 | 1
3.5977 | 53.4064 | 1
24.0029 | 48.3713 | 1
63.2813 | -5.369 | 1
37.0099 | 3.0069 | 1
89.4714 | -18.3083 | 1
9.7261 | 46.1428 | 1
7.2858 | 63.3513 | 1
69.3265 | 26.7958 | 1
89.8643 | 56.2228 | 1
97.1519 | 5.4159 | 1
44.4065 | -21.6806 | 1
29.3937 | 44.5976 | 1
69.7357 | 34.8598 | 1
93.6254 | 26.2271 | 1
48.4928 | -12.8275 | 1
10.098 | 55.3167 | 1
100.4264 | 11.9966 | 1
36.5303 | 3.3068 | 1
99.7592 | 4.0801 | 1
65.6536 | 37.2223 | 1
47.3422 | 4.3748 | 1
56.0921 | 4.4969 | 1
13.6396 | -2.1497 | 1
75.5904 | 66.6093 | 1
6.0308 | 33.893 | 1
90.5747 | -25.1454 | 1
7.0182 | -28.5881 | 1
33.3127 | -27.7886 | 1
41.1565 | 68.398 | 1
39.0807 | 7.1232 | 1
15.2866 | 65.4442 | 1
78.7401 | 54.1292 | 1
60.7238 | 51.7647 | 1
5.5487 | 55.7476 | 1
52.434 | -22.3346 | 1
41.9596 | -20.4939 | 1
10.3221 | 5.9859 | 1
74.9114 | -5.1767 | 1
28.5578 | 29.0837 | 1
76.3054 | 30.7112 | 1
68.7704 | 39.7718 | 1
70.1702 | 9.5284 | 1
30.3182 | -18.7109 | 1
72.7532 | 45.575 | 1
58.819 | 22.0454 | 1
90.5462 | 29.3818 | 1
96.5294 | -11.129 | 1
37.1011 | 7.6525 | 1
59.3331 | -7.5249 | 1
16.7172 | 39.6715 | 1
95.8361 | 60.4198 | 1
24.4892 | 19.0848 | 1
94.3203 | 2.9452 | 1
44.0199 | 57.7709 | 1
71.1738 | 6.4986 | 1
33.6367 | -28.0462 | 1
73.0634 | -14.5442 | 1
6.3442 | -3.15 | 1
25.0711 | -9.4451 | 1
42.0335 | -13.1101 | 1
10.2626 | 62.2849 | 1
31.2233 | 4.7767 | 1
14.782 | 20.1946 | 1
75.0029 | 59.3726 | 1
48.6538 | -23.6914 | 1
42.9973 | -21.2698 | 1
72.9704 | 60.9217 | 1
78.9991 | 34.4545 | 1
42.6936 | 45.5272 | 1
20.1993 | -14.712 | 1
51.3322 | -1.7023 | 1
3.4834 | 68.0028 | 1
22.2072 | -22.5867 | 1
91.5827 | 13.5209 | 1
41.52 | 43.6472 | 1
12.3222 | 34.1093 | 1
97.766 | -21.0133 | 1
26.1982 | 53.1387 | 1
97.4405 | -10.3912 | 1
32.29 | 1.971 | 1
7.3771 | 8.6585 | 1
44.0636 | -13.003 | 1
78.3672 | 41.2546 | 1
69.5674 | 20.6921 | 1
81.47 | -5.2232 | 1
54.0239 | 37.2895 | 1
75.7961 | 33.4875 | 1
97.3029 | -5.8246 | 1
5.9785 | -15.9534 | 1
8.8393 | 59.1609 | 1
34.6103 | 61.4247 | 1
48.6359 | -23.4342 | 1
92.5474 | 57.3173 | 1
42.0417 | 49.3172 | 1
29.5344 | 15.2726 | 1
55.2538 | 47.7585 | 1
68.7855 | -12.6839 | 1
64.5304 | -8.3024 | 1
99.9286 | 61.0018 | 1
29.4036 | 12.8998 | 1
23.0216 | 5.0099 | 1
45.2468 | 11.3898 | 1
16.0629 | 19.7159 | 1
85.8744 | -21.1579 | 1
60.8687 | 62.5673 | 1
45.4163 | 63.0683 | 1
8.4446 | 63.7404 | 1
20.9199 | 23.2592 | 1
7.9043 | 0.09575 | 1
61.5139 | 17.0254 | 1
35.7013 | -8.1688 | 1
78.1255 | -11.443 | 1
52.4452 | 52.5309 | 1
33.4628 | -9.2 | 1
19.0317 | 1.4659 | 1
55.7087 | 61.5365 | 1
67.9524 | -25.2318 | 1
48.1351 | 24.5244 | 1
49.8397 | 15.1745 | 1
22.3976 | 36.2468 | 1
9.841 | -12.2156 | 1
95.0119 | -16.734 | 1
22.0869 | 64.1903 | 1
6.9013 | -12.101 | 1
18.729 | -13.0535 | 1
85.7469 | -17.5548 | 1
83.5993 | -22.0419 | 1
18.7183 | -4.3985 | 1
98.5764 | 54.3218 | 1
86.3729 | 31.6674 | 1
72.6402 | -11.0695 | 1
54.508 | 52.5036 | 1
29.3574 | 51.1931 | 1
20.2492 | 11.8311 | 1
28.131 | -1.5455 | 1
64.2428 | 9.3766 | 1
63.9921 | 29.1501 | 1
68.4104 | -11.7119 | 1
16.5655 | 34.6795 | 1
20.3678 | 52.3479 | 1
41.4681 | 63.6407 | 1
78.6207 | 25.531 | 1
13.4946 | 56.5661 | 1
73.6501 | -29.4841 | 1
87.1615 | 53.4344 | 1
66.6213 | 23.2939 | 1
60.8807 | 24.7745 | 1
16.8781 | -24.417 | 1
67.4444 | 66.9456 | 1
11.71 | -6.8088 | 1
15.1754 | 52.8779 | 1
36.5964 | -17.729 | 1
91.2444 | 68.97 | 1
44.9142 | 10.7584 | 1
18.2898 | 52.0571 | 1
7.8021 | -13.8923 | 1
45.844 | -20.2881 | 1
28.514 | 21.2706 | 1
36.4945 | -17.2814 | 1
25.4542 | 14.2324 | 1
84.3311 | -5.6713 | 1
54.3464 | 42.7823 | 1
63.8302 | -2.0659 | 1
40.0659 | 42.5858 | 1
24.2517 | 52.3242 | 1
52.4381 | -5.4712 | 1
23.9615 | -11.6956 | 1
91.6917 | 11.3874 | 1
38.8663 | 14.6187 | 1
52.5075 | -7.1015 | 1
37.4521 | 6.4897 | 1
57.5856 | -1.4554 | 1
10.6333 | 45.6353 | 1
71.5302 | 35.8167 | 1
36.3799 | 2.3998 | 1
27.5464 | 19.1465 | 1
43.2278 | 7.9059 | 1
36.9303 | 2.8345 | 1
92.0208 | 37.0964 | 1
84.0924 | 23.909 | 1
45.8725 | -16.9555 | 1
87.2589 | 12.9667 | 1
75.5082 | -22.2986 | 1
94.1921 | 8.0502 | 1
95.8513 | -22.8674 | 1
24.4342 | 16.6944 | 1
59.8044 | 61.0637 | 1
88.4497 | 43.6723 | 1
75.5779 | -2.2853 | 1
18.8654 | 12.5153 | 1
4.5762 | 58.8856 | 1
17.8201 | -26.1764 | 1
23.8046 | 43.5603 | 1
28.5891 | 10.1962 | 1
12.6794 | 53.8034 | 1
74.9978 | 51.6148 | 1
9.0844 | 33.6827 | 1
28.7429 | -12.09 | 1
59.5569 | 7.3873 | 1
18.2709 | 28.1793 | 1
50.9655 | 2.2122 | 1
64.3818 | 39.2338 | 1
26.9121 | 61.5609 | 1
72.2537 | 23.7589 | 1
65.1553 | 11.7348 | 1
0.29951 | 5.9055 | 1
63.6345 | 59.0225 | 1
21.9001 | 66.0384 | 1
57.6163 | 17.7802 | 1
36.0974 | -8.9684 | 1
81.6312 | 36.8131 | 1
60.1175 | 65.2377 | 1
9.4928 | 20.7781 | 1
18.8334 | 5.8384 | 1
46.1155 | -19.4795 | 1
77.3886 | -7.6083 | 1
58.1095 | 29.3654 | 1
56.6 | 38.9201 | 1
32.2176 | -18.5299 | 1
62.1418 | 33.6848 | 1
47.3703 | 50.2255 | 1
48.3289 | 35.1686 | 1
77.9337 | 50.736 | 1
12.5023 | 39.9305 | 1
56.2959 | 40.4668 | 1
69.3695 | -27.8173 | 1
12.7297 | -21.561 | 1
88.0712 | 38.1014 | 1
8.4705 | 47.6905 | 1
34.7802 | -6.6146 | 1
84.4601 | 54.4573 | 1
98.603 | 59.1257 | 1
68.5787 | -27.3733 | 1
77.9635 | 10.0082 | 1
12.2617 | 7.6674 | 1
85.4841 | 8.4859 | 1
91.3713 | -4.7881 | 1
65.3449 | -22.4292 | 1
15.2753 | -21.8357 | 1
47.2775 | 45.5991 | 1
63.2798 | 10.4127 | 1
79.9886 | 55.8513 | 1
64.8215 | -16.1845 | 1
8.0761 | 36.0215 | 1
76.4688 | 64.5812 | 1
94.9109 | 9.5116 | 1
94.9424 | -21.4128 | 1
3.1421 | 66.5097 | 1
95.7836 | 59.1598 | 1
30.0858 | 50.1552 | 1
63.8664 | 48.7245 | 1
81.7062 | 59.4115 | 1
32.3655 | 28.2111 | 1
8.9622 | 31.7621 | 1
42.1076 | 63.9751 | 1
30.2935 | 21.0638 | 1
83.7029 | 13.5043 | 1
97.8398 | 42.3878 | 1
80.2481 | 14.6614 | 1
92.7868 | 5.023 | 1
29.3333 | 15.9526 | 1
87.8652 | 36.5739 | 1
29.767 | 17.1811 | 1
86.7051 | 24.5728 | 1
55.1301 | 64.9174 | 1
48.2549 | 15.5099 | 1
0.76895 | 3.9181 | 1
44.6235 | -6.2241 | 1
54.6385 | 5.9317 | 1
22.2599 | 38.3998 | 1
98.0536 | 8.3763 | 1
17.7574 | 30.4501 | 1
99.8241 | 26.181 | 1
98.6236 | -29.5017 | 1
47.3561 | 64.2174 | 1
6.9643 | 53.7671 | 1
52.3177 | 40.3275 | 1
35.9286 | 31.8108 | 1
44.983 | 65.4746 | 1
7.5999 | 1.5002 | 1
86.1152 | 32.7762 | 1
17.5171 | -4.6039 | 1
78.8904 | 35.1046 | 1
97.5997 | 33.3166 | 1
44.7929 | 12.5634 | 1
74.2851 | -10.1859 | 1
73.7603 | 6.8542 | 1
95.9103 | 66.8136 | 1
59.1038 | 15.9017 | 1
1.3968 | -27.0533 | 1
19.6744 | 40.7338 | 1
14.9924 | -4.9443 | 1
18.6682 | 2.6459 | 1
30.6761 | -13.9387 | 1
49.0184 | -22.4605 | 1
82.389 | -11.3802 | 1
64.2625 | 17.4507 | 1
54.8399 | -15.4388 | 1
25.7009 | 60.5533 | 1
2.6219 | 42.0617 | 1
6.8534 | 25.0885 | 1
78.9328 | 26.1099 | 1
45.2069 | -14.2603 | 1
28.9421 | 65.2175 | 1
62.253 | -2.4922 | 1
85.0249 | 16.1727 | 1
15.8875 | 57.4665 | 1
23.6907 | 2.8812 | 1
19.561 | 28.6635 | 1
13.1063 | 22.4449 | 1
97.5364 | 20.4039 | 1
52.9487 | 18.8497 | 1
47.6337 | -7.5913 | 1
48.6881 | -23.8396 | 1
78.7204 | -24.5587 | 1
34.4804 | 30.034 | 1
16.0772 | 39.439 | 1
74.8053 | 41.2697 | 1
53.3401 | 42.9395 | 1
10.6721 | 27.4895 | 1
18.5843 | 22.3753 | 1
26.799 | 13.9583 | 1
96.0175 | -9.4064 | 1
34.3531 | 42.6557 | 1
13.4293 | 38.5907 | 1
19.7529 | 7.7486 | 1
45.0398 | 11.4672 | 1
66.8768 | -23.9527 | 1
79.3194 | 45.2529 | 1
16.9303 | 59.4513 | 1
20.1975 | -27.0514 | 1
99.6584 | 18.3852 | 1
66.027 | 41.5988 | 1
9.488 | 62.0648 | 1
96.5107 | -27.9687 | 1
65.2494 | 60.7441 | 1
29.3723 | 25.6367 | 1
74.1417 | -25.5791 | 1
2.513 | 60.6706 | 1
48.8832 | -6.7009 | 1
30.3126 | -28.1988 | 1
57.1069 | -11.9421 | 1
97.7596 | -0.55038 | 1
46.404 | 2.5392 | 1
34.1491 | 31.8707 | 1
70.1321 | 17.8596 | 1
2.991 | 64.174 | 1
55.9358 | 12.7538 | 1
95.1079 | 59.293 | 1
75.0338 | 3.3646 | 1
7.1856 | 56.8243 | 1
46.2096 | 3.5064 | 1
92.5433 | 32.7001 | 1
10.4086 | -4.8397 | 1
83.0315 | 54.7281 | 1
63.4907 | 5.9869 | 1
97.5093 | 50.0716 | 1
14.118 | 34.9825 | 1
61.5144 | 1.1941 | 1
2.3202 | -15.7159 | 1
33.1303 | 53.5911 | 1
46.7779 | 39.9858 | 1
45.9324 | 32.0046 | 1
33.5035 | 16.1681 | 1
15.7629 | -27.3164 | 1
93.3912 | 67.014 | 1
40.2 | 27.2516 | 1
39.8554 | -21.7764 | 1
10.0934 | 28.1868 | 1
24.5555 | 42.1065 | 1
91.6565 | 15.5072 | 1
57.7709 | 47.3331 | 1
83.6192 | 9.8152 | 1
49.7443 | 27.7662 | 1
42.0594 | 67.7823 | 1
94.1865 | -1.1479 | 1
98.1403 | 36.3087 | 1
5.6441 | 14.4776 | 1
70.832 | 38.3771 | 1
23.1023 | 34.4343 | 1
92.0938 | 44.3193 | 1
75.1597 | 59.197 | 1
87.9938 | 56.9032 | 1
2.7382 | -20.3336 | 1
34.9352 | 65.1261 | 1
7.8481 | 64.9399 | 1
63.8283 | -29.9186 | 1
36.4703 | 64.4576 | 1
58.1965 | 63.716 | 1
72.1687 | -17.9477 | 1
35.0609 | 47.4308 | 1
61.8311 | 64.734 | 1
64.7285 | 22.8091 | 1
15.1562 | 5.5506 | 1
100.449 | 59.922 | 1
30.656 | -17.5258 | 1
47.9968 | 9.3367 | 1
53.3707 | 14.0138 | 1
60.9042 | -6.0538 | 1
68.2508 | 6.2862 | 1
97.7902 | 26.5417 | 1
78.2996 | -23.0022 | 1
63.5655 | 68.558 | 1
8.6954 | 9.4893 | 1
38.0297 | -10.4973 | 1
94.5074 | 34.1223 | 1
24.8771 | 6.0222 | 1
46.4161 | 39.0959 | 1
25.4206 | 13.7878 | 1
7.6154 | 24.0164 | 1
88.469 | 1.8607 | 1
0.2136 | 69.5645 | 1
43.631 | 5.2347 | 1
81.2952 | -17.6111 | 1
38.7032 | 53.154 | 1
71.926 | 2.4699 | 1
95.1994 | 6.2601 | 1
2.9067 | 41.8053 | 1
62.4218 | -1.3934 | 1
37.0858 | 59.6767 | 1
90.9459 | 46.2955 | 1
75.1733 | -25.9498 | 1
9.5369 | 18.9512 | 1
26.0101 | 52.3777 | 1
36.7609 | 41.3981 | 1
29.2931 | -0.33591 | 1
49.3125 | -18.1776 | 1
30.3648 | 47.0913 | 1
43.5617 | -5.8865 | 1
99.8745 | -17.9489 | 1
41.9981 | -20.1589 | 1
72.0312 | -12.6656 | 1
95.6204 | -9.5479 | 1
95.9748 | -17.8685 | 1
3.4295 | -1.6643 | 1
5.9209 | -14.5472 | 1
63.004 | -14.9594 | 1
53.8291 | 49.1541 | 1
8.4198 | 53.9422 | 1
34.3642 | 11.5688 | 1
66.5968 | -4.1892 | 1
60.6336 | 42.7917 | 1
72.6386 | 5.69 | 1
12.1762 | -3.0914 | 1
80.7857 | 29.364 | 1
34.3783 | 23.8459 | 1
11.4425 | -13.1344 | 1
60.1504 | 4.9198 | 1
27.3695 | 45.4711 | 1
46.0489 | 3.0469 | 1
43.2023 | -6.363 | 1
81.0708 | 50.2081 | 1
70.3253 | 26.964 | 1
64.9222 | 14.6967 | 1
22.1934 | 15.4702 | 1
50.0901 | -1.2894 | 1
30.9743 | 47.5008 | 1
5.1105 | 45.6805 | 1
82.043 | 67.4025 | 1
0.54538 | 34.4624 | 1
50.4504 | 68.2685 | 1
63.8973 | 31.1658 | 1
34.6526 | -10.0587 | 1
90.3515 | 31.4466 | 1
44.0813 | -16.5823 | 1
55.2691 | -16.6682 | 1
47.9566 | 10.4777 | 1
90.6144 | -21.2713 | 1
67.4659 | 13.6794 | 1
25.6456 | 21.093 | 1
86.4903 | -11.505 | 1
14.1347 | 17.9332 | 1
63.4754 | 33.6871 | 1
34.4797 | -5.6868 | 1
48.3693 | 39.6542 | 1
27.0343 | 66.3119 | 1
80.4372 | 24.8564 | 1
36.6069 | 13.4515 | 1
22.0605 | -7.9558 | 1
73.3962 | 22.7126 | 1
61.7226 | -11.5498 | 1
14.441 | -3.1485 | 1
47.178 | -5.3404 | 1
54.6371 | 36.9534 | 1
68.1423 | -17.159 | 1
82.1938 | -15.2305 | 1
16.0036 | 21.9294 | 1
38.4484 | -28.8786 | 1
39.7702 | 35.5232 | 1
1.3742 | -25.9327 | 1
69.2058 | 19.657 | 1
83.6414 | 38.8537 | 1
46.5218 | 47.4844 | 1
6.2832 | 45.5192 | 1
42.3913 | 9.3117 | 1
25.1578 | 27.277 | 1
69.2803 | -24.6397 | 1
67.81 | 62.765 | 1
0.27182 | 39.3113 | 1
70.8863 | 19.6695 | 1
37.5699 | -3.0158 | 1
98.6187 | -20.7246 | 1
4.7264 | -23.6523 | 1
36.0168 | -16.4479 | 1
4.9414 | 18.4321 | 1
2.5767 | -11.6412 | 1
26.1441 | 60.2596 | 1
70.712 | -16.699 | 1
65.2157 | 67.7524 | 1
78.2423 | 55.8669 | 1
20.9366 | -14.5636 | 1
44.1267 | 24.2875 | 1
95.4499 | -1.1997 | 1
18.0728 | -15.3514 | 1
86.437 | 50.9508 | 1
100.1802 | 26.4304 | 1
59.2122 | -22.3813 | 1
48.4907 | 64.9851 | 1
1.347 | -25.4956 | 1
5.9562 | 37.6715 | 1
73.6561 | 60.2206 | 1
43.09 | 52.822 | 1
51.1312 | -2.1548 | 1
81.1986 | -23.9655 | 1
57.7725 | -16.3003 | 1
28.241 | -2.5131 | 1
36.4825 | 31.4073 | 1
3.2289 | 31.6899 | 1
9.8909 | -29.1998 | 1
52.5181 | 6.4342 | 1
23.5202 | -18.3457 | 1
72.0054 | -24.9285 | 1
24.6418 | -28.1583 | 1
81.7193 | 51.5026 | 1
86.5701 | -0.63912 | 1
59.8582 | 21.9529 | 1
14.4702 | -21.7955 | 1
91.625 | 12.1394 | 1
43.9614 | 53.1474 | 1
95.6422 | 57.7174 | 1
41.1258 | 56.7784 | 1
41.8488 | 12.8615 | 1
70.2891 | 1.5184 | 1
91.9337 | 50.0591 | 1
17.7516 | 2.5332 | 1
29.9243 | -18.2493 | 1
12.4067 | -23.234 | 1
85.9876 | -6.7672 | 1
13.679 | 0.38619 | 1
10.3206 | 11.4707 | 1
60.4921 | 35.5646 | 1
13.8858 | 33.9308 | 1
79.5164 | 58.9016 | 1
79.9515 | 61.6603 | 1
66.8843 | 20.5396 | 1
29.4448 | -12.8584 | 1
64.8223 | -26.9463 | 1
2.9898 | -5.7627 | 1
51.1057 | -3.2593 | 1
51.7552 | 20.0196 | 1
79.8398 | 1.7174 | 1
54.9179 | 12.1207 | 1
79.6521 | 34.3447 | 1
96.2909 | -3.4629 | 1
71.9343 | 18.5946 | 1
36.9698 | 37.2542 | 1
99.2053 | 54.0837 | 1
95.7651 | 37.3172 | 1
61.0735 | 31.5764 | 1
60.6261 | 63.9078 | 1
20.7616 | -15.4077 | 1
64.4768 | 34.1505 | 1
75.9028 | 44.7312 | 1
49.6575 | -28.5545 | 1
20.829 | -27.717 | 1
44.6462 | 60.9149 | 1
59.3809 | 67.7268 | 1
4.7504 | 37.7848 | 1
97.365 | 43.7502 | 1
83.1908 | -21.5184 | 1
11.0318 | 10.9785 | 1
1.8727 | -18.592 | 1
32.3544 | 23.5995 | 1
43.5557 | -19.9917 | 1
82.751 | 47.4435 | 1
67.5427 | 57.0119 | 1
15.5943 | -2.9932 | 1
83.9318 | 34.2431 | 1
4.5119 | 65.4012 | 1
54.8186 | 56.733 | 1
27.1107 | 66.0729 | 1
19.5943 | 29.2439 | 1
34.3752 | 53.7481 | 1
45.7889 | 54.3898 | 1
30.6143 | -13.0995 | 1
81.4776 | 6.2039 | 1
20.5238 | 41.5863 | 1
65.4763 | -0.21502 | 1
65.2455 | 34.8756 | 1
81.8414 | 10.8121 | 1
59.625 | -26.4687 | 1
75.8352 | -20.9863 | 1
100.0007 | -10.0895 | 1
53.0305 | 1.6917 | 1
55.4554 | 69.048 | 1
61.5821 | -16.5703 | 1
90.9649 | 45.4663 | 1
45.6599 | 41.541 | 1
89.8824 | 63.8527 | 1
20.0517 | 45.4835 | 1
24.897 | 11.1031 | 1
54.349 | 8.541 | 1
47.6244 | -20.6881 | 1
10.3131 | 53.1276 | 1
61.4706 | 60.8551 | 1
16.64 | 28.2898 | 1
36.5539 | 42.1517 | 1
99.0823 | 53.4539 | 1
55.13 | -10.1124 | 1
20.5086 | 64.033 | 1
24.7218 | -13.9134 | 1
87.4236 | -1.4118 | 1
90.812 | 54.3913 | 1
33.69 | -4.475 | 1
87.4059 | 63.3321 | 1
32.041 | 61.1665 | 1
68.8835 | 43.7437 | 1
20.4747 | 68.9566 | 1
28.5631 | -20.9642 | 1
58.5294 | 37.0158 | 1
64.5845 | 30.8159 | 1
36.1312 | 10.0389 | 1
53.5984 | 19.8445 | 1
76.9083 | -29.6442 | 1
7.7444 | 24.6239 | 1
21.8289 | -2.5917 | 1
22.6643 | 26.0862 | 1
89.4902 | 57.7306 | 1
47.0436 | 12.6758 | 1
55.3976 | 52.6837 | 1
30.5667 | 67.6982 | 1
40.5518 | 43.4839 | 1
5.563 | 50.5966 | 1
13.945 | 8.9657 | 1
63.8409 | -25.4804 | 1
97.2576 | 62.2153 | 1
13.8575 | -11.4124 | 1
16.4883 | 45.1249 | 1
31.877 | 22.0859 | 1
61.7202 | 60.631 | 1
85.0597 | 21.3935 | 1
25.2055 | 30.289 | 1
37.9237 | -10.006 | 1
9.2501 | -11.5984 | 1
29.4589 | 17.4436 | 1
32.3429 | -2.5739 | 1
69.051 | 1.7508 | 1
100.3222 | 61.7834 | 1
50.026 | 1.899 | 1
85.1134 | 32.2823 | 1
74.5198 | 3.2475 | 1
81.8593 | 18.3207 | 1
65.1628 | 23.1261 | 1
27.4915 | -7.3035 | 1
90.3753 | 50.4849 | 1
19.0561 | 51.4673 | 1
25.4118 | 38.7997 | 1
90.0562 | 50.6603 | 1
2.1554 | 6.1094 | 1
74.5962 | -17.3239 | 1
82.1697 | 23.3337 | 1
98.6313 | -26.2856 | 1
99.05 | 15.2288 | 1
1.2518 | 0.79994 | 1
79.8385 | -18.0017 | 1
76.6391 | 4.7561 | 1
84.6095 | 24.3523 | 1
90.1735 | 38.5375 | 1
55.0764 | 65.9582 | 1
12.8959 | 24.6366 | 1
9.1226 | 10.1893 | 1
64.4653 | 57.3099 | 1
6.5168 | 44.5704 | 1
11.2877 | 24.3091 | 1
23.394 | 64.0186 | 1
71.2871 | -9.7065 | 1
55.826 | 48.4219 | 1
14.1887 | -29.6625 | 1
18.9815 | -12.0348 | 1
43.327 | 52.9552 | 1
10.2731 | 6.4671 | 1
31.3779 | 56.4966 | 1
17.9393 | 19.562 | 1
15.3865 | 53.8807 | 1
20.3575 | -3.0614 | 1
10.0732 | -11.569 | 1
35.7455 | 27.851 | 1
53.9721 | 55.8104 | 1
88.8741 | -28.4693 | 1
8.6594 | -18.71 | 1
23.4827 | 13.7735 | 1
98.4072 | 67.3716 | 1
13.8383 | 21.182 | 1
12.3783 | 3.3725 | 1
32.8462 | 47.8334 | 1
55.4569 | 19.1485 | 1
83.2917 | 28.2238 | 1
17.9934 | -3.4668 | 1
70.8496 | 15.9603 | 1
35.959 | 22.4314 | 1
87.5814 | -15.2505 | 1
13.2292 | 57.0205 | 1
73.6863 | -13.0919 | 1
80.7659 | 16.9301 | 1
67.7365 | 53.5092 | 1
38.9311 | 44.0747 | 1
72.2524 | 50.0167 | 1
92.8663 | 67.1056 | 1
21.3313 | 18.9607 | 1
71.4014 | 35.393 | 1
22.7995 | -2.0475 | 1
83.817 | -4.8787 | 1
56.7371 | -7.3035 | 1
4.3716 | -26.695 | 1
95.9757 | -4.346 | 1
94.9655 | 10.376 | 1
78.2909 | 12.5324 | 1
18.9739 | 39.921 | 1
75.5826 | 12.1116 | 1
49.7233 | 64.5443 | 1
13.5468 | -11.7888 | 1
65.5688 | -1.0421 | 1
50.184 | -27.2734 | 1
89.0304 | 53.5266 | 1
74.2874 | 9.9875 | 1
21.7637 | 55.4888 | 1
22.694 | 19.7268 | 1
78.1634 | 13.0392 | 1
28.4193 | -19.8137 | 1
72.9299 | 50.0824 | 1
86.1234 | 7.982 | 1
24.5193 | 45.7344 | 1
29.8042 | 58.926 | 1
81.055 | 15.9863 | 1
81.7196 | 16.5682 | 1
72.5118 | 65.8579 | 1
5.6781 | 5.4393 | 1
60.4124 | 19.937 | 1
95.6279 | 45.2394 | 1
31.4091 | 47.694 | 1
30.4165 | 52.1393 | 1
95.254 | 43.2686 | 1
59.121 | 2.2724 | 1
30.5986 | 17.2137 | 1
20.8007 | 37.3364 | 1
77.1001 | 0.090901 | 1
66.6981 | 38.0093 | 1
92.064 | 48.7284 | 1
29.4042 | 35.774 | 1
100.1834 | 21.6759 | 1
51.6586 | 67.2778 | 1
93.1316 | 69.2513 | 1
96.094 | 24.1018 | 1
88.3924 | 13.965 | 1
89.5553 | -13.7216 | 1
54.1089 | -6.3501 | 1
8.3712 | 47.2785 | 1
74.7884 | 55.1857 | 1
93.1661 | 45.9846 | 1
49.3519 | 24.4177 | 1
64.0076 | 46.9146 | 1
100.5287 | 28.8743 | 1
69.72 | 8.5206 | 1
10.6456 | 10.2383 | 1
34.2536 | 54.2645 | 1
74.8031 | 47.001 | 1
34.634 | 47.7864 | 1
86.5953 | 31.78 | 1
73.9588 | 27.752 | 1
24.1363 | 11.222 | 1
36.5829 | 10.5151 | 1
20.4425 | 60.2913 | 1
100.0623 | 53.5452 | 1
29.8438 | 52.3265 | 1
76.5614 | -6.4663 | 1
6.808 | -26.9181 | 1
97.7826 | 37.3172 | 1
82.5162 | 11.0555 | 1
44.443 | -7.8322 | 1
61.9647 | 66.1939 | 1
24.5633 | 58.476 | 1
95.3569 | 44.9509 | 1
17.2236 | -18.8709 | 1
27.702 | 44.7911 | 1
65.441 | -23.1249 | 1
60.917 | 69.1666 | 1
38.1199 | 61.0463 | 1
18.8686 | 37.0126 | 1
77.7958 | 7.4456 | 1
55.6937 | -0.09727 | 1
27.2303 | 5.821 | 1
66.9059 | 68.904 | 1
67.0879 | -26.7622 | 1
73.512 | -18.7256 | 1
60.7112 | 46.6384 | 1
48.695 | 34.3697 | 1
7.5154 | 59.1125 | 1
45.0174 | -10.0131 | 1
79.5967 | 11.6279 | 1
90.7289 | -11.2162 | 1
33.4142 | 56.2158 | 1
12.768 | -1.1839 | 1
63.3469 | 10.5579 | 1
45.5131 | -16.2112 | 1
73.4723 | 35.501 | 1
18.7781 | 29.9133 | 1
40.2773 | 31.7193 | 1
40.5321 | 54.4002 | 1
40.9043 | 42.7299 | 1
39.6881 | -29.1931 | 1
68.0639 | -21.5235 | 1
77.1148 | 37.8077 | 1
75.9472 | 10.444 | 1
3.6102 | 63.4779 | 1
6.7539 | -3.8794 | 1
82.2118 | -11.4405 | 1
63.9577 | 66.5342 | 1
98.1487 | 34.9451 | 1
28.6757 | 18.3287 | 1
12.3016 | 13.5675 | 1
3.0034 | 48.1419 | 1
91.0641 | 22.8164 | 1
59.3163 | 6.8861 | 1
14.6871 | 67.8755 | 1
84.7626 | -13.4154 | 1
3.3119 | -1.1215 | 1
32.1336 | -3.6281 | 1
58.6237 | -12.8294 | 1
36.1677 | 55.7454 | 1
40.202 | 9.9305 | 1
22.4689 | 55.6615 | 1
86.7451 | -19.612 | 1
27.2028 | 60.303 | 1
86.7854 | 5.4941 | 1
83.9437 | 25.7922 | 1
98.5522 | 66.1432 | 1
80.1177 | 41.9148 | 1
90.1047 | -16.8508 | 1
50.6839 | 13.1405 | 1
63.8918 | 2.1428 | 1
10.8199 | -1.781 | 1
39.3494 | -5.2219 | 1
89.1767 | -11.3626 | 1
100.6966 | 49.5064 | 1
60.1719 | 4.3248 | 1
68.9432 | -0.31398 | 1
61.4319 | -25.1623 | 1
0.74473 | 17.1393 | 1
100.7486 | 7.6352 | 1
59.1959 | 53.9259 | 1
56.3056 | 6.8424 | 1
42.8906 | 40.379 | 1
2.3811 | -3.3711 | 1
72.6412 | -24.3707 | 1
94.3944 | 30.3367 | 1
76.189 | 4.6862 | 1
89.5983 | -7.9985 | 1
28.1337 | -0.99949 | 1
49.5308 | 3.402 | 1
77.9608 | 31.5668 | 1
78.1625 | 67.5991 | 1
56.3107 | 55.7981 | 1
71.7463 | 30.5346 | 1
77.6595 | 27.0766 | 1
89.321 | 1.8635 | 1
11.6821 | 59.4229 | 1
63.1823 | -10.7477 | 1
98.0713 | 42.066 | 1
31.0896 | -24.9831 | 1
7.9718 | 25.0757 | 1
41.9314 | 58.3545 | 1
17.712 | -22.8498 | 1
36.1635 | 44.9021 | 1
38.9382 | -15.1076 | 1
55.3028 | 54.5369 | 1
2.7543 | 58.7379 | 1
31.3217 | 64.9492 | 1
91.9003 | 10.2834 | 1
78.9798 | 13.8256 | 1
2.9168 | -28.8105 | 1
73.1436 | 51.1788 | 1
40.9975 | 68.8333 | 1
66.017 | 18.5166 | 1
5.4214 | -5.7218 | 1
75.8678 | -16.4917 | 1
6.4826 | 40.9778 | 1
19.1831 | 32.8412 | 1
98.5152 | 38.4721 | 1
56.7118 | 16.48 | 1
15.3857 | 42.0459 | 1
26.936 | -15.8348 | 1
36.9749 | 38.2224 | 1
7.3398 | 42.4623 | 1
46.616 | -29.9412 | 1
56.8309 | 48.1618 | 1
100.1742 | 4.1746 | 1
63.5674 | 42.249 | 1
18.1302 | -26.9989 | 1
87.9783 | 69.0195 | 1
35.2943 | 29.0339 | 1
89.5382 | 11.1202 | 1
16.3251 | -28.636 | 1
57.7124 | 69.7126 | 1
19.2069 | 53.4056 | 1
97.5251 | 45.4596 | 1
52.6582 | -10.507 | 1
31.4253 | 23.8375 | 1
77.7621 | 23.7261 | 1
97.4082 | 67.2698 | 1
35.6268 | 0.64867 | 1
21.3333 | 32.9673 | 1
18.8426 | -21.9663 | 1
78.7928 | 26.2807 | 1
96.9342 | 0.6685 | 1
4.284 | 40.6249 | 1
22.4725 | 64.354 | 1
79.5686 | 60.1603 | 1
56.5557 | -4.7966 | 1
63.1255 | 13.7337 | 1
17.2501 | 24.9169 | 1
40.0519 | 25.8642 | 1
98.3111 | -26.1148 | 1
42.591 | -22.1967 | 1
62.3369 | 47.6172 | 1
77.8971 | 9.1806 | 1
74.2 | -7.4088 | 1
96.8423 | -20.6025 | 1
14.4308 | -25.8827 | 1
9.1049 | 0.61388 | 1
98.4865 | -15.395 | 1
10.2444 | 33.5397 | 1
75.1738 | 28.8117 | 1
17.4854 | 35.2738 | 1
5.0602 | 47.0892 | 1
88.6316 | 29.2607 | 1
29.4916 | 17.7229 | 1
22.399 | 69.3256 | 1
6.2369 | 41.0321 | 1
52.9623 | 51.7349 | 1
94.665 | -14.7344 | 1
85.508 | -9.0485 | 1
95.1009 | -5.6494 | 1
60.1491 | 51.8333 | 1
64.7711 | 33.7614 | 1
27.8771 | 44.5845 | 1
40.6302 | -19.9732 | 1
17.5753 | 29.1641 | 1
67.8402 | -26.8433 | 1
16.054 | 40.6849 | 1
32.6347 | -21.0568 | 1
2.1709 | -26.1358 | 1
4.7507 | 4.1853 | 1
39.4845 | -9.0443 | 1
39.1427 | -23.311 | 1
75.5784 | 66.2715 | 1
22.6881 | 67.9241 | 1
85.4621 | -4.7991 | 1
21.5267 | 36.4434 | 1
77.3551 | 39.4664 | 1
92.8947 | -5.3901 | 1
42.1529 | 21.8286 | 1
33.8342 | 55.684 | 1
80.0609 | 50.252 | 1
7.6629 | -2.9966 | 1
14.0691 | 39.8027 | 1
32.9759 | -24.9692 | 1
0.68105 | 45.6181 | 1
7.2805 | 68.7071 | 1
21.6914 | 40.5695 | 1
10.2272 | 28.7098 | 1
38.3402 | 7.0079 | 1
27.5786 | -14.8896 | 1
76.9032 | 59.1259 | 1
30.8609 | 39.4081 | 1
57.9077 | 42.2525 | 1
43.942 | 27.6597 | 1
49.1836 | 55.9228 | 1
36.0326 | 30.8268 | 1
66.8408 | 3.5917 | 1
47.5185 | -8.7851 | 1
5.646 | -11.6321 | 1
2.1639 | 66.275 | 1
10.5955 | 27.2649 | 1
8.9705 | 13.3173 | 1
47.1963 | 47.0289 | 1
28.5942 | 69.7253 | 1
64.4678 | -18.7009 | 1
10.198 | 44.8059 | 1
38.3004 | 66.6989 | 1
90.4187 | -13.4598 | 1
16.2066 | 15.6494 | 1
91.4412 | 57.8636 | 1
24.1121 | 31.8546 | 1
82.2635 | -19.8416 | 1
40.9268 | 24.9203 | 1
69.5578 | 36.7095 | 1
85.9787 | 62.1141 | 1
48.6669 | -29.9183 | 1
61.3881 | -20.4933 | 1
14.2252 | 58.3581 | 1
2.6545 | -11.9345 | 1
58.2363 | -24.2114 | 1
93.4079 | 65.4869 | 1
23.8445 | -4.3114 | 1
35.2842 | -28.8759 | 1
24.5482 | 7.2296 | 1
90.009 | -8.0195 | 1
34.5865 | 30.4848 | 1
99.0162 | -14.5681 | 1
55.8709 | 37.4808 | 1
91.9572 | 65.7746 | 1
67.8352 | 45.093 | 1
99.4337 | 21.8224 | 1
92.1814 | 32.3075 | 1
84.6331 | 45.4508 | 1
33.727 | -22.025 | 1
20.494 | 47.2037 | 1
19.1554 | 43.5238 | 1
56.5552 | -7.386 | 1
56.4985 | -29.4828 | 1
89.3285 | -23.0429 | 1
65.737 | 69.5965 | 1
14.7369 | 67.8002 | 1
94.3292 | 52.2259 | 1
79.5565 | 21.6277 | 1
61.1193 | 3.6221 | 1
88.2423 | 42.6131 | 1
85.4283 | 20.6804 | 1
86.0899 | 53.654 | 1
46.2391 | -0.2623 | 1
80.5259 | 61.6385 | 1
10.1029 | -15.082 | 1
55.6924 | 20.7578 | 1
21.3333 | 36.2427 | 1
55.5307 | 32.5741 | 1
37.2044 | 13.7979 | 1
13.4433 | 41.5638 | 1
99.2378 | -6.0695 | 1
32.0694 | -2.0996 | 1
9.7468 | 13.8257 | 1
21.7309 | -19.6737 | 1
37.3149 | 67.6888 | 1
15.3686 | -3.4757 | 1
25.6013 | -15.951 | 1
81.5124 | 25.4609 | 1
32.7173 | -3.1448 | 1
92.4067 | 22.7262 | 1
79.0944 | 1.4363 | 1
9.5873 | 48.256 | 1
5.6163 | 13.647 | 1
87.5554 | 1.0413 | 1
68.6867 | -7.4134 | 1
59.4131 | -18.251 | 1
19.0921 | 44.3554 | 1
28.636 | 47.0517 | 1
68.4528 | 51.9966 | 1
74.8497 | 65.0702 | 1
51.8649 | -0.0006689 | 1
99.3334 | -1.5738 | 1
34.0766 | 29.2854 | 1
90.7433 | 59.9265 | 1
60.6921 | -13.9658 | 1
94.0137 | 46.0217 | 1
71.6109 | 5.957 | 1
59.2848 | 46.2411 | 1
68.7805 | -24.4046 | 1
49.4149 | 39.0412 | 1
44.5746 | -22.8009 | 1
60.5671 | 39.2423 | 1
94.7099 | -10.6245 | 1
60.182 | 17.4943 | 1
82.5096 | 46.9555 | 1
18.7505 | 66.8415 | 1
14.7591 | -17.0473 | 1
30.2898 | 56.9051 | 1
91.013 | 67.7896 | 1
9.3813 | 7.6394 | 1
1.8055 | -18.0473 | 1
20.4996 | 69.7703 | 1
20.4331 | 22.6296 | 1
98.262 | 2.7999 | 1
12.0777 | -16.2584 | 1
83.9383 | 16.3197 | 1
47.2557 | 10.7265 | 1
87.7711 | 54.5774 | 1
37.6727 | 62.5776 | 1
80.6353 | 14.684 | 1
34.3723 | 48.1862 | 1
72.7671 | 33.4726 | 1
71.5225 | -3.5852 | 1
91.9932 | 42.8893 | 1
17.2729 | -18.2769 | 1
74.53 | 32.9985 | 1
3.1779 | 6.0033 | 1
61.8827 | 51.193 | 1
78.2653 | 50.9917 | 1
97.8908 | 9.3318 | 1
11.9572 | -7.7277 | 1
49.2356 | 41.5608 | 1
44.807 | 13.4255 | 1
84.011 | -10.3918 | 1
19.2695 | 28.3823 | 1
0.44691 | -21.9431 | 1
53.7463 | 57.0717 | 1
47.2193 | 53.164 | 1
74.0408 | 34.8865 | 1
8.6736 | 26.9286 | 1
79.185 | 63.4791 | 1
40.3767 | -4.9781 | 1
52.927 | 69.7963 | 1
31.1555 | 33.4976 | 1
37.8301 | 24.7652 | 1
17.8395 | -10.8048 | 1
68.806 | 57.928 | 1
85.3464 | -2.3173 | 1
7.1713 | -26.6204 | 1
9.5316 | -10.4965 | 1
66.1506 | 39.7794 | 1
75.1641 | 39.0954 | 1
6.7 | 18.1941 | 1
68.3038 | -23.0475 | 1
37.853 | 24.1697 | 1
77.0385 | -11.0193 | 1
86.9358 | 22.2028 | 1
75.2193 | 14.1613 | 1
49.0677 | 17.7316 | 1
7.2448 | -17.1036 | 1
55.0054 | 43.1176 | 1
83.0643 | 2.9622 | 1
74.387 | 44.991 | 1
85.1522 | 51.8837 | 1
57.4063 | 5.0602 | 1
90.0742 | 69.5292 | 1
28.9969 | 30.0108 | 1
9.5323 | 43.3798 | 1
93.8123 | -5.01 | 1
63.1859 | 51.2074 | 1
83.4231 | 66.6195 | 1
55.469 | 59.4569 | 1
92.6324 | 26.8896 | 1
83.6254 | 67.4911 | 1
37.9341 | 53.8758 | 1
55.7368 | 50.1822 | 1
34.6797 | 35.6822 | 1
84.307 | 42.573 | 1
1.2043 | 58.6928 | 1
87.5174 | 57.5156 | 1
31.2951 | -10.139 | 1
39.9252 | -16.208 | 1
31.4585 | 22.4729 | 1
77.2768 | 22.3136 | 1
32.1998 | 59.1732 | 1
45.1759 | -21.4514 | 1
71.3874 | 67.3027 | 1
7.3287 | 45.5986 | 1
36.5796 | 15.2275 | 1
27.7296 | 37.0509 | 1
13.6464 | 28.6364 | 1
36.2093 | 11.0465 | 1
92.5084 | 20.5439 | 1
26.4316 | 24.7064 | 1
24.7868 | 40.0377 | 1
29.1334 | -4.6851 | 1
70.3888 | -13.2311 | 1
3.8412 | 41.0029 | 1
30.6089 | 69.304 | 1
57.0174 | 35.6088 | 1
18.7322 | 43.0834 | 1
90.834 | 65.8767 | 1
60.8979 | -7.9496 | 1
36.481 | -11.2154 | 1
69.4927 | 49.7764 | 1
4.6199 | 22.3641 | 1
18.6802 | 22.2544 | 1
73.2622 | 50.0345 | 1
70.907 | 65.1126 | 1
50.7393 | -19.3439 | 1
92.7334 | 51.6433 | 1
73.0151 | 57.1848 | 1
95.7263 | 10.6313 | 1
28.9089 | 51.1467 | 1
49.6623 | 56.4145 | 1
90.3035 | 31.9688 | 1
4.8548 | 14.3828 | 1
62.1237 | 37.4539 | 1
21.2048 | 63.4341 | 1
86.3541 | -6.0634 | 1
19.158 | -14.2456 | 1
86.407 | 3.619 | 1
68.4088 | 15.5819 | 1
18.3878 | -16.5473 | 1
2.7248 | 16.7511 | 1
64.5284 | -14.2717 | 1
96.9763 | -5.2356 | 1
30.9195 | 47.0252 | 1
83.6294 | 52.8201 | 1
4.074 | 57.07 | 1
37.2285 | -29.833 | 1
49.2421 | 62.2514 | 1
28.07 | 10.0717 | 1
35.6987 | 35.7091 | 1
41.8214 | 68.951 | 1
36.317 | -14.7365 | 1
69.299 | -14.6532 | 1
2.2985 | 67.3321 | 1
39.6229 | 14.2164 | 1
28.8982 | 3.4236 | 1
13.7303 | 34.333 | 1
47.2927 | 29.8129 | 1
26.4832 | 6.2648 | 1
33.3614 | 14.9964 | 1
86.9375 | 23.0683 | 1
88.8468 | -7.4545 | 1
11.7252 | -13.7107 | 1
1.3914 | 63.7006 | 1
89.7792 | 68.3573 | 1
38.9645 | 21.3758 | 1
81.5953 | 51.2458 | 1
67.5138 | 34.0978 | 1
56.9157 | 46.3434 | 1
12.0381 | 43.3796 | 1
2.2124 | 10.6234 | 1
95.8388 | 62.4551 | 1
77.6031 | 40.0642 | 1
72.4008 | 41.3965 | 1
69.2166 | 25.2159 | 1
1.0917 | 69.4563 | 1
25.6677 | 2.436 | 1
59.7384 | 18.1336 | 1
62.6386 | -0.64204 | 1
32.7236 | -8.2278 | 1
19.6769 | -0.87478 | 1
92.2233 | -23.9197 | 1
100.5182 | 18.678 | 1
2.019 | 28.7502 | 1
59.6632 | -1.4084 | 1
2.8643 | 26.4289 | 1
100.3217 | 51.7443 | 1
16.7002 | 61.6498 | 1
61.2788 | 68.0438 | 1
90.3572 | -12.4578 | 1
83.0613 | 15.3523 | 1
92.7868 | 55.5719 | 1
6.6573 | 6.7425 | 1
50.2155 | 47.6315 | 1
94.3107 | 52.6197 | 1
7.8427 | 52.7154 | 1
53.2272 | 49.9222 | 1
87.7722 | 32.4358 | 1
23.8487 | 26.2512 | 1
55.9354 | 47.3487 | 1
84.9197 | 22.1902 | 1
48.3319 | 11.932 | 1
51.6655 | 14.3254 | 1
69.0927 | 68.7879 | 1
99.0787 | 36.6718 | 1
3.168 | -3.4499 | 1
76.927 | 7.6158 | 1
56.7882 | -26.4482 | 1
23.0035 | 56.6663 | 1
91.3289 | 6.0163 | 1
8.5936 | 17.3979 | 1
81.6483 | -15.5794 | 1
56.3778 | 45.1298 | 1
87.8047 | 0.085 | 1
84.5307 | 48.6391 | 1
65.1863 | 22.6404 | 1
48.7946 | 33.3834 | 1
27.0996 | 5.128 | 1
44.2132 | 1.3219 | 1
72.425 | 68.926 | 1
8.1163 | 0.3164 | 1
49.7827 | -15.762 | 1
25.4136 | 27.4275 | 1
27.247 | -11.3512 | 1
89.0328 | -25.5274 | 1
63.002 | 66.3694 | 1
42.671 | -6.7166 | 1
60.7535 | 1.3911 | 1
38.2663 | 28.7169 | 1
8.1396 | -16.2679 | 1
52.323 | 6.3338 | 1
8.3757 | -26.756 | 1
83.645 | 19.6606 | 1
98.5539 | -24.3676 | 1
63.3959 | 36.1974 | 1
39.5783 | 6.3188 | 1
9.0888 | 2.9541 | 1
87.5126 | 62.0036 | 1
56.6203 | 65.3543 | 1
64.758 | -14.4995 | 1
61.4417 | 43.5705 | 1
92.9312 | 53.9714 | 1
39.5982 | -0.29586 | 1
5.3996 | -22.9911 | 1
97.2058 | 25.5578 | 1
3.0044 | 69.3078 | 1
15.2084 | 52.6506 | 1
42.3247 | 28.4036 | 1
62.2645 | 4.9036 | 1
33.2875 | 7.9208 | 1
68.6357 | 12.0089 | 1
94.4577 | -24.058 | 1
19.2996 | -15.153 | 1
47.5965 | -9.0916 | 1
34.0231 | -8.3699 | 1
30.9884 | 26.6123 | 1
70.8942 | 56.1993 | 1
93.4844 | 34.7367 | 1
78.2791 | 2.9412 | 1
99.8289 | -17.9259 | 1
18.9466 | 8.0913 | 1
31.6791 | -1.1188 | 1
63.9482 | 38.3612 | 1
40.1618 | -5.4004 | 1
90.37 | -15.613 | 1
99.3299 | 29.6307 | 1
7.8373 | -0.80217 | 1
44.7375 | -11.0918 | 1
31.0558 | 34.0752 | 1
3.947 | 48.4251 | 1
100.3272 | 25.767 | 1
61.0278 | 31.3036 | 1
10.729 | 53.8324 | 1
7.2382 | -18.2069 | 1
10.3336 | 0.42526 | 1
96.071 | 1.4569 | 1
63.4097 | 57.2989 | 1
62.6818 | 35.5999 | 1
22.3055 | -27.8404 | 1
99.998 | 55.9933 | 1
55.9834 | -26.1696 | 1
47.8417 | 22.7913 | 1
82.7831 | -29.4491 | 1
86.8658 | 65.1771 | 1
32.284 | -12.6104 | 1
67.7733 | 12.973 | 1
65.3272 | 35.1038 | 1
13.8097 | 2.8695 | 1
46.457 | -28.4438 | 1
91.5529 | -0.92416 | 1
2.2332 | 56.0638 | 1
45.517 | -6.6632 | 1
36.5205 | 64.8315 | 1
52.938 | 48.5287 | 1
64.3052 | 32.3084 | 1
87.4021 | 33.0691 | 1
58.0976 | -27.9474 | 1
2.4589 | 49.0034 | 1
76.2728 | -5.7768 | 1
24.2348 | 60.4823 | 1
36.5976 | 45.1978 | 1
40.4454 | -5.3426 | 1
19.6284 | -20.8669 | 1
41.4352 | 1.9522 | 1
72.5352 | 28.3748 | 1
65.555 | 68.0647 | 1
78.4081 | 5.5344 | 1
51.1749 | -21.3206 | 1
52.5216 | -2.0471 | 1
62.1834 | 21.7881 | 1
2.8455 | 68.4579 | 1
42.0258 | 6.834 | 1
96.0658 | -10.9236 | 1
28.2663 | -22.9449 | 1
41.8838 | 69.2453 | 1
88.465 | -20.247 | 1
45.8728 | 39.5114 | 1
16.0192 | -12.2805 | 1
98.8998 | 9.9804 | 1
63.2805 | 34.9286 | 1
74.1265 | -9.9294 | 1
28.8832 | -5.0724 | 1
92.1183 | 19.4589 | 1
15.2959 | 69.537 | 1
24.8557 | 48.1058 | 1
89.1713 | 40.7527 | 1
90.1871 | 43.5227 | 1
59.7919 | 34.4579 | 1
79.2337 | -23.9535 | 1
18.0965 | -2.1702 | 1
83.6878 | -29.996 | 1
91.1123 | 34.1492 | 1
27.4187 | 4.643 | 1
11.7398 | 18.0656 | 1
88.7746 | 35.2617 | 1
58.1806 | 65.0886 | 1
81.2212 | 12.1201 | 1
64.7558 | 35.3196 | 1
89.52 | -9.8399 | 1
96.1002 | 48.1149 | 1
41.9652 | -28.7246 | 1
99.8247 | 68.9759 | 1
12.6515 | -26.1613 | 1
57.2734 | 45.2322 | 1
33.6763 | 8.3794 | 1
88.1993 | -3.1954 | 1
58.3874 | -22.3435 | 1
55.2434 | -28.0619 | 1
73.3516 | 45.5445 | 1
83.4643 | 54.5988 | 1
10.1533 | 63.0188 | 1
83.4918 | 25.3402 | 1
65.2443 | 65.6656 | 1
49.2384 | -9.4632 | 1
49.739 | 26.7044 | 1
47.1006 | 1.8682 | 1
23.6943 | 26.5873 | 1
0.40106 | 33.4711 | 1
16.7424 | 55.5191 | 1
62.2937 | 10.3318 | 1
97.4592 | -17.5389 | 1
15.6335 | 16.7679 | 1
75.9807 | 30.3271 | 1
28.8532 | 43.821 | 1
73.109 | -17.5787 | 1
49.0365 | -14.5059 | 1
92.4699 | -13.7921 | 1
9.7706 | 55.014 | 1
91.7451 | 65.0357 | 1
47.3383 | 18.6549 | 1
94.2886 | -28.3134 | 1
83.1734 | 45.7422 | 1
68.5799 | -11.9493 | 1
33.9675 | -8.8839 | 1
51.2819 | 37.0545 | 1
70.8772 | 23.4951 | 1
37.8 | 56.4479 | 1
25.642 | 67.462 | 1
0.48171 | -13.706 | 1
13.7658 | 20.8978 | 1
75.8127 | -4.3998 | 1
74.2223 | 11.0522 | 1
85.11 | 69.3172 | 1
57.3172 | 21.7603 | 1
49.4783 | 61.3552 | 1
16.4094 | 51.5286 | 1
30.3442 | -13.2232 | 1
96.9261 | -17.1914 | 1
45.888 | -5.428 | 1
98.2608 | 50.6313 | 1
75.2378 | 18.5442 | 1
1.9357 | 59.8546 | 1
73.415 | 8.1209 | 1
6.5287 | -29.0418 | 1
37.4031 | 38.5254 | 1
35.686 | 39.6983 | 1
71.813 | 9.9232 | 1
54.4136 | 43.9764 | 1
33.1095 | -8.8537 | 1
100.2161 | 2.0677 | 1
41.2982 | 48.6358 | 1
30.1979 | 64.6845 | 1
23.0663 | 11.1554 | 1
23.4071 | 7.7661 | 1
95.6151 | 13.6604 | 1
67.9183 | 8.9754 | 1
83.3302 | -7.3091 | 1
37.3607 | 20.9301 | 1
55.2947 | 5.6508 | 1
1.4097 | 53.3708 | 1
94.8465 | -14.0553 | 1
28.88 | 59.895 | 1
45.5292 | 43.165 | 1
78.2945 | 16.867 | 1
60.392 | -20.2762 | 1
15.3849 | -17.223 | 1
34.8232 | -29.2894 | 1
0.68977 | 12.587 | 1
53.104 | 28.8436 | 1
94.3523 | 69.7525 | 1
45.5196 | 2.4031 | 1
49.5883 | 16.0333 | 1
54.1494 | 58.4039 | 1
48.886 | 69.6694 | 1
58.9962 | -28.481 | 1
8.6699 | -13.4918 | 1
76.2699 | 48.2603 | 1
72.3451 | 47.9828 | 1
86.1071 | 61.7121 | 1
57.4719 | -6.1656 | 1
94.1752 | 54.3975 | 1
29.7927 | 9.2208 | 1
35.7686 | -17.149 | 1
48.6383 | 44.9856 | 1
49.9207 | 10.415 | 1
2.9488 | 34.8164 | 1
3.8503 | 28.0243 | 1
31.4883 | 36.849 | 1
64.9499 | 18.7524 | 1
57.1076 | 45.7719 | 1
61.6453 | -19.1174 | 1
8.4776 | -11.4521 | 1
68.7877 | -11.9763 | 1
26.6385 | 22.4706 | 1
79.7185 | 58.6736 | 1
44.8086 | -19.0122 | 1
58.2184 | -4.2118 | 1
61.8218 | 53.9776 | 1
83.3243 | 27.9959 | 1
29.1202 | -15.5809 | 1
80.1423 | 8.7688 | 1
70.0933 | 30.9318 | 1
59.4981 | -17.9855 | 1
0.50707 | 0.3689 | 1
85.8905 | 51.4968 | 1
77.5442 | -15.972 | 1
62.0323 | 26.6137 | 1
85.5184 | 37.708 | 1
77.4274 | -29.8366 | 1
27.318 | -20.3519 | 1
64.9318 | 44.8478 | 1
27.7724 | 37.2299 | 1
11.4595 | -15.1003 | 1
87.709 | 47.4888 | 1
11.3764 | 36.7276 | 1
36.867 | -23.9948 | 1
51.5186 | 38.2498 | 1
94.1304 | 60.1463 | 1
43.9566 | 15.1941 | 1
84.8537 | -5.2362 | 1
34.4919 | 23.7719 | 1
32.987 | 9.4924 | 1
84.5806 | 22.3477 | 1
52.5026 | -12.2369 | 1
63.2979 | 56.556 | 1
21.7977 | 22.0957 | 1
12.353 | 59.1058 | 1
83.4842 | 55.1479 | 1
5.4242 | 57.2921 | 1
24.9693 | -2.1859 | 1
12.4464 | -1.7247 | 1
97.3193 | 21.9794 | 1
68.4823 | 0.96035 | 1
8.2706 | -7.4093 | 1
67.057 | 3.7987 | 1
62.2885 | -27.0488 | 1
29.753 | 40.633 | 1
75.2012 | -17.9214 | 1
74.2899 | 45.0261 | 1
58.2526 | -22.3471 | 1
100.5065 | 9.786 | 1
42.5016 | 21.3758 | 1
36.1858 | 11.2079 | 1
72.497 | 20.9184 | 1
18.478 | 5.3611 | 1
36.816 | 20.779 | 1
63.4833 | -5.3622 | 1
67.0437 | 65.5109 | 1
90.9758 | 66.464 | 1
85.5402 | 19.2442 | 1
83.3033 | 21.7607 | 1
93.1838 | -28.4875 | 1
98.49 | 30.4603 | 1
48.9951 | 27.3888 | 1
64.6065 | 14.2032 | 1
79.4496 | -20.4764 | 1
21.9984 | -9.7735 | 1
64.435 | -3.8438 | 1
48.3582 | -10.0695 | 1
85.5176 | 38.3825 | 1
1.6667 | -11.6241 | 1
94.6163 | -0.44419 | 1
71.5187 | -18.9155 | 1
82.3965 | 52.6683 | 1
79.6241 | 5.3049 | 1
10.7149 | 54.5749 | 1
72.0064 | 13.8259 | 1
58.5277 | -10.5929 | 1
88.395 | 40.7515 | 1
85.7451 | 52.7681 | 1
36.6132 | -29.9537 | 1
97.545 | -18.5178 | 1
1.6415 | 54.7202 | 1
14.6271 | 7.8211 | 1
90.3483 | 44.2757 | 1
39.5864 | 45.084 | 1
98.0977 | 29.968 | 1
68.9016 | -5.4465 | 1
54.491 | -14.5492 | 1
62.5943 | 46.9803 | 1
50.0914 | -26.1371 | 1
65.6217 | 46.417 | 1
17.7817 | -12.7066 | 1
75.1618 | 20.0759 | 1
26.4852 | -20.5684 | 1
58.3801 | -4.4601 | 1
4.9777 | 9.6474 | 1
8.2922 | 68.8716 | 1
28.425 | 53.4179 | 1
50.9382 | 24.9933 | 1
73.9008 | -14.8584 | 1
22.5128 | -14.7672 | 1
98.3993 | 5.4596 | 1
62.1889 | -3.0615 | 1
73.7317 | 42.5354 | 1
43.499 | 23.7714 | 1
45.1266 | 8.5863 | 1
99.1756 | 26.3463 | 1
43.3181 | -21.1216 | 1
92.244 | -4.571 | 1
14.1431 | 17.3675 | 1
48.9166 | -10.7185 | 1
92.5338 | -12.3347 | 1
41.643 | 48.6411 | 1
19.6579 | 23.2965 | 1
10.1229 | -7.6637 | 1
36.0158 | 4.8822 | 1
37.5703 | 24.6291 | 1
88.8039 | 14.6317 | 1
27.0444 | 23.3118 | 1
22.8729 | 6.3821 | 1
84.9464 | -5.9647 | 1
90.5414 | 68.1466 | 1
38.1391 | 13.2288 | 1
15.4161 | -18.2775 | 1
10.0243 | 28.2486 | 1
8.95 | -11.446 | 1
91.9218 | 15.8644 | 1
90.0992 | 5.1949 | 1
95.32 | 3.1834 | 1
97.0287 | -29.7726 | 1
71.6647 | 47.4039 | 1
72.6544 | -27.5408 | 1
11.1823 | 54.76 | 1
78.8149 | 18.815 | 1
68.0945 | -0.92292 | 1
1.4 | 12.1745 | 1
32.0886 | -14.737 | 1
54.3839 | 38.889 | 1
67.0497 | -6.5647 | 1
49.6474 | 41.4366 | 1
31.7 | 1.3075 | 1
31.7438 | 12.8635 | 1
96.0688 | 21.7756 | 1
13.8205 | 27.8977 | 1
21.1972 | 62.4622 | 1
35.6406 | -8.3059 | 1
58.8578 | 55.2901 | 1
40.8014 | 19.0961 | 1
61.6953 | 14.8308 | 1
50.1933 | -3.3081 | 1
88.9257 | -21.3647 | 1
85.7226 | 47.4293 | 1
9.7966 | 6.4045 | 1
58.5517 | 40.4576 | 1
73.1129 | 46.8186 | 1
54.4563 | -16.0623 | 1
2.8718 | 32.3202 | 1
75.9713 | 31.6913 | 1
85.6262 | 5.8061 | 1
75.4858 | 42.3457 | 1
2.5569 | -10.5622 | 1
73.8355 | 34.3302 | 1
58.6336 | 39.196 | 1
55.9901 | 63.7443 | 1
51.6179 | 14.8945 | 1
95.6829 | -22.8686 | 1
29.2172 | 12.2348 | 1
100.6064 | 23.9362 | 1
13.4516 | 3.2021 | 1
93.831 | 64.5055 | 1
42.5992 | -16.3146 | 1
77.9933 | -24.7687 | 1
25.9399 | -13.497 | 1
99.5771 | 38.1557 | 1
66.0186 | 44.3924 | 1
59.3424 | -23.7557 | 1
98.523 | -10.5132 | 1
37.0977 | 1.5296 | 1
66.8338 | 36.1079 | 1
81.3325 | 12.1385 | 1
94.4618 | -13.4522 | 1
43.5918 | 11.9403 | 1
35.7727 | 48.4568 | 1
45.2974 | 53.7588 | 1
44.1529 | -24.6795 | 1
56.6737 | 29.5962 | 1
23.9704 | 56.9235 | 1
42.935 | 44.2785 | 1
69.2341 | -15.1185 | 1
85.3721 | 21.717 | 1
96.7631 | 66.7543 | 1
68.714 | 11.2807 | 1
42.2027 | 6.8534 | 1
52.6042 | -15.2857 | 1
75.881 | 69.7016 | 1
68.9635 | -26.2428 | 1
18.2315 | 41.9065 | 1
62.2175 | -12.3492 | 1
77.3441 | 25.4217 | 1
93.5305 | -12.7602 | 1
96.3101 | 59.6915 | 1
72.8107 | 1.9746 | 1
73.9238 | 19.279 | 1
46.7837 | 28.2565 | 1
50.2467 | 24.6193 | 1
50.0177 | -10.7799 | 1
51.0281 | 57.1591 | 1
30.5245 | 28.8253 | 1
25.6326 | 31.0375 | 1
43.2388 | 27.1009 | 1
93.5989 | -18.9736 | 1
57.9593 | -8.9992 | 1
54.9064 | 10.5895 | 1
6.6115 | -1.8911 | 1
36.045 | -5.6188 | 1
76.8146 | 32.3128 | 1
0.89476 | 39.6169 | 1
2.6774 | 57.7996 | 1
43.6175 | 43.0458 | 1
47.5995 | -6.7092 | 1
67.4035 | 31.0521 | 1
98.2563 | 4.5761 | 1
97.26 | 51.2717 | 1
29.142 | -18.6648 | 1
98.8126 | -14.5833 | 1
65.1735 | 35.9128 | 1
95.7682 | 20.9087 | 1
34.8241 | 64.2298 | 1
46.7744 | 16.4794 | 1
52.6856 | 16.7814 | 1
43.8536 | -23.326 | 1
64.9859 | -5.0824 | 1
72.089 | 58.483 | 1
46.5493 | 9.3252 | 1
79.4788 | 13.5974 | 1
68.7536 | -12.8775 | 1
95.5173 | 3.1244 | 1
51.2252 | 68.3259 | 1
1.6043 | 44.568 | 1
8.089 | 43.7158 | 1
50.1192 | -21.8097 | 1
74.757 | 60.0237 | 1
60.7426 | -7.4602 | 1
70.1412 | -26.4118 | 1
70.7297 | 15.6882 | 1
45.0267 | -6.2978 | 1
26.0272 | 3.9532 | 1
30.0303 | 12.875 | 1
14.1413 | -27.9191 | 1
6.9511 | -0.93955 | 1
67.9126 | 44.9286 | 1
80.4255 | -24.9996 | 1
56.9569 | 20.3167 | 1
22.9681 | 48.3137 | 1
9.2406 | 37.1382 | 1
81.0684 | 47.0317 | 1
27.7279 | 37.0159 | 1
98.3146 | 49.6352 | 1
39.616 | 65.6843 | 1
57.5856 | 14.7129 | 1
53.2386 | -13.7191 | 1
2.3563 | -19.8397 | 1
41.268 | -3.2703 | 1
65.8721 | 65.0446 | 1
25.3932 | 59.1571 | 1
32.1544 | 14.1452 | 1
83.049 | -25.369 | 1
91.2841 | 40.7599 | 1
84.9074 | 52.7918 | 1
15.8754 | 15.2091 | 1
64.136 | -11.0001 | 1
35.9707 | 54.9366 | 1
88.8084 | 37.9202 | 1
28.8342 | 45.5764 | 1
86.7742 | 10.3905 | 1
93.7185 | 33.06 | 1
100.0329 | -0.14676 | 1
51.5993 | -16.1827 | 1
72.1811 | 12.672 | 1
7.6435 | -25.233 | 1
56.3597 | 69.9639 | 1
77.128 | 2.7224 | 1
45.3075 | 26.5595 | 1
6.4652 | -16.5915 | 1
17.4727 | 11.8901 | 1
75.6736 | -4.1525 | 1
21.9134 | 66.5847 | 1
65.6885 | 4.8687 | 1
99.4438 | -8.3795 | 1
38.3497 | -24.6685 | 1
93.5327 | 46.3341 | 1
11.8884 | 51.6755 | 1
33.99 | 39.9181 | 1
50.632 | 61.5676 | 1
67.3217 | 66.9408 | 1
58.601 | 28.1382 | 1
19.8704 | 58.068 | 1
89.0221 | 25.3457 | 1
67.1119 | 12.8297 | 1
47.3106 | 50.378 | 1
7.3426 | 50.1934 | 1
89.2817 | 67.2023 | 1
75.9229 | 51.0571 | 1
77.0812 | 27.0128 | 1
43.8078 | 29.6281 | 1
98.0409 | -22.0738 | 1
53.166 | -14.2656 | 1
97.0635 | -15.0415 | 1
70.9112 | 11.8234 | 1
61.5925 | -27.0423 | 1
2.0215 | 32.8305 | 1
76.1772 | -11.6994 | 1
83.5743 | 17.582 | 1
16.288 | 55.2579 | 1
91.2453 | -26.0561 | 1
7.8374 | 62.6187 | 1
48.73 | 68.811 | 1
90.8405 | -16.0727 | 1
93.3579 | -4.4774 | 1
68.0241 | 62.3419 | 1
53.8069 | 24.8839 | 1
5.8416 | 40.5625 | 1
15.579 | 49.0233 | 1
77.9133 | -2.3 | 1
12.8368 | 58.7725 | 1
94.8044 | 18.6532 | 1
59.2705 | -28.4089 | 1
73.6959 | 45.5709 | 1
15.6909 | 8.3517 | 1
81.5702 | 1.4732 | 1
31.1578 | 43.9943 | 1
89.5316 | -24.3312 | 1
97.2863 | 41.7133 | 1
75.4897 | 44.4363 | 1
67.4183 | 4.3515 | 1
41.6148 | 67.3916 | 1
71.5143 | 22.905 | 1
100.7813 | 4.7449 | 1
28.3909 | -14.7107 | 1
67.4086 | 68.6246 | 1
12.2327 | 4.3558 | 1
45.1647 | 57.5232 | 1
0.94945 | -5.2806 | 1
0.051197 | -17.3984 | 1
54.9767 | 62.347 | 1
66.4658 | -13.6063 | 1
35.3222 | -29.7302 | 1
42.6811 | 33.2176 | 1
46.2537 | -14.6826 | 1
40.8434 | 62.2916 | 1
29.6971 | 60.8515 | 1
24.9132 | 13.2394 | 1
89.9159 | 20.7782 | 1
42.9806 | 60.1254 | 1
84.1107 | -6.8087 | 1
46.6137 | 36.3278 | 1
62.181 | 58.0615 | 1
65.8828 | 43.8865 | 1
70.3232 | 59.9882 | 1
47.8851 | 53.0117 | 1
21.1616 | 9.8422 | 1
86.483 | 17.3535 | 1
77.4487 | 20.3744 | 1
37.024 | 17.8453 | 1
3.207 | 35.9573 | 1
43.7131 | -29.8705 | 1
81.8871 | 49.8524 | 1
30.4505 | 15.922 | 1
21.6172 | 16.3132 | 1
98.8147 | -6.9958 | 1
97.1647 | -9.7523 | 1
67.9229 | 56.878 | 1
23.578 | 12.6194 | 1
50.8878 | 12.4564 | 1
77.9397 | 58.4984 | 1
37.6397 | 66.1932 | 1
66.8939 | 68.8203 | 1
34.0476 | 42.7625 | 1
77.8476 | 51.0731 | 1
61.055 | -22.494 | 1
98.9961 | 67.0211 | 1
90.4344 | 50.272 | 1
8.0652 | 16.7512 | 1
83.5676 | -6.148 | 1
76.7816 | -14.7484 | 1
77.9017 | 46.6985 | 1
65.5973 | 21.5241 | 1
53.3069 | 33.4589 | 1
94.2736 | 68.403 | 1
51.2407 | -17.8256 | 1
26.2735 | 51.835 | 1
5.3373 | 44.7958 | 1
68.6141 | -10.2637 | 1
65.0519 | 66.5248 | 1
65.1096 | -18.6392 | 1
5.1388 | 39.738 | 1
43.5755 | 15.3199 | 1
83.292 | -2.247 | 1
98.3014 | 36.3551 | 1
80.9524 | 39.5099 | 1
19.5859 | 66.7739 | 1
91.214 | -28.1457 | 1
30.0366 | -24.5044 | 1
7.3686 | -15.0776 | 1
81.3529 | 20.5997 | 1
37.8533 | 68.4498 | 1
34.3327 | 51.0381 | 1
41.6076 | -21.7181 | 1
56.4766 | 59.3227 | 1
51.3348 | -29.9138 | 1
40.7064 | -13.4232 | 1
19.315 | -6.6701 | 1
56.9397 | -3.7923 | 1
57.9181 | -29.755 | 1
23.8076 | -10.3423 | 1
24.7018 | 66.85 | 1
32.0781 | -27.6552 | 1
75.8403 | -1.2347 | 1
19.1888 | -19.2166 | 1
7.9019 | 38.7381 | 1
65.5558 | 68.2174 | 1
16.2461 | 4.192 | 1
74.628 | -7.6085 | 1
92.8707 | -20.7026 | 1
66.5334 | 68.6287 | 1
80.9536 | 50.4382 | 1
77.0252 | 7.4136 | 1
87.1197 | -18.7144 | 1
69.887 | -20.274 | 1
63.4708 | 21.0263 | 1
19.7981 | -2.7171 | 1
72.1786 | 2.1863 | 1
97.9631 | -9.1221 | 1
14.0837 | 14.4597 | 1
88.8134 | 13.3662 | 1
53.9069 | 47.1364 | 1
13.1715 | -0.67333 | 1
75.4688 | 41.4325 | 1
37.9678 | -12.551 | 1
39.3643 | 23.0983 | 1
30.5252 | 14.8313 | 1
44.9196 | 32.9474 | 1
92.4708 | 22.1017 | 1
92.461 | 47.8804 | 1
13.9762 | 51.5035 | 1
1.1041 | -4.4756 | 1
61.5429 | 30.221 | 1
94.0384 | -23.6039 | 1
79.8109 | 47.0121 | 1
48.5129 | 40.9712 | 1
92.2152 | 68.7345 | 1
2.1339 | 55.5194 | 1
38.946 | 10.4892 | 1
5.5206 | -11.7496 | 1
63.3956 | 64.4199 | 1
13.1839 | 20.6008 | 1
21.7163 | 7.4112 | 1
30.4888 | -1.4774 | 1
26.5056 | -19.5212 | 1
19.3727 | 62.1392 | 1
30.1758 | 14.3433 | 1
89.0466 | 62.4306 | 1
38.1312 | 45.687 | 1
2.1828 | -8.7657 | 1
73.9757 | 47.1046 | 1
88.2308 | 7.4756 | 1
93.1498 | 54.8903 | 1
20.3213 | -14.5836 | 1
57.9251 | -27.552 | 1
56.8559 | 24.3729 | 1
62.3016 | 37.145 | 1
84.0463 | 4.6521 | 1
59.8721 | 22.9625 | 1
3.9561 | -11.9595 | 1
15.0325 | 58.4072 | 1
0.86836 | 13.1143 | 1
73.7518 | 69.8329 | 1
76.8378 | 55.9016 | 1
88.2846 | 60.62 | 1
13.9938 | 23.3394 | 1
84.99 | 50.2553 | 1
0.41185 | 64.3967 | 1
11.7447 | 63.6871 | 1
22.3482 | 59.805 | 1
51.5373 | 10.3898 | 1
95.8792 | 43.1893 | 1
7.3018 | -18.7274 | 1
13.3816 | 3.4759 | 1
66.7903 | 42.6392 | 1
78.607 | 43.0602 | 1
68.0872 | 2.8153 | 1
16.9317 | 2.5753 | 1
56.8379 | -3.2756 | 1
39.7814 | 35.2387 | 1
77.1153 | -17.0834 | 1
20.2995 | 57.3325 | 1
76.9144 | 46.8847 | 1
16.347 | 26.7695 | 1
86.461 | 36.4618 | 1
67.9187 | 29.2564 | 1
81.2478 | 24.4039 | 1
10.4302 | 56.996 | 1
66.6689 | 66.1991 | 1
44.9268 | 34.8112 | 1
9.9273 | 24.1675 | 1
62.9141 | 28.132 | 1
48.5038 | 0.066508 | 1
91.7384 | 55.5152 | 1
13.766 | -6.9916 | 1
23.2286 | -12.7738 | 1
52.9922 | 16.6306 | 1
86.3829 | 48.4923 | 1
69.3184 | -8.6098 | 1
76.9299 | 20.3736 | 1
0.59125 | -19.93 | 1
83.019 | -25.9964 | 1
52.9743 | 0.4153 | 1
74.1712 | 58.4387 | 1
56.521 | -28.1719 | 1
57.7851 | -22.8272 | 1
53.0658 | -26.4231 | 1
61.8997 | 11.1202 | 1
49.8733 | -11.4303 | 1
21.9088 | 49.2176 | 1
21.932 | 61.5998 | 1
69.7493 | -0.56414 | 1
26.437 | -21.464 | 1
83.2673 | -8.8876 | 1
4.8188 | 66.2907 | 1
95.0214 | -12.7366 | 1
42.1133 | 6.2409 | 1
12.9046 | -9.1603 | 1
95.0186 | 7.3016 | 1
74.286 | 38.7096 | 1
89.1546 | 49.6173 | 1
94.8701 | -6.9392 | 1
59.262 | 66.3549 | 1
97.4409 | -19.0766 | 1
89.1997 | 4.6905 | 1
88.638 | -17.2282 | 1
50.8171 | 5.034 | 1
77.1125 | 61.264 | 1
53.8319 | 53.1306 | 1
93.8518 | -17.1972 | 1
56.4014 | 33.7469 | 1
5.6599 | 25.3905 | 1
80.5961 | 39.3998 | 1
99.219 | 20.8005 | 1
5.1104 | 66.5989 | 1
97.3353 | 5.4097 | 1
19.3108 | 25.1929 | 1
95.8539 | 47.2046 | 1
71.109 | -20.2224 | 1
5.1686 | 18.3642 | 1
98.4537 | 53.5485 | 1
9.1434 | -7.2535 | 1
84.1068 | 20.5865 | 1
0.11887 | 12.8665 | 1
85.4148 | 32.0314 | 1
88.4661 | 17.0309 | 1
33.1145 | -18.211 | 1
87.5318 | -23.1572 | 1
56.6877 | -6.0429 | 1
3.0722 | -5.6553 | 1
88.5773 | 64.8973 | 1
71.4126 | 8.7369 | 1
65.7195 | 67.136 | 1
22.1674 | 55.9304 | 1
3.8637 | -20.6269 | 1
96.8908 | 60.0304 | 1
31.6835 | 30.0933 | 1
25.3905 | 43.6209 | 1
1.6851 | -6.1568 | 1
1.7217 | 29.7497 | 1
83.0383 | 19.9195 | 1
23.3013 | 17.5198 | 1
70.1796 | -15.1636 | 1
12.4027 | -24.1822 | 1
90.3887 | 63.0394 | 1
20.1222 | 12.7283 | 1
71.5138 | 68.9121 | 1
86.5217 | 20.779 | 1
54.7797 | -22.7545 | 1
49.5467 | 24.8109 | 1
40.285 | 47.6223 | 1
81.8856 | 17.9777 | 1
46.6963 | -1.6983 | 1
60.7349 | -26.8224 | 1
42.0909 | 41.5654 | 1
61.4905 | 24.489 | 1
41.841 | 17.8776 | 1
24.6975 | 15.8538 | 1
42.6868 | 58.1745 | 1
64.8554 | 47.8825 | 1
71.7606 | 12.3394 | 1
94.2188 | 57.0556 | 1
59.4144 | -23.964 | 1
15.956 | -9.1951 | 1
19.4851 | 29.248 | 1
44.0099 | -1.4803 | 1
33.6161 | 58.559 | 1
88.8187 | 11.2123 | 1
20.343 | 36.5899 | 1
62.1919 | -14.8308 | 1
56.3888 | -11.7318 | 1
16.6832 | 2.117 | 1
20.1111 | 8.5853 | 1
40.4439 | 43.8667 | 1
15.4599 | 23.0379 | 1
43.5457 | 38.0161 | 1
77.3174 | -14.8509 | 1
66.4521 | 20.8412 | 1
25.336 | 56.1821 | 1
16.3944 | -5.2399 | 1
6.4093 | 57.0589 | 1
28.7379 | -7.9879 | 1
35.5584 | 50.4902 | 1
87.2198 | 50.3196 | 1
14.236 | -27.7925 | 1
0.54112 | 4.2113 | 1
67.8798 | -12.1429 | 1
50.4787 | 54.753 | 1
14.5732 | 0.78944 | 1
41.2348 | -23.6376 | 1
85.6095 | 38.2429 | 1
39.3694 | 58.251 | 1
71.3156 | 8.7501 | 1
94.3536 | 47.5749 | 1
73.6098 | -8.7685 | 1
45.6612 | -16.7903 | 1
80.2606 | 60.0636 | 1
72.362 | -22.4495 | 1
88.6317 | 18.052 | 1
86.0226 | 12.7891 | 1
56.7263 | 62.742 | 1
40.9698 | 63.4473 | 1
58.6292 | 48.36 | 1
90.8714 | 55.321 | 1
12.5844 | -18.3986 | 1
3.0292 | -9.1111 | 1
39.9419 | 42.6974 | 1
86.7185 | -29.3902 | 1
66.8486 | 1.7461 | 1
68.6595 | 37.4824 | 1
48.1536 | 38.3499 | 1
50.7696 | 56.0529 | 1
41.1133 | 12.0633 | 1
75.8611 | 29.537 | 1
64.5849 | 34.0377 | 1
68.6168 | 48.1708 | 1
90.6778 | 50.4353 | 1
10.0943 | 16.9057 | 1
88.573 | 62.7764 | 1
3.9724 | -0.14059 | 1
67.6375 | 48.027 | 1
37.5671 | -14.0009 | 1
6.7096 | -19.6209 | 1
77.2319 | -8.4655 | 1
26.53 | -23.6602 | 1
3.419 | -1.4218 | 1
77.7185 | -17.8888 | 1
47.0325 | -2.9904 | 1
10.0529 | -16.8973 | 1
88.5431 | 21.1481 | 1
15.0955 | -17.28 | 1
22.4727 | -5.0535 | 1
34.4809 | 9.2691 | 1
60.6216 | 47.6125 | 1
18.5098 | 22.4972 | 1
65.1044 | 1.7072 | 1
77.5467 | -1.3463 | 1
27.5813 | 31.2005 | 1
74.002 | -16.5143 | 1
35.6749 | 12.6446 | 1
36.2631 | -9.3321 | 1
96.5741 | 53.75 | 1
9.9523 | 52.82 | 1
29.6419 | 43.9615 | 1
70.6953 | 41.4291 | 1
58.0924 | 27.4797 | 1
83.7853 | 5.0005 | 1
7.0717 | 15.9149 | 1
59.7185 | 8.0822 | 1
83.5004 | 40.6772 | 1
6.7037 | 45.4411 | 1
78.0913 | 35.4712 | 1
76.8129 | -1.4183 | 1
53.3411 | 1.0649 | 1
29.6704 | 52.6714 | 1
54.1079 | -22.7474 | 1
4.6306 | 4.5417 | 1
40.4635 | 24.8916 | 1
49.0292 | 65.5706 | 1
20.4106 | -26.22 | 1
47.511 | 34.6074 | 1
73.1939 | 53.3972 | 1
69.3735 | 58.9515 | 1
13.03 | 54.2018 | 1
77.5767 | 29.9682 | 1
66.7359 | 57.8223 | 1
40.3896 | 34.1176 | 1
94.4744 | 13.7039 | 1
35.3578 | 41.1104 | 1
54.527 | 44.2095 | 1
61.5707 | 21.9797 | 1
74.7929 | 25.1893 | 1
3.1151 | 36.0728 | 1
38.916 | 7.6247 | 1
2.7507 | -23.7484 | 1
2.0897 | -15.5201 | 1
51.3229 | -9.7686 | 1
49.5247 | 40.6709 | 1
37.8369 | 60.6644 | 1
85.4514 | 21.2323 | 1
43.6417 | 58.7859 | 1
50.9951 | 29.4124 | 1
16.7369 | 19.4051 | 1
39.1823 | 12.6381 | 1
84.7533 | 67.2094 | 1
87.9032 | 15.9626 | 1
57.7718 | 48.0042 | 1
14.225 | 12.6261 | 1
23.0937 | 0.65267 | 1
85.6991 | -17.4869 | 1
77.0496 | 64.1489 | 1
88.9363 | 34.8877 | 1
41.1132 | 25.8237 | 1
41.7597 | -19.1616 | 1
33.6586 | 38.9773 | 1
79.1687 | 5.0845 | 1
81.7723 | -24.2955 | 1
70.6705 | 36.0477 | 1
50.2565 | 46.3907 | 1
69.2086 | 50.4877 | 1
28.6575 | -27.1218 | 1
56.0741 | -2.5352 | 1
6.1957 | 68.9163 | 1
89.2182 | 26.7212 | 1
35.593 | 6.8784 | 1
3.5036 | -9.6106 | 1
86.4529 | 46.3939 | 1
33.934 | 41.3956 | 1
40.4301 | 46.268 | 1
35.7494 | -10.9752 | 1
43.3164 | 38.1956 | 1
10.9648 | 24.2124 | 1
98.4017 | 1.0039 | 1
37.3757 | 68.5101 | 1
62.167 | -25.2057 | 1
53.8522 | -22.1016 | 1
82.385 | -4.9747 | 1
17.6453 | 16.138 | 1
28.9092 | 42.1656 | 1
47.0885 | 14.3477 | 1
68.9158 | 50.9907 | 1
82.5202 | 31.9729 | 1
100.2083 | 30.2034 | 1
7.2033 | -23.9238 | 1
96.3402 | 56.1899 | 1
89.1334 | -18.0721 | 1
39.1816 | 24.8832 | 1
18.3673 | -25.2435 | 1
38.074 | 39.1334 | 1
30.933 | 51.2209 | 1
71.0298 | 66.645 | 1
63.4027 | -24.8787 | 1
11.674 | -3.529 | 1
72.3537 | 45.4197 | 1
79.7431 | 8.5099 | 1
2.4624 | 33.5648 | 1
95.3415 | 53.5445 | 1
73.225 | -17.3874 | 1
84.063 | 0.65529 | 1
89.8306 | -26.0993 | 1
4.2862 | 1.3484 | 1
6.6624 | 51.3103 | 1
49.7585 | 51.1963 | 1
6.8451 | -3.6518 | 1
39.5715 | 45.105 | 1
21.9633 | 34.4976 | 1
84.8177 | 61.7701 | 1
12.3793 | 64.9169 | 1
29.5672 | -20.3577 | 1
97.2795 | -24.4232 | 1
16.8626 | -24.4041 | 1
32.2599 | -22.5803 | 1
23.0278 | -28.4487 | 1
92.2948 | 62.6003 | 1
11.4378 | -4.4723 | 1
92.1948 | 56.471 | 1
45.134 | -27.3072 | 1
94.423 | 5.2059 | 1
47.092 | 29.5244 | 1
46.64 | -28.0495 | 1
17.732 | 51.6393 | 1
80.8438 | 0.73893 | 1
31.7808 | 21.3646 | 1
11.8911 | -5.5821 | 1
19.4045 | 59.1525 | 1
38.3567 | 48.5576 | 1
40.2791 | -12.9054 | 1
50.0108 | 48.7832 | 1
51.265 | 66.2164 | 1
29.0454 | 69.2292 | 1
98.2248 | -25.4962 | 1
12.9502 | -2.6625 | 1
58.8591 | 64.756 | 1
80.9414 | 61.1281 | 1
77.1362 | 56.6809 | 1
17.4954 | 28.6757 | 1
33.3951 | -8.8153 | 1
52.3583 | 45.583 | 1
78.4017 | 17.7628 | 1
9.9144 | -29.9986 | 1
13.4937 | 29.1938 | 1
28.3433 | -8.9354 | 1
41.7288 | 52.1431 | 1
83.2739 | -28.0449 | 1
35.2639 | 16.3454 | 1
4.1027 | -23.3659 | 1
63.1963 | -0.79841 | 1
97.6613 | 67.5105 | 1
23.6629 | -2.3642 | 1
18.7827 | -25.131 | 1
38.4856 | 17.7784 | 1
41.0627 | 30.9863 | 1
88.1238 | -16.7471 | 1
47.479 | 64.4334 | 1
51.6366 | -1.6169 | 1
77.4799 | -21.8347 | 1
95.8576 | 27.4949 | 1
51.0355 | -25.355 | 1
2.9419 | 39.3011 | 1
78.815 | 53.6746 | 1
34.4569 | 25.9718 | 1
58.7478 | 20.952 | 1
57.6299 | 60.3279 | 1
75.0452 | -15.0206 | 1
60.8169 | 66.7129 | 1
18.4479 | 59.7068 | 1
55.8394 | 1.8837 | 1
9.6635 | -12.0774 | 1
99.8751 | 10.8492 | 1
63.5834 | -12.4024 | 1
51.9901 | 52.0773 | 1
4.9355 | -26.4692 | 1
71.6028 | 69.0767 | 1
13.4658 | 31.5858 | 1
13.6254 | -6.9155 | 1
95.3384 | 31.0504 | 1
96.3798 | -25.5441 | 1
47.5657 | 35.6547 | 1
41.2765 | 23.1701 | 1
25.4486 | 23.2209 | 1
82.8499 | 58.6524 | 1
39.8104 | 47.5588 | 1
98.5469 | 0.079839 | 1
91.159 | 60.5261 | 1
13.0614 | -29.6007 | 1
59.1302 | 59.643 | 1
96.4438 | 44.0367 | 1
42.6977 | 67.4911 | 1
28.774 | -0.68141 | 1
91.0744 | 56.8 | 1
2.4425 | 39.646 | 1
67.9284 | 51.5037 | 1
39.0496 | 44.7279 | 1
26.1125 | 12.406 | 1
25.1249 | 69.7856 | 1
67.2765 | 5.2315 | 1
85.1142 | 53.1992 | 1
84.5421 | 57.8733 | 1
70.0229 | 54.1958 | 1
14.3524 | 3.457 | 1
4.0261 | 51.5679 | 1
28.924 | 24.3033 | 1
96.3583 | 1.6702 | 1
93.5588 | 52.0158 | 1
32.2762 | 6.0766 | 1
28.5415 | 49.1202 | 1
5.7302 | -12.2754 | 1
62.5951 | 43.0555 | 1
42.1624 | -23.3957 | 1
28.4392 | -4.2196 | 1
51.1597 | 8.4191 | 1
85.866 | 55.4129 | 1
3.7037 | 32.1027 | 1
92.1078 | -21.4825 | 1
11.6109 | 21.882 | 1
64.0727 | 31.3132 | 1
63.2178 | 64.3799 | 1
19.9523 | 19.2467 | 1
99.4225 | 25.2291 | 1
9.836 | 23.7294 | 1
12.5866 | 45.002 | 1
84.8835 | 50.156 | 1
8.8451 | -19.1079 | 1
93.0816 | -28.2401 | 1
69.1049 | 17.0542 | 1
72.693 | 30.7146 | 1
48.5268 | 29.0722 | 1
50.9349 | -23.0954 | 1
96.5478 | -15.5272 | 1
40.2385 | 61.6791 | 1
97.0393 | 65.5335 | 1
24.016 | 45.6116 | 1
12.0621 | -12.2837 | 1
84.3166 | 23.07 | 1
99.3555 | 49.923 | 1
28.2231 | 25.8061 | 1
19.8722 | 30.1872 | 1
26.5764 | 13.8968 | 1
44.4507 | -25.0721 | 1
21.5375 | 59.8701 | 1
17.5858 | 17.0329 | 1
64.8683 | 6.4217 | 1
28.3678 | 9.2525 | 1
27.2541 | 50.5586 | 1
75.5764 | -9.6044 | 1
15.2016 | 7.8205 | 1
15.4974 | -19.2595 | 1
37.1077 | 37.4505 | 1
63.4268 | 33.9754 | 1
54.2839 | 51.546 | 1
18.2715 | 39.4757 | 1
54.9338 | 12.5958 | 1
18.1755 | 1.7074 | 1
73.809 | -27.6524 | 1
14.0519 | -2.2704 | 1
23.1724 | 37.71 | 1
88.1619 | 16.606 | 1
4.1388 | -0.72131 | 1
18.7522 | 55.4967 | 1
91.0469 | 10.8645 | 1
2.3921 | -11.0318 | 1
37.7625 | 40.91 | 1
63.7853 | 12.8022 | 1
35.0465 | 45.5863 | 1
58.2112 | 14.0811 | 1
49.7745 | -18.3851 | 1
86.8068 | 11.4794 | 1
26.148 | -28.1644 | 1
20.2568 | 42.0416 | 1
83.1277 | 40.6188 | 1
76.7219 | 7.2358 | 1
24.1083 | 5.3624 | 1
8.3492 | 58.8281 | 1
20.2461 | 57.2654 | 1
54.6282 | 57.827 | 1
37.469 | 1.8189 | 1
57.969 | -28.5792 | 1
65.8938 | 35.6384 | 1
18.7967 | -3.1233 | 1
67.3089 | -10.6378 | 1
9.6645 | 38.6913 | 1
13.274 | 52.1295 | 1
5.9163 | 62.6769 | 1
38.9265 | 46.7065 | 1
9.1136 | 2.6689 | 1
67.5813 | 43.7301 | 1
27.9986 | -2.1003 | 1
55.7214 | 17.3744 | 1
99.9727 | -26.634 | 1
2.212 | 3.118 | 1
8.5443 | 44.0756 | 1
43.8756 | 14.8816 | 1
66.1177 | 46.7538 | 1
15.0663 | 37.2899 | 1
60.6854 | 25.462 | 1
37.606 | 20.524 | 1
0.81732 | -26.7619 | 1
27.4564 | -27.6741 | 1
95.1647 | 21.4562 | 1
33.4551 | 6.1238 | 1
94.5889 | 55.6236 | 1
30.1244 | 44.6599 | 1
11.3235 | -15.1881 | 1
14.4775 | -23.6662 | 1
14.0733 | -5.9531 | 1
14.9343 | -13.1175 | 1
24.9805 | 37.0865 | 1
52.7109 | 31.89 | 1
42.9707 | 2.3388 | 1
28.6025 | 6.5618 | 1
77.515 | 23.9952 | 1
92.3446 | -5.8668 | 1
5.3129 | 15.7993 | 1
5.2884 | -17.0289 | 1
63.1596 | 59.4052 | 1
11.5799 | 56.7872 | 1
78.4796 | -23.5589 | 1
1.7353 | -4.3608 | 1
43.5051 | -2.4627 | 1
79.3659 | 64.3894 | 1
5.4198 | -14.0092 | 1
67.6107 | -10.764 | 1
33.4928 | 2.3248 | 1
47.3942 | 63.3898 | 1
34.2741 | 48.6581 | 1
80.1113 | 35.0737 | 1
24.7925 | 43.8694 | 1
63.3753 | 48.6577 | 1
26.3931 | -24.6437 | 1
43.1687 | 26.7262 | 1
71.2841 | 10.5559 | 1
2.4337 | 7.5447 | 1
60.0527 | 40.4727 | 1
72.0971 | 29.4946 | 1
55.8875 | 21.4438 | 1
2.7815 | 58.455 | 1
52.2172 | 58.7246 | 1
53.633 | -29.4986 | 1
1.1452 | -17.8619 | 1
10.6015 | 45.7362 | 1
52.5075 | 6.1945 | 1
92.5522 | 23.9361 | 1
55.192 | 42.7516 | 1
52.9136 | 51.2496 | 1
54.233 | 6.2411 | 1
48.9743 | 67.86 | 1
34.8237 | -25.2836 | 1
28.1022 | 38.0228 | 1
100.2815 | -29.842 | 1
23.6938 | 36.2979 | 1
66.6999 | 3.2857 | 1
51.7183 | 9.069 | 1
38.9286 | 56.4698 | 1
85.6029 | 40.3265 | 1
92.3245 | 28.8029 | 1
42.3175 | -15.929 | 1
43.5164 | -8.3862 | 1
38.4849 | 50.44 | 1
50.0415 | -16.422 | 1
77.6587 | 19.7123 | 1
21.0729 | -21.8053 | 1
75.7587 | -20.2811 | 1
56.8817 | 12.1815 | 1
0.11416 | 17.5064 | 1
60.8918 | 48.4401 | 1
14.1003 | 43.4224 | 1
8.2209 | -7.1184 | 1
13.405 | 58.324 | 1
75.767 | 41.2881 | 1
14.7541 | 58.1439 | 1
35.5304 | 15.2651 | 1
24.3457 | -26.3421 | 1
79.9604 | 15.1606 | 1
49.801 | -22.1688 | 1
32.9182 | 7.243 | 1
72.5882 | 17.907 | 1
90.4624 | 67.6602 | 1
32.2736 | 14.2346 | 1
31.4143 | 4.8478 | 1
7.3526 | 23.7787 | 1
4.0421 | 3.3175 | 1
61.5338 | -22.6744 | 1
38.4923 | 2.7478 | 1
16.3209 | 42.8956 | 1
0.84459 | -24.5903 | 1
41.821 | 35.4008 | 1
90.5953 | -15.5744 | 1
35.7048 | 49.4841 | 1
16.927 | -21.483 | 1
9.6825 | 64.4055 | 1
55.9801 | 1.382 | 1
22.5518 | 24.3873 | 1
23.5775 | 14.9651 | 1
46.4511 | 5.1596 | 1
35.6443 | 45.0693 | 1
45.8319 | 58.7863 | 1
56.9574 | -24.3315 | 1
54.5347 | 31.7301 | 1
81.2931 | 44.0206 | 1
2.9842 | 52.9689 | 1
77.2334 | 48.1251 | 1
69.3002 | -17.7348 | 1
83.8878 | -21.8577 | 1
11.6988 | -2.3206 | 1
62.3433 | 29.43 | 1
4.3593 | -25.9203 | 1
65.4305 | 8.1373 | 1
96.9906 | 36.695 | 1
45.6499 | -4.698 | 1
68.5969 | -29.7709 | 1
4.8534 | 27.5435 | 1
50.6941 | -25.7032 | 1
57.3492 | 42.1391 | 1
94.5962 | 2.0807 | 1
67.5619 | 0.53605 | 1
52.6837 | 6.7725 | 1
95.7805 | -24.3837 | 1
73.4605 | 42.0433 | 1
3.892 | 58.1001 | 1
87.4607 | 60.6184 | 1
4.9884 | 40.8178 | 1
20.9353 | -14.3655 | 1
83.8651 | 0.82411 | 1
99.4785 | 62.2595 | 1
94.0038 | -2.3392 | 1
95.5922 | 55.9064 | 1
45.8076 | -6.7624 | 1
4.1717 | -17.897 | 1
36.8037 | -24.9432 | 1
14.0239 | 15.9523 | 1
7.4859 | -15.7894 | 1
44.5224 | -6.6654 | 1
84.9518 | -16.6446 | 1
39.6265 | 42.7209 | 1
86.7719 | 64.6624 | 1
8.8804 | 27.5051 | 1
7.1831 | -8.5718 | 1
69.2751 | 51.0349 | 1
3.211 | 11.1999 | 1
6.937 | 66.3597 | 1
81.4358 | -5.0869 | 1
28.1955 | -20.6188 | 1
59.6373 | -28.3316 | 1
100.7294 | 44.6182 | 1
78.5352 | 42.5949 | 1
35.2532 | -1.1912 | 1
89.2851 | -28.1486 | 1
26.1427 | 18.5161 | 1
27.3692 | 3.2385 | 1
31.6077 | 16.8767 | 1
41.6762 | 57.1982 | 1
95.5335 | 67.6118 | 1
83.7423 | -6.1851 | 1
81.32 | 38.241 | 1
54.3885 | 38.4281 | 1
72.2968 | 12.2782 | 1
33.6646 | -6.3545 | 1
30.6851 | 0.97026 | 1
91.4869 | 61.7261 | 1
4.9817 | 53.6492 | 1
14.0072 | -9.4826 | 1
37.0075 | 1.3734 | 1
39.8539 | 31.3395 | 1
26.5342 | -7.03 | 1
37.3616 | 30.1892 | 1
99.7879 | -19.5726 | 1
97.5924 | 42.5491 | 1
5.4764 | 8.6729 | 1
68.6752 | 18.1079 | 1
60.1783 | 55.7261 | 1
15.5622 | 67.9523 | 1
88.6704 | 57.1229 | 1
89.9857 | -6.1733 | 1
62.919 | -24.9569 | 1
12.4693 | 39.6181 | 1
74.6329 | 21.0891 | 1
34.3292 | -18.7185 | 1
89.9619 | -17.7456 | 1
91.2806 | 29.5084 | 1
0.088235 | 7.5345 | 1
25.0707 | -11.6442 | 1
19.7458 | 4.1071 | 1
78.2751 | 22.0258 | 1
7.7488 | -12.3655 | 1
19.1955 | 47.3997 | 1
55.9645 | 16.5033 | 1
47.6847 | 40.0768 | 1
8.2177 | 68.6733 | 1
21.5616 | 14.7423 | 1
1.0321 | 1.5562 | 1
45.6074 | 39.5106 | 1
60.507 | 55.9226 | 1
6.3334 | -16.0722 | 1
94.4905 | 57.4484 | 1
40.9732 | -12.0946 | 1
10.3091 | 69.9396 | 1
18.5384 | -1.125 | 1
40.035 | 59.4134 | 1
53.3025 | -22.658 | 1
93.3321 | 41.4218 | 1
98.7343 | 50.7087 | 1
81.3429 | 21.8885 | 1
40.5824 | -20.2269 | 1
54.3102 | -20.123 | 1
2.0585 | -5.7126 | 1
81.3055 | -4.0551 | 1
6.0669 | 34.2973 | 1
70.0492 | 24.4952 | 1
67.0494 | 36.2392 | 1
92.4426 | -6.769 | 1
67.5452 | 5.9932 | 1
39.9398 | 9.8909 | 1
41.0912 | 64.7963 | 1
37.0433 | 27.3468 | 1
92.2164 | 37.6109 | 1
35.4078 | 60.9934 | 1
39.1078 | 50.7411 | 1
84.9069 | 32.0535 | 1
62.3465 | 28.6988 | 1
25.4818 | 20.6366 | 1
15.2388 | 66.1808 | 1
95.4957 | 35.0668 | 1
84.0715 | -9.4934 | 1
15.1313 | 55.2395 | 1
21.2121 | 11.0206 | 1
65.643 | 68.4595 | 1
58.0155 | 11.7235 | 1
48.5832 | 13.1503 | 1
12.3694 | -27.229 | 1
90.0046 | 28.3955 | 1
38.6342 | 12.2896 | 1
11.4517 | 22.5518 | 1
15.3063 | 67.0581 | 1
87.5616 | 5.6463 | 1
4.237 | -8.2123 | 1
53.8151 | 65.1558 | 1
59.862 | 27.4058 | 1
51.1855 | 12.7657 | 1
50.6963 | 50.7274 | 1
39.7797 | 37.7911 | 1
37.2518 | 20.523 | 1
50.0729 | 68.6828 | 1
67.3396 | -9.5331 | 1
5.7651 | 47.3075 | 1
77.1777 | 25.4013 | 1
10.4289 | 42.0824 | 1
74.182 | 51.3145 | 1
55.183 | 20.2795 | 1
57.2359 | 48.4545 | 1
22.9288 | 63.4074 | 1
56.3481 | -11.9624 | 1
100.4655 | 12.3363 | 1
9.1727 | 15.7144 | 1
11.6827 | 40.3725 | 1
0.37737 | 28.6616 | 1
88.5393 | 39.1798 | 1
52.8178 | 52.9569 | 1
50.0307 | 44.7743 | 1
17.2776 | -24.6664 | 1
46.7012 | 31.5191 | 1
74.1532 | 29.7462 | 1
1.7618 | 54.3166 | 1
50.419 | 42.7866 | 1
74.9863 | -22.1766 | 1
76.2223 | 51.0871 | 1
75.3888 | 59.6655 | 1
58.3712 | 52.5168 | 1
60.6421 | -19.5035 | 1
47.8349 | 23.6657 | 1
58.2908 | 61.4871 | 1
95.7548 | 55.1912 | 1
16.552 | -19.3217 | 1
89.4967 | -12.5768 | 1
23.4781 | 18.7464 | 1
30.2625 | 37.1597 | 1
55.444 | -23.8446 | 1
16.8323 | -11.4161 | 1
50.2205 | -23.1943 | 1
45.0511 | 67.8002 | 1
67.2203 | 43.4924 | 1
29.2365 | 15.2202 | 1
97.813 | 40.6403 | 1
96.0987 | 5.9761 | 1
97.9496 | 52.1342 | 1
65.1855 | -13.3697 | 1
48.8291 | 43.3289 | 1
80.5491 | 23.0408 | 1
18.394 | -5.9538 | 1
8.8185 | 20.778 | 1
45.5161 | -12.145 | 1
65.5223 | -5.7876 | 1
60.6102 | -13.9821 | 1
79.396 | 17.3675 | 1
79.8308 | 29.6492 | 1
30.1823 | 51.8269 | 1
44.6529 | 42.8784 | 1
27.8584 | 61.4955 | 1
73.8492 | 31.7992 | 1
82.6365 | 69.4544 | 1
29.2788 | 46.1218 | 1
88.6536 | 26.759 | 1
7.5112 | 35.902 | 1
53.63 | 5.1258 | 1
4.0097 | 0.9911 | 1
24.8235 | 56.8291 | 1
90.5961 | 49.7831 | 1
29.6553 | -26.0567 | 1
62.4214 | 36.9815 | 1
77.9668 | 2.8443 | 1
24.662 | -2.0654 | 1
21.5512 | 44.996 | 1
66.2035 | 13.5422 | 1
13.2472 | 2.4291 | 1
88.2762 | -1.8923 | 1
23.3507 | -11.7549 | 1
58.5714 | 49.557 | 1
83.7354 | 0.40321 | 1
61.5487 | 5.9061 | 1
23.2591 | 8.5018 | 1
65.9975 | 47.8237 | 1
7.6926 | 49.2668 | 1
16.0553 | 41.39 | 1
49.6203 | 55.2377 | 1
49.9231 | 27.2244 | 1
13.9461 | -18.2847 | 1
97.5206 | -10.9423 | 1
89.5222 | 12.4082 | 1
78.1001 | 28.8454 | 1
69.0584 | 11.7432 | 1
21.1057 | 48.4781 | 1
2.7722 | 27.8993 | 1
19.845 | -21.0015 | 1
58.2302 | -0.028775 | 1
2.8482 | -17.4352 | 1
84.0621 | 21.9806 | 1
46.0653 | 32.1613 | 1
89.3613 | 32.036 | 1
89.2865 | 61.7099 | 1
81.6505 | 25.2158 | 1
64.6923 | 54.1551 | 1
13.7753 | 57.5093 | 1
90.4482 | 56.202 | 1
95.0983 | -12.9862 | 1
35.8808 | -9.9256 | 1
50.9051 | -14.6253 | 1
29.6284 | 21.7486 | 1
9.1795 | 55.5774 | 1
22.3306 | -7.143 | 1
65.6351 | 59.9267 | 1
49.5678 | 15.9245 | 1
81.0011 | 64.3215 | 1
27.4462 | 54.7506 | 1
66.1729 | 32.9567 | 1
80.7541 | 34.7209 | 1
68.5958 | -15.8472 | 1
69.2877 | -7.0015 | 1
54.7876 | -11.9343 | 1
2.1098 | -3.8027 | 1
69.5834 | 26.0345 | 1
18.009 | 61.0687 | 1
83.627 | 15.9085 | 1
17.3014 | 35.6671 | 1
99.2986 | 49.3976 | 1
78.9529 | 42.7125 | 1
33.7726 | 22.4545 | 1
100.8847 | 25.7721 | 1
63.2135 | 47.1311 | 1
26.617 | -4.5016 | 1
31.4479 | 47.8843 | 1
32.1833 | -4.2044 | 1
86.8356 | 10.2953 | 1
93.0739 | -2.0536 | 1
52.9669 | 14.0849 | 1
53.0387 | -18.5814 | 1
42.3086 | -4.9696 | 1
15.9184 | -4.049 | 1
52.0544 | 39.8505 | 1
24.0274 | -27.0243 | 1
7.8187 | 36.9754 | 1
50.9364 | -26.279 | 1
69.0925 | -6.4326 | 1
43.7706 | -9.0131 | 1
49.8123 | -13.7238 | 1
58.4523 | 13.5432 | 1
22.8896 | 17.9142 | 1
23.2168 | 31.6591 | 1
93.8198 | -3.2665 | 1
4.5275 | 32.1231 | 1
76.997 | 56.7145 | 1
85.9174 | 31.3114 | 1
33.5901 | 40.4948 | 1
26.153 | 3.1681 | 1
52.8345 | -29.3419 | 1
31.3746 | 13.9206 | 1
53.2663 | 48.1359 | 1
66.3046 | -14.8225 | 1
97.453 | -17.0005 | 1
49.0025 | -8.4186 | 1
77.8551 | -20.4487 | 1
62.8474 | 36.5934 | 1
25.8359 | -24.5197 | 1
76.0786 | 26.8524 | 1
87.0035 | 31.8898 | 1
45.9312 | 59.6911 | 1
13.8728 | -22.8424 | 1
50.7724 | -21.7034 | 1
62.1165 | 45.0516 | 1
67.1465 | -1.6628 | 1
52.8896 | -14.0499 | 1
13.7092 | 58.013 | 1
100.813 | 63.087 | 1
64.2086 | 37.7563 | 1
12.6768 | 50.5908 | 1
31.6658 | 0.79679 | 1
39.8571 | 55.3147 | 1
1.2722 | 61.8142 | 1
69.9671 | 33.7703 | 1
48.0971 | 26.8783 | 1
47.4051 | 45.0001 | 1
68.8152 | 2.7954 | 1
53.6205 | -17.0587 | 1
84.757 | -14.8458 | 1
34.6656 | 26.3693 | 1
57.3114 | 31.1192 | 1
72.4371 | -13.912 | 1
22.9934 | -15.8303 | 1
14.9611 | -0.35045 | 1
29.2924 | 60.7593 | 1
74.9073 | 6.297 | 1
59.9624 | 6.8089 | 1
79.8347 | 57.2484 | 1
19.9179 | -7.415 | 1
7.6811 | 31.3118 | 1
79.3703 | -29.315 | 1
28.4116 | -0.29582 | 1
1.3989 | -14.5611 | 1
64.5522 | 50.2875 | 1
10.7413 | 11.3308 | 1
2.5094 | 0.8475 | 1
70.6225 | -29.6714 | 1
53.7653 | 11.4106 | 1
16.6924 | 63.8317 | 1
12.4516 | 8.0018 | 1
28.5831 | -4.216 | 1
23.3616 | 28.199 | 1
50.2392 | 11.7624 | 1
16.7161 | 6.7573 | 1
40.1439 | 16.6886 | 1
41.8596 | -20.3916 | 1
70.6708 | 13.6126 | 1
78.5023 | -12.5884 | 1
72.8505 | 59.2561 | 1
1.4949 | -17.8661 | 1
75.0274 | 19.0923 | 1
22.189 | 45.1778 | 1
64.9188 | -18.9628 | 1
70.8467 | 31.6502 | 1
98.7452 | 5.7956 | 1
9.45 | -10.4078 | 1
60.7125 | -9.3286 | 1
42.096 | -26.8401 | 1
9.4351 | -10.1809 | 1
32.002 | 41.7038 | 1
10.9035 | 48.8886 | 1
92.2036 | 17.4311 | 1
16.5368 | 65.2146 | 1
21.1487 | 26.6092 | 1
8.3432 | 53.0008 | 1
34.187 | 41.7253 | 1
45.8874 | 42.1342 | 1
36.4522 | 14.7981 | 1
53.2393 | 34.6981 | 1
13.404 | 52.0485 | 1
71.5158 | 48.0222 | 1
8.1327 | -17.9166 | 1
83.8928 | 63.1175 | 1
41.7583 | 56.1421 | 1
19.328 | 42.1313 | 1
3.7714 | 33.3535 | 1
26.0624 | 47.0926 | 1
16.2864 | 62.0631 | 1
66.5057 | 5.7099 | 1
25.9004 | 23.321 | 1
34.489 | -9.6625 | 1
27.6031 | -13.5933 | 1
80.607 | 69.266 | 1
55.0628 | 22.6 | 1
0.84415 | 54.6217 | 1
35.7446 | -27.7102 | 1
37.5851 | 27.6088 | 1
4.3661 | 10.0648 | 1
39.9421 | 3.7308 | 1
88.9548 | 29.6659 | 1
37.9238 | 11.3942 | 1
33.7538 | 46.174 | 1
9.6989 | -6.9043 | 1
89.7618 | 0.86828 | 1
16.1902 | 68.2559 | 1
5.4694 | 0.93924 | 1
15.8814 | 0.87111 | 1
39.2414 | 21.0892 | 1
1.468 | -19.8361 | 1
48.4901 | 49.1063 | 1
77.5146 | 44.0704 | 1
29.1463 | 64.4697 | 1
29.9639 | -1.1303 | 1
81.5122 | -7.159 | 1
52.5764 | 22.0954 | 1
42.1959 | 44.5109 | 1
46.7966 | 29.3294 | 1
7.3065 | -16.7383 | 1
98.9684 | 65.3155 | 1
35.9469 | 61.6565 | 1
20.8338 | -0.48725 | 1
13.6096 | 49.2904 | 1
9.5427 | 21.5656 | 1
25.4176 | 65.4053 | 1
44.6427 | 56.963 | 1
94.4789 | 38.8368 | 1
75.2044 | -3.3135 | 1
32.3524 | -17.1735 | 1
27.3361 | -18.0337 | 1
47.5794 | 54.4044 | 1
59.7472 | -29.6723 | 1
30.1802 | -7.0315 | 1
87.6228 | 6.828 | 1
18.3287 | -21.2867 | 1
21.1849 | -23.8233 | 1
56.9729 | -18.8493 | 1
83.3382 | 12.4365 | 1
21.3604 | 23.6597 | 1
50.373 | -27.1148 | 1
22.7552 | -23.7188 | 1
94.2662 | 51.4801 | 1
55.851 | -24.1797 | 1
23.2109 | 44.9885 | 1
72.1831 | 15.8288 | 1
77.3368 | 35.0479 | 1
7.6295 | 49.7881 | 1
74.9207 | -25.2465 | 1
4.8196 | 1.7836 | 1
50.948 | -6.39 | 1
2.9228 | 48.497 | 1
27.7032 | 48.1773 | 1
3.3269 | -14.9603 | 1
30.2162 | 11.8539 | 1
39.1307 | -6.7957 | 1
2.0063 | -7.5054 | 1
18.3595 | -2.8338 | 1
15.1122 | 15.1748 | 1
91.4603 | -9.7821 | 1
80.9475 | 55.7197 | 1
35.3684 | -6.7991 | 1
79.809 | 68.4539 | 1
73.9688 | 36.6468 | 1
23.7321 | -1.2716 | 1
44.4248 | 51.7965 | 1
71.7164 | 49.7249 | 1
61.6137 | 12.5119 | 1
61.6689 | 1.2542 | 1
42.3555 | 37.1075 | 1
75.2685 | 21.417 | 1
21.2641 | 22.2338 | 1
22.1541 | -11.4203 | 1
81.0852 | 28.852 | 1
80.3668 | 22.8301 | 1
76.7786 | 6.233 | 1
16.9245 | -21.8946 | 1
97.5545 | 6.9024 | 1
36.421 | -0.27023 | 1
99.6356 | 53.7661 | 1
32.9632 | 7.0019 | 1
78.1435 | -13.7202 | 1
88.0442 | 0.84412 | 1
29.3988 | -18.4247 | 1
13.8314 | 57.1105 | 1
84.9871 | -21.4615 | 1
10.9696 | 5.5701 | 1
81.8089 | 61.9912 | 1
16.1233 | -14.6086 | 1
11.9956 | 24.8634 | 1
79.4457 | 32.9083 | 1
55.7282 | 14.8252 | 1
70.574 | 50.3806 | 1
8.0452 | 3.8357 | 1
100.4119 | 50.6057 | 1
79.8013 | 46.0268 | 1
57.7974 | 6.8396 | 1
42.314 | 30.9262 | 1
17.0883 | 68.0452 | 1
27.4227 | 45.4899 | 1
68.4824 | 34.0261 | 1
11.6068 | 3.5583 | 1
80.7625 | 69.4774 | 1
96.4561 | 58.0218 | 1
84.5497 | -26.1498 | 1
83.0953 | 69.015 | 1
85.5622 | 58.0944 | 1
77.4097 | 42.8528 | 1
57.586 | -7.5543 | 1
60.0627 | -26.4496 | 1
31.9183 | 28.3175 | 1
54.1913 | -24.6418 | 1
62.7126 | -29.1999 | 1
70.0155 | 40.3418 | 1
71.248 | 68.134 | 1
77.1068 | -15.8708 | 1
67.1411 | 31.8552 | 1
80.508 | 37.4519 | 1
49.3263 | 69.4509 | 1
58.2485 | -8.0493 | 1
81.7176 | -24.8185 | 1
4.1135 | 32.5934 | 1
100.6897 | 44.5174 | 1
94.4798 | 56.1709 | 1
88.244 | -6.1499 | 1
68.6402 | -28.5076 | 1
60.6108 | -23.1122 | 1
56.7587 | -8.0465 | 1
19.2796 | 18.3972 | 1
20.8868 | 43.6199 | 1
30.4613 | -29.3735 | 1
70.1156 | -10.0115 | 1
77.1118 | 35.1328 | 1
4.9494 | 48.1169 | 1
2.0031 | -27.2242 | 1
38.5901 | 53.2009 | 1
54.7243 | 59.0125 | 1
67.8654 | 68.3561 | 1
23.1301 | 5.1573 | 1
72.951 | 28.4366 | 1
28.5792 | 25.1214 | 1
13.2346 | 43.2999 | 1
94.1625 | -18.6797 | 1
82.0112 | 7.4614 | 1
75.7933 | 27.2557 | 1
8.2184 | 21.2601 | 1
36.4472 | 40.1533 | 1
36.8786 | -4 | 1
22.8484 | 10.633 | 1
4.4265 | 12.3861 | 1
26.6066 | 45.3031 | 1
20.4785 | 12.5527 | 1
92.8293 | 30.4906 | 1
33.7329 | 57.8116 | 1
90.0047 | 60.8562 | 1
31.9673 | 48.177 | 1
61.4474 | 26.3835 | 1
4.4482 | -8.7447 | 1
15.237 | 19.2346 | 1
77.0724 | -15.2281 | 1
77.5727 | -16.1667 | 1
36.2923 | 1.239 | 1
59.6263 | 40.4574 | 1
5.6071 | 49.7331 | 1
91.9671 | -17.7011 | 1
88.7083 | 51.9133 | 1
52.856 | -19.4732 | 1
67.7993 | 25.4291 | 1
57.2081 | -11.8311 | 1
45.222 | 24.0892 | 1
25.201 | 1.9196 | 1
68.391 | 21.6638 | 1
99.0106 | 18.8328 | 1
53.7622 | -4.9936 | 1
61.2642 | -24.2927 | 1
90.8353 | 60.4453 | 1
78.4293 | -6.5446 | 1
23.5468 | 9.4727 | 1
9.5234 | 66.7717 | 1
41.8092 | 37.1979 | 1
48.7746 | 19.6391 | 1
13.8592 | -4.4945 | 1
62.096 | 33.3137 | 1
95.6632 | 62.8077 | 1
70.9781 | 43.8959 | 1
40.1765 | -5.2133 | 1
69.998 | 4.5236 | 1
62.2738 | -18.1135 | 1
31.7558 | 7.9927 | 1
93.0589 | -18.1156 | 1
56.8942 | 52.197 | 1
79.1694 | 33.1001 | 1
44.8314 | 49.1092 | 1
82.5908 | 46.9307 | 1
92.6912 | 30.9409 | 1
32.7476 | 49.2625 | 1
73.3233 | 12.6484 | 1
61.824 | 46.1888 | 1
96.7682 | -5.9175 | 1
17.9743 | -28.902 | 1
20.0039 | 59.6857 | 1
83.7696 | 14.7696 | 1
62.4784 | 49.2989 | 1
8.3608 | -16.0984 | 1
16.2345 | 33.5554 | 1
17.1248 | -7.0814 | 1
11.383 | 38.4703 | 1
17.4776 | 9.4763 | 1
70.9889 | -10.3817 | 1
56.487 | 9.5242 | 1
50.4295 | -11.0942 | 1
80.3491 | 29.2528 | 1
15.6875 | 44.8997 | 1
58.5793 | 52.8758 | 1
21.7284 | -1.6429 | 1
3.9363 | 58.8029 | 1
39.271 | 9.9844 | 1
43.2024 | -27.0346 | 1
71.6957 | 27.4486 | 1
27.2865 | 68.0726 | 1
60.2065 | 59.992 | 1
72.2498 | 34.4928 | 1
87.9984 | 9.6932 | 1
62.7931 | 39.8015 | 1
7.0712 | 61.9328 | 1
16.1058 | -2.9929 | 1
75.0049 | 11.8849 | 1
17.1762 | 8.0863 | 1
97.1643 | 31.3755 | 1
41.907 | 61.6393 | 1
78.1318 | 63.5444 | 1
38.5641 | -17.8278 | 1
75.2229 | 35.6732 | 1
98.8731 | 6.9684 | 1
4.9271 | 9.2155 | 1
35.3953 | 49.0345 | 1
20.4807 | -18.1527 | 1
22.0385 | -27.6936 | 1
68.9594 | 4.4356 | 1
29.4983 | 45.9814 | 1
28.4631 | 53.3487 | 1
23.5845 | -8.2477 | 1
97.3928 | 4.4775 | 1
5.5535 | 24.509 | 1
58.2317 | 14.1807 | 1
31.5526 | 38.7715 | 1
93.4785 | 14.226 | 1
49.7593 | -17.2191 | 1
3.227 | 56.2914 | 1
43.4517 | 49.4912 | 1
72.2164 | -29.7365 | 1
79.3577 | 1.7651 | 1
79.5541 | 10.3104 | 1
31.7075 | 23.623 | 1
63.0538 | -17.5293 | 1
55.5465 | -4.4558 | 1
74.2541 | -3.8828 | 1
52.606 | 33.9952 | 1
99.5576 | 31.1996 | 1
61.7135 | -24.4049 | 1
36.9456 | 2.5875 | 1
61.096 | -27.7838 | 1
63.6487 | 34.4819 | 1
86.07 | -16.3858 | 1
86.8136 | 42.3666 | 1
1.1738 | 50.5408 | 1
59.4511 | 45.1119 | 1
53.4906 | 67.5273 | 1
13.2598 | 28.4879 | 1
56.8196 | -18.2542 | 1
40.3485 | 22.8041 | 1
71.3309 | 53.7926 | 1
69.8179 | 59.3724 | 1
37.1374 | -28.5113 | 1
49.5368 | 33.5791 | 1
99.6006 | 4.5139 | 1
49.1624 | 9.8011 | 1
2.7614 | 18.7162 | 1
35.2688 | 58.6406 | 1
36.6814 | 1.8751 | 1
53.6877 | -1.3463 | 1
68.3961 | -27.1628 | 1
27.7343 | 69.5931 | 1
89.3615 | 44.5918 | 1
21.2108 | 9.8862 | 1
29.7405 | 10.0995 | 1
13.3507 | 7.0946 | 1
67.9518 | 34.4812 | 1
45.0778 | -2.7215 | 1
24.8664 | -13.8825 | 1
64.8709 | 39.2759 | 1
15.7537 | -1.2853 | 1
11.4833 | 48.9368 | 1
43.7468 | 43.4265 | 1
54.2409 | 69.2281 | 1
90.0762 | -8.655 | 1
95.7339 | -28.3678 | 1
43.3597 | 27.1287 | 1
71.5394 | 47.5582 | 1
61.0183 | -27.3008 | 1
49.0406 | 52.3702 | 1
37.4751 | 32.5139 | 1
15.2414 | 32.0407 | 1
73.0292 | 38.4035 | 1
42.4046 | 45.4938 | 1
75.4135 | 34.0079 | 1
9.939 | 23.2554 | 1
76.3511 | 16.1023 | 1
78.4956 | 50.5583 | 1
12.9069 | -24.2731 | 1
75.7649 | -8.3901 | 1
8.084 | -17.406 | 1
10.3184 | 15.4985 | 1
1.4196 | -25.264 | 1
93.1571 | 21.2534 | 1
55.0398 | 46.7946 | 1
46.1349 | 21.8381 | 1
21.6004 | 18.2699 | 1
60.8804 | 46.296 | 1
35.6941 | 10.5197 | 1
77.772 | 49.5302 | 1
94.0677 | 65.7985 | 1
89.5834 | 50.0409 | 1
9.0307 | -3.1775 | 1
8.9368 | 46.4969 | 1
32.3516 | 1.3199 | 1
92.9007 | 12.1969 | 1
20.1429 | 50.8461 | 1
75.9099 | -11.3529 | 1
9.6713 | 39.6341 | 1
29.3711 | 9.3042 | 1
91.1168 | 26.5389 | 1
54.1374 | 39.04 | 1
96.3693 | 8.0927 | 1
93.8734 | 44.0788 | 1
66.4925 | 57.7996 | 1
92.2218 | 47.0813 | 1
57.411 | 66.5002 | 1
6.8607 | 26.1181 | 1
46.5498 | 0.69658 | 1
96.2766 | 7.3994 | 1
57.0652 | 64.2916 | 1
30.3579 | 23.5275 | 1
0.50699 | 68.2146 | 1
99.4261 | -16.6252 | 1
55.1696 | 60.5985 | 1
45.4143 | 22.1981 | 1
16.0374 | 64.7437 | 1
88.962 | -10.2519 | 1
8.4988 | 60.5435 | 1
39.253 | -22.0232 | 1
92.2985 | 61.3028 | 1
79.727 | -8.1003 | 1
29.5779 | 60.1698 | 1
55.5722 | 21.3168 | 1
26.43 | -0.99324 | 1
65.9965 | 69.977 | 1
57.6585 | -25.3222 | 1
53.2826 | -26.9904 | 1
60.7888 | 43.9892 | 1
94.8235 | -7.6949 | 1
55.5713 | -0.055712 | 1
24.474 | 49.7694 | 1
77.5604 | 64.5407 | 1
93.6226 | 32.5337 | 1
43.3449 | -27.2319 | 1
9.9771 | 47.6856 | 1
42.839 | -6.3587 | 1
10.3257 | -28.6098 | 1
21.4376 | 40.3602 | 1
98.9095 | -25.1969 | 1
21.4391 | 32.8535 | 1
13.2365 | 0.21689 | 1
27.8443 | 65.2986 | 1
94.6111 | -5.4399 | 1
91.4682 | 53.7248 | 1
65.7888 | 61.8942 | 1
23.5549 | 11.2157 | 1
49.4869 | -14.211 | 1
16.4711 | 35.82 | 1
66.4492 | -13.0722 | 1
28.7867 | 63.9077 | 1
53.624 | 16.8745 | 1
31.5791 | -5.3782 | 1
98.6578 | 36.382 | 1
0.69356 | 11.3694 | 1
6.4141 | 18.7428 | 1
99.6234 | -28.3858 | 1
37.5741 | -27.3307 | 1
9.9889 | 4.1686 | 1
55.6237 | -0.88234 | 1
8.5723 | 52.7816 | 1
58.1508 | 12.6959 | 1
54.2584 | -5.3102 | 1
87.6777 | 23.5854 | 1
6.0539 | 60.1399 | 1
25.1033 | -18.9166 | 1
59.3656 | 4.2904 | 1
36.6373 | -10.9109 | 1
95.3737 | 65.0814 | 1
78.0017 | -10.2116 | 1
47.3342 | 4.2964 | 1
24.8562 | 26.8375 | 1
28.7579 | -15.4795 | 1
24.2129 | 16.6237 | 1
54.8219 | 25.8149 | 1
25.5191 | 53.3573 | 1
25.3936 | -6.8094 | 1
47.2127 | -21.5373 | 1
33.8745 | 9.4905 | 1
37.5549 | -27.9523 | 1
69.0502 | -0.95938 | 1
23.457 | 33.3695 | 1
56.1144 | 54.5532 | 1
83.1193 | 56.945 | 1
67.8057 | 69.7702 | 1
27.2991 | 66.3434 | 1
95.4686 | -24.5002 | 1
17.9757 | 5.4397 | 1
68.0473 | 63.697 | 1
4.7383 | 46.2612 | 1
83.2482 | 52.6024 | 1
50.2635 | -28.6211 | 1
55.789 | 20.8649 | 1
0.49538 | 25.7162 | 1
49.9444 | -15.1587 | 1
99.4058 | 34.5614 | 1
3.8567 | 28.0895 | 1
70.5401 | -28.7901 | 1
97.2233 | 39.4756 | 1
50.4782 | -8.8916 | 1
40.3494 | 58.6572 | 1
30.8704 | 50.1104 | 1
71.5015 | -28.8273 | 1
2.0177 | 29.655 | 1
38.3997 | 24.1995 | 1
66.1144 | 47.3406 | 1
42.6479 | 4.1933 | 1
95.5781 | 49.1819 | 1
16.2774 | 42.358 | 1
30.7089 | 55.8465 | 1
1.5102 | -10.3145 | 1
51.4638 | 24.7254 | 1
5.3764 | 2.6925 | 1
90.5572 | 26.3439 | 1
82.3896 | 33.5141 | 1
1.0051 | 0.3047 | 1
89.3297 | 55.4071 | 1
37.0829 | 8.5603 | 1
12.1097 | 4.8193 | 1
13.8004 | 29.0337 | 1
4.3139 | 18.2274 | 1
9.9973 | -13.9742 | 1
38.3302 | 29.2685 | 1
8.2347 | 56.1926 | 1
64.708 | 55.7199 | 1
20.7543 | 28.0835 | 1
88.5767 | -17.1722 | 1
71.0831 | 60.976 | 1
12.5398 | -11.3042 | 1
4.3707 | 28.0181 | 1
62.8043 | 44.7637 | 1
27.5452 | 47.809 | 1
39.0428 | -22.5939 | 1
23.8675 | 55.3125 | 1
90.9178 | 30.5022 | 1
30.8324 | -8.9143 | 1
29.8868 | -12.8155 | 1
66.6969 | 66.5883 | 1
55.5896 | 22.2548 | 1
93.0309 | -28.9848 | 1
67.6677 | 26.2236 | 1
11.8984 | -25.1088 | 1
97.7712 | 25.8028 | 1
6.3195 | -23.9078 | 1
90.426 | 10.7365 | 1
51.1404 | 68.5216 | 1
13.602 | 24.209 | 1
53.397 | 33.5352 | 1
62.7772 | 45.334 | 1
23.0946 | -11.6379 | 1
38.3103 | -16.6007 | 1
45.6264 | 62.541 | 1
53.5556 | 48.3712 | 1
39.1905 | 65.0903 | 1
78.0839 | 68.3559 | 1
29.7298 | 29.4289 | 1
92.37 | 57.1464 | 1
38.3049 | -25.414 | 1
8.6976 | 66.2567 | 1
14.6718 | -0.26673 | 1
98.4553 | 34.4913 | 1
65.4365 | -12.1618 | 1
55.6233 | -14.0505 | 1
36.1632 | -0.79334 | 1
74.5434 | 63.6345 | 1
68.4456 | 14.499 | 1
77.9416 | -25.8037 | 1
28.1421 | 62.3855 | 1
96.4017 | 53.7433 | 1
47.973 | -13.7868 | 1
17.4878 | 58.0046 | 1
11.3794 | -25.1414 | 1
11.1477 | 53.4975 | 1
71.8197 | 11.457 | 1
5.5575 | 52.1239 | 1
57.8425 | -29.9183 | 1
86.6523 | 13.6136 | 1
64.5793 | 2.8678 | 1
12.9533 | 32.7083 | 1
7.754 | 22.4916 | 1
48.2786 | -7.4081 | 1
22.8034 | -19.96 | 1
9.093 | 63.3687 | 1
34.5209 | 19.0933 | 1
65.8811 | -12.9671 | 1
9.5434 | 5.2274 | 1
69.5984 | 52.8106 | 1
92.1087 | 3.687 | 1
39.6808 | 7.5189 | 1
70.0558 | 34.1822 | 1
71.7715 | -10.6176 | 1
78.1873 | 29.3451 | 1
33.7485 | 27.9069 | 1
19.4241 | 62.5731 | 1
66.37 | -18.8316 | 1
67.9325 | 18.2365 | 1
58.2359 | 16.528 | 1
59.6949 | 60.284 | 1
60.7642 | 57.8405 | 1
15.8465 | 49.4487 | 1
21.0978 | -29.5183 | 1
68.7314 | 27.7572 | 1
15.1427 | -23.7977 | 1
31.5442 | 18.5579 | 1
49.9173 | 8.821 | 1
11.496 | 8.5224 | 1
100.0046 | 20.6453 | 1
56.0105 | 41.148 | 1
26.6258 | -26.1834 | 1
0.63991 | -3.9368 | 1
86.766 | 18.7794 | 1
93.4372 | 47.7783 | 1
4.5162 | -9.2653 | 1
93.4287 | 60.4367 | 1
89.4306 | 16.9451 | 1
11.7512 | 48.0655 | 1
56.8621 | 65.7759 | 1
33.5274 | 17.912 | 1
66.2729 | -17.6374 | 1
0.81497 | 24.2535 | 1
4.7256 | 64.938 | 1
3.0442 | 5.5796 | 1
0.93228 | -3.0771 | 1
20.3989 | 66.8233 | 1
30.2884 | -20.0276 | 1
20.6547 | -25.126 | 1
65.0512 | 20.0941 | 1
50.6021 | 54.0255 | 1
53.5886 | 66.4877 | 1
26.2119 | 57.1802 | 1
100.3686 | 30.1232 | 1
63.6033 | 19.246 | 1
12.4881 | 27.6056 | 1
4.7331 | -26.5751 | 1
26.0847 | 27.7743 | 1
22.2381 | 65.2724 | 1
4.0974 | -20.0833 | 1
86.7706 | -13.7301 | 1
47.654 | 41.5506 | 1
44.271 | 24.0574 | 1
8.7414 | 30.8542 | 1
82.527 | 65.8425 | 1
53.3851 | 69.1545 | 1
62.3219 | 6.8107 | 1
36.2957 | -9.9363 | 1
94.2491 | -10.9442 | 1
33.6614 | 36.5525 | 1
35.3087 | 27.4898 | 1
83.1711 | 10.135 | 1
82.812 | 33.3761 | 1
27.0002 | 56.8437 | 1
87.7677 | -29.6379 | 1
40.3395 | 0.21577 | 1
6.5535 | 46.4236 | 1
82.2469 | 51.7301 | 1
6.8029 | -18.0175 | 1
44.2778 | 1.1588 | 1
73.5954 | 1.0968 | 1
49.7954 | 8.1009 | 1
72.5546 | 57.8174 | 1
83.2191 | 0.89849 | 1
38.8144 | 8.3059 | 1
12.3153 | -6.7126 | 1
6.5064 | 27.2363 | 1
25.4952 | 63.0823 | 1
44.8239 | 18.3729 | 1
63.7451 | 3.1416 | 1
84.283 | -28.7225 | 1
77.6748 | -6.5013 | 1
32.5218 | 12.2205 | 1
29.2031 | 37.8521 | 1
69.9201 | 2.9637 | 1
42.6048 | 50.5996 | 1
79.5947 | 36.5909 | 1
6.7181 | 66.8232 | 1
6.5317 | 48.822 | 1
76.1026 | 61.3812 | 1
60.6832 | 14.6834 | 1
39.4872 | 30.2022 | 1
62.6719 | 68.2827 | 1
76.8408 | 63.5255 | 1
11.2986 | -15.1606 | 1
39.3651 | 28.6586 | 1
85.9443 | -24.1662 | 1
98.7898 | 60.0275 | 1
98.79 | 26.5853 | 1
62.3296 | -23.7071 | 1
22.7902 | 1.0303 | 1
74.3341 | 4.0519 | 1
22.6556 | 44.1166 | 1
39.501 | 19.6235 | 1
97.3339 | 44.3914 | 1
71.2495 | 18.3995 | 1
59.6919 | 29.7528 | 1
72.1683 | -25.6244 | 1
21.3192 | 37.5087 | 1
70.6361 | 27.7765 | 1
47.31 | -3.8529 | 1
32.7315 | 44.6075 | 1
73.4594 | -12.3247 | 1
93.0477 | -14.0463 | 1
13.5568 | -11.3127 | 1
1.7866 | 1.7146 | 1
11.8261 | -10.4886 | 1
92.1861 | 52.1119 | 1
47.6519 | 48.2629 | 1
27.1603 | 35.5836 | 1
78.8332 | -8.8062 | 1
24.8052 | 53.051 | 1
16.0262 | 9.3497 | 1
58.9715 | -26.2264 | 1
16.2573 | 36.3229 | 1
66.9531 | -16.9356 | 1
92.6122 | 66.8389 | 1
35.8284 | -14.7086 | 1
0.87331 | -14.7781 | 1
74.3936 | 66.6943 | 1
36.8447 | 27.1539 | 1
13.9847 | -26.7169 | 1
74.464 | 61.6446 | 1
53.8153 | 63.6099 | 1
92.8596 | -23.8266 | 1
77.4776 | -26.2248 | 1
20.9521 | 29.9173 | 1
92.3899 | 54.2941 | 1
14.7316 | -17.0728 | 1
40.6147 | 42.3035 | 1
84.7912 | 35.426 | 1
47.6234 | 0.92473 | 1
42.6648 | 61.1863 | 1
89.1989 | -24.6633 | 1
74.0694 | 1.5908 | 1
39.4768 | 40.9469 | 1
62.053 | 56.9563 | 1
0.75653 | 35.0133 | 1
65.2368 | -15.4901 | 1
53.7002 | 36.7577 | 1
53.9047 | 10.3407 | 1
44.8335 | -27.8996 | 1
85.8308 | -18.415 | 1
71.4233 | 19.8577 | 1
26.9615 | -23.3498 | 1
80.7132 | 14.0612 | 1
40.1463 | 14.5361 | 1
46.1152 | 25.1426 | 1
52.0591 | 49.7096 | 1
25.1685 | -18.9735 | 1
26.4463 | -2.5686 | 1
19.1811 | 39.1134 | 1
22.0098 | -19.237 | 1
48.0578 | 7.9816 | 1
95.4204 | -5.5149 | 1
75.4175 | 51.8095 | 1
70.8033 | -21.5993 | 1
15.4104 | 38.4303 | 1
1.3608 | 8.0553 | 1
36.3153 | 0.31597 | 1
62.9111 | 29.267 | 1
52.5075 | 12.6558 | 1
78.4033 | -12.9123 | 1
69.7271 | 58.805 | 1
75.0872 | 35.923 | 1
17.7374 | 57.1961 | 1
0.98176 | 22.3376 | 1
1.4396 | -19.7304 | 1
19.4214 | 36.1813 | 1
26.37 | 63.0566 | 1
75.9181 | 20.8 | 1
42.5423 | -1.6424 | 1
81.4849 | -11.9798 | 1
20.0971 | 24.7901 | 1
1.5631 | -23.4937 | 1
89.5687 | -23.8156 | 1
53.045 | 18.7218 | 1
57.011 | 54.8756 | 1
96.4821 | 5.5513 | 1
2.8231 | 4.642 | 1
86.1444 | 14.2482 | 1
17.1572 | 52.6548 | 1
78.3705 | 15.247 | 1
11.7838 | -28.7298 | 1
74.6309 | 1.1747 | 1
51.0031 | -14.2938 | 1
65.2138 | 38.0424 | 1
31.2619 | 34.4267 | 1
16.6028 | 44.2642 | 1
37.7506 | -15.9304 | 1
45.5589 | -17.5673 | 1
10.1049 | 55.1273 | 1
0.47704 | 0.12883 | 1
19.2078 | 4.5022 | 1
95.5128 | 67.4937 | 1
47.0733 | 65.1941 | 1
65.3307 | 41.4773 | 1
87.3544 | -20.8251 | 1
79.7361 | -19.8667 | 1
76.6503 | -22.3311 | 1
67.3056 | 4.7183 | 1
38.4199 | 52.9372 | 1
69.4246 | 55.3204 | 1
87.1641 | 39.6819 | 1
40.543 | 29.4821 | 1
20.8515 | 52.3915 | 1
99.8879 | -17.7374 | 1
72.3089 | -22.637 | 1
61.2708 | 14.4605 | 1
47.4914 | 5.2045 | 1
70.8373 | 56.6261 | 1
92.3492 | -1.1883 | 1
26.5529 | 17.527 | 1
89.5818 | 69.465 | 1
41.5406 | 26.6714 | 1
40.9608 | 24.2629 | 1
48.8194 | 39.7797 | 1
75.3527 | 66.2069 | 1
44.7009 | -15.6039 | 1
91.2072 | 27.161 | 1
12.8549 | 30.9908 | 1
97.5422 | -24.4038 | 1
39.5672 | 48.793 | 1
75.1478 | 26.6094 | 1
29.1077 | 67.3717 | 1
54.0928 | 21.1912 | 1
74.5666 | 27.066 | 1
73.4114 | 64.1585 | 1
95.7136 | 68.9443 | 1
60.7227 | 68.2796 | 1
95.1174 | 53.4763 | 1
86.0863 | -13.8517 | 1
14.1391 | 20.4812 | 1
72.094 | 57.5195 | 1
42.9167 | 46.3752 | 1
37.3187 | 18.3152 | 1
39.3668 | -15.1007 | 1
1.0043 | 53.7026 | 1
22.9294 | -11.4722 | 1
8.0174 | 23.5408 | 1
66.6483 | 2.7658 | 1
67.4023 | -11.8157 | 1
82.2138 | -9.1589 | 1
69.2618 | 63.6995 | 1
59.4618 | 15.6586 | 1
69.1279 | 27.1409 | 1
48.4485 | 6.0109 | 1
82.6661 | 46.3851 | 1
57.2308 | -22.2665 | 1
36.5909 | -26.368 | 1
2.259 | 45.0353 | 1
42.2824 | 48.1836 | 1
6.7363 | 2.5878 | 1
22.1909 | 33.277 | 1
73.6342 | 43.3483 | 1
86.1688 | 54.2564 | 1
65.8433 | -26.4043 | 1
35.6397 | -14.8388 | 1
16.7481 | 12.9319 | 1
22.7542 | -27.1626 | 1
6.8985 | -11.5933 | 1
82.5119 | 64.9571 | 1
86.3822 | 33.1377 | 1
53.7224 | -27.1054 | 1
4.2555 | -12.878 | 1
37.2956 | 52.7923 | 1
27.0191 | 8.718 | 1
60.8668 | -29.1009 | 1
92.8594 | 1.5087 | 1
13.5225 | -26.7802 | 1
77.5132 | 39.9313 | 1
3.4312 | -24.4936 | 1
95.7591 | -8.0491 | 1
33.957 | 7.5399 | 1
4.7324 | -12.6276 | 1
77.6547 | 2.4299 | 1
30.5145 | 15.6465 | 1
56.7869 | 64.1306 | 1
14.3605 | 8.6095 | 1
31.7321 | 25.9372 | 1
87.9114 | -2.7662 | 1
47.381 | 41.2207 | 1
91.4823 | 4.9693 | 1
98.7558 | -24.5214 | 1
4.2027 | -21.4067 | 1
0.91492 | 1.1721 | 1
12.4803 | 53.2178 | 1
9.9236 | 42.5964 | 1
93.0161 | 19.7818 | 1
9.34 | 1.6134 | 1
21.8069 | -14.699 | 1
42.836 | 69.0834 | 1
70.3047 | 14.8125 | 1
37.3704 | -0.90305 | 1
21.5788 | 19.3788 | 1
34.6244 | 65.8183 | 1
56.4185 | -12.7267 | 1
54.1109 | 40.3941 | 1
11.5324 | -26.4611 | 1
41.928 | 52.6388 | 1
39.9053 | 60.6408 | 1
43.3586 | -9.7638 | 1
89.9048 | 25.1981 | 1
36.7363 | 49.7272 | 1
18.6232 | 60.8399 | 1
19.508 | 5.9781 | 1
34.2287 | 63.5116 | 1
58.2994 | 66.5628 | 1
72.8029 | 60.3582 | 1
33.0657 | 20.0327 | 1
1.9239 | 6.3886 | 1
85.6383 | 39.3332 | 1
44.2261 | 0.67064 | 1
94.8579 | 37.0874 | 1
27.5067 | -17.991 | 1
12.1802 | -1.0918 | 1
84.0134 | -3.4119 | 1
86.1745 | 24.4254 | 1
29.9588 | -13.4268 | 1
44.2267 | 49.3388 | 1
90.0365 | 17.5786 | 1
33.8425 | 5.1756 | 1
4.6688 | -11.885 | 1
76.4777 | 40.6986 | 1
82.0594 | 56.1366 | 1
86.1128 | 64.508 | 1
92.5418 | 49.1122 | 1
95.1099 | 38.6227 | 1
18.8718 | 34.3023 | 1
87.0262 | 24.2992 | 1
61.7513 | -1.8564 | 1
100.2388 | 63.6735 | 1
5.3729 | 30.1258 | 1
32.9202 | 53.4829 | 1
82.6061 | -0.70675 | 1
41.7532 | -9.6448 | 1
65.8058 | -23.3434 | 1
25.2498 | 38.6015 | 1
60.6776 | 5.63 | 1
69.5109 | 42.0486 | 1
30.722 | 28.1417 | 1
3.6109 | -25.9673 | 1
65.4642 | 27.5919 | 1
27.7208 | -0.44242 | 1
23.6307 | 69.8838 | 1
25.7671 | 34.5733 | 1
14.5548 | 6.0819 | 1
16.7075 | 7.0446 | 1
57.8364 | 61.5315 | 1
86.4073 | 30.0531 | 1
85.2037 | 46.1883 | 1
33.275 | 66.9427 | 1
77.049 | 45.7089 | 1
40.6271 | 28.9251 | 1
36.9211 | 64.0261 | 1
60.3662 | 19.4486 | 1
49.6114 | -6.9309 | 1
83.3088 | 18.6457 | 1
45.0772 | 51.8552 | 1
72.2576 | 29.9293 | 1
39.0216 | -18.8223 | 1
27.3608 | -14.5775 | 1
98.3901 | 29.641 | 1
32.8004 | -2.9867 | 1
10.4711 | -0.12755 | 1
52.9596 | -21.0718 | 1
42.4462 | -27.5026 | 1
96.7318 | -20.6147 | 1
22.0811 | -18.1609 | 1
88.9954 | -22.7002 | 1
0.19067 | 44.8535 | 1
44.8208 | 31.3129 | 1
23.4602 | 22.1961 | 1
63.2242 | -10.862 | 1
1.3395 | 36.6385 | 1
50.0348 | 48.3181 | 1
25.9501 | 5.8284 | 1
44.2113 | -18.3993 | 1
45.9084 | 46.3341 | 1
98.9004 | 59.3407 | 1
16.8213 | 36.5734 | 1
63.1018 | 3.9354 | 1
29.4205 | -1.0625 | 1
47.0434 | -4.9518 | 1
46.8598 | -0.61962 | 1
31.3844 | 30.1153 | 1
51.5858 | 48.0419 | 1
8.5322 | 12.4055 | 1
17.5555 | -10.1051 | 1
25.3067 | 20.3914 | 1
95.8616 | -14.0325 | 1
54.1402 | 52.0605 | 1
22.5156 | 56.9219 | 1
76.0473 | -2.9586 | 1
58.5564 | 28.5174 | 1
73.7399 | 25.8783 | 1
15.0277 | 18.8292 | 1
28.7291 | 50.5824 | 1
31.3319 | 68.3846 | 1
49.2981 | 32.567 | 1
10.2994 | 52.5158 | 1
25.7459 | 54.3242 | 1
85.2712 | -11.2852 | 1
44.122 | 40.7643 | 1
12.1353 | -2.055 | 1
61.8224 | 66.1969 | 1
10.2071 | 51.8085 | 1
71.4216 | -20.2265 | 1
10.2477 | 0.93375 | 1
6.0089 | 42.5489 | 1
8.9652 | -24.3801 | 1
60.5084 | -13.4217 | 1
90.6361 | 54.827 | 1
75.9222 | 26.6468 | 1
73.3326 | 59.0259 | 1
62.9408 | 55.4604 | 1
56.3578 | 44.1094 | 1
15.5766 | -5.887 | 1
93.6028 | 58.3845 | 1
28.5512 | 3.3442 | 1
18.8865 | 59.1075 | 1
60.9511 | 59.4015 | 1
8.1368 | 46.2416 | 1
67.2749 | -4.7154 | 1
82.1148 | 33.2722 | 1
96.2125 | 50.6277 | 1
59.1484 | 40.8743 | 1
19.4118 | 15.9738 | 1
11.3301 | 44.9092 | 1
92.1055 | 34.1477 | 1
18.717 | -10.3188 | 1
6.6317 | -25.6234 | 1
42.1782 | 28.5985 | 1
51.8216 | -0.56179 | 1
2.5593 | -27.6757 | 1
11.6781 | 33.9955 | 1
28.3718 | 62.3518 | 1
39.859 | 5.1284 | 1
41.4169 | 34.3446 | 1
67.3163 | 45.2653 | 1
30.7975 | 49.0608 | 1
21.7611 | 25.9165 | 1
31.8593 | 26.9694 | 1
44.8753 | 35.68 | 1
48.0623 | -23.1214 | 1
15.0434 | -14.3313 | 1
44.5462 | -11.1266 | 1
31.4097 | 34.2943 | 1
62.8729 | -6.0735 | 1
13.9001 | 56.4339 | 1
51.1366 | 18.3017 | 1
76.0965 | -14.5737 | 1
80.0861 | 25.8244 | 1
76.3016 | 39.3579 | 1
0.40279 | -19.5837 | 1
47.021 | -26.2635 | 1
52.9163 | 2.7036 | 1
65.3653 | 22.0819 | 1
75.5614 | -26.9947 | 1
93.3627 | 4.5612 | 1
80.065 | -22.7455 | 1
84.8669 | 32.2348 | 1
50.8808 | 50.7427 | 1
82.6424 | -23.5902 | 1
96.6563 | -14.6941 | 1
62.8846 | 37.3062 | 1
43.0276 | -10.7103 | 1
58.0542 | -19.3972 | 1
32.2597 | -21.7527 | 1
1.1893 | 54.4206 | 1
73.3044 | 22.5687 | 1
69.8819 | -13.4897 | 1
25.3365 | -6.2663 | 1
36.2044 | 30.423 | 1
15.6684 | 3.8802 | 1
8.9805 | -1.9127 | 1
38.3862 | 45.2459 | 1
57.6674 | 14.4982 | 1
35.125 | 25.1574 | 1
60.0161 | 53.5797 | 1
58.1292 | 5.9136 | 1
21.413 | -8.9371 | 1
72.3111 | 65.3234 | 1
86.699 | 55.6592 | 1
67.4633 | 4.1121 | 1
11.106 | 26.8402 | 1
64.5217 | 49.8979 | 1
86.8537 | -26.8704 | 1
83.9938 | -13.7257 | 1
26.3347 | -12.437 | 1
4.7713 | -15.0433 | 1
91.9788 | 11.0717 | 1
75.6757 | 59.7901 | 1
76.8683 | 45.1937 | 1
60.6855 | 69.1515 | 1
39.7817 | 46.826 | 1
22.7461 | -27.0188 | 1
75.1059 | -18.4662 | 1
26.4351 | 27.392 | 1
59.1832 | 27.0714 | 1
84.4376 | 3.8375 | 1
18.5863 | 26.4371 | 1
67.7036 | -7.9104 | 1
66.6591 | 27.307 | 1
7.168 | 7.8851 | 1
78.1666 | -12.9387 | 1
44.805 | 1.2182 | 1
14.6046 | 8.9065 | 1
98.2535 | -24.0302 | 1
0.82975 | 30.954 | 1
24.7377 | 23.0751 | 1
58.0702 | 38.1526 | 1
51.1438 | -16.8345 | 1
55.7702 | 33.5361 | 1
56.5845 | -1.0306 | 1
9.2573 | 44.7541 | 1
52.1816 | 11.0269 | 1
34.626 | 3.6654 | 1
0.57223 | 27.8301 | 1
15.9356 | 51.2337 | 1
15.4707 | 28.3182 | 1
2.1555 | 21.1936 | 1
96.5376 | -3.9613 | 1
74.4589 | 32.2013 | 1
16.2817 | -17.4511 | 1
39.3575 | -4.723 | 1
10.1035 | 25.911 | 1
64.2018 | 44.2276 | 1
61.2501 | 58.7067 | 1
17.2966 | 26.7037 | 1
68.5018 | -8.8481 | 1
92.6579 | 35.936 | 1
57.307 | 25.0021 | 1
44.901 | 12.1823 | 1
90.532 | 20.2283 | 1
46.4638 | -26.263 | 1
49.2558 | 55.0618 | 1
88.0863 | -9.414 | 1
53.2574 | -2.3502 | 1
19.454 | -17.7196 | 1
12.1572 | 33.7227 | 1
11.2523 | 58.9641 | 1
17.0093 | 61.305 | 1
93.6128 | 17.6036 | 1
19.2173 | 39.091 | 1
46.864 | 25.6475 | 1
83.6481 | 22.386 | 1
51.476 | 21.6651 | 1
34.2786 | 66.8366 | 1
45.3874 | 47.6069 | 1
44.8046 | 6.452 | 1
86.4202 | 10.6574 | 1
92.5559 | -18.544 | 1
50.3377 | 59.9443 | 1
60.5657 | 32.76 | 1
7.7694 | 17.6219 | 1
66.3127 | 55.2371 | 1
88.8302 | -4.6 | 1
70.7099 | 62.5859 | 1
22.0622 | -26.363 | 1
80.9769 | -25.8296 | 1
53.1429 | 25.3603 | 1
90.7562 | -20.2583 | 1
79.3243 | -22.8625 | 1
57.1671 | -8.6215 | 1
58.3521 | 23.2451 | 1
91.8325 | -24.863 | 1
53.3004 | -0.66418 | 1
84.3973 | -6.3592 | 1
26.7732 | 38.5501 | 1
69.3636 | 51.9535 | 1
71.2622 | 53.3945 | 1
99.1246 | 61.4056 | 1
49.2741 | 62.3225 | 1
83.4273 | 1.6223 | 1
98.6512 | 35.8218 | 1
8.7137 | 49.6482 | 1
85.2992 | -13.7125 | 1
67.3127 | -23.8419 | 1
67.3528 | 42.9895 | 1
96.7166 | 34.9126 | 1
62.4049 | 39.5311 | 1
61.5804 | 67.6339 | 1
27.594 | -29.1563 | 1
53.6776 | 22.7554 | 1
63.7498 | -12.2219 | 1
81.9083 | 43.705 | 1
60.7731 | 49.577 | 1
35.3884 | -1.8281 | 1
61.0564 | 27.696 | 1
70.1099 | 17.3436 | 1
85.4638 | 22.67 | 1
68.534 | -8.2075 | 1
70.9501 | 30.2779 | 1
34.5149 | -9.2698 | 1
72.9337 | 53.6491 | 1
83.7198 | 51.6015 | 1
78.4332 | -23.1616 | 1
55.163 | -12.44 | 1
21.0624 | -21.1177 | 1
33.6491 | 59.3569 | 1
29.0578 | -14.9271 | 1
58.9363 | 9.6891 | 1
96.731 | 60.525 | 1
39.254 | -16.326 | 1
94.0684 | 48.9797 | 1
18.1449 | -24.5171 | 1
13.6774 | 10.6613 | 1
79.1947 | 48.1665 | 1
52.1877 | -28.148 | 1
72.9004 | 49.6549 | 1
51.9877 | 14.3705 | 1
62.5983 | 24.8818 | 1
96.1743 | -0.074138 | 1
75.0325 | -1.9227 | 1
77.9664 | 14.2042 | 1
43.5982 | 13.3824 | 1
84.5685 | 55.1184 | 1
68.3462 | -12.5265 | 1
8.0848 | 30.1643 | 1
79.7707 | 39.01 | 1
12.0815 | -8.8739 | 1
10.3336 | -28.403 | 1
94.0329 | -5.6899 | 1
28.983 | -23.8533 | 1
5.3538 | 2.7886 | 1
8.7767 | -0.75004 | 1
91.9105 | 41.3143 | 1
55.3749 | 20.9888 | 1
95.6296 | -10.1551 | 1
74.2991 | 69.9375 | 1
44.7045 | 68.8131 | 1
21.992 | 27.7636 | 1
3.9231 | 49.6277 | 1
67.2289 | 32.6985 | 1
6.0939 | -8.6509 | 1
24.6344 | 31.3051 | 1
35.3888 | 15.6456 | 1
75.8807 | 48.6595 | 1
73.5168 | 56.0081 | 1
13.4427 | 38.291 | 1
76.2597 | 17.0554 | 1
57.6451 | -27.2646 | 1
65.4943 | 4.1694 | 1
65.796 | 39.1685 | 1
29.486 | -17.5029 | 1
37.2802 | -25.6508 | 1
81.4212 | 18.8207 | 1
51.3527 | 16.5559 | 1
27.4565 | -29.0319 | 1
29.2599 | 68.8185 | 1
18.8776 | -26.6627 | 1
31.8803 | 34.2398 | 1
65.5066 | 42.4092 | 1
74.1714 | 26.4386 | 1
49.488 | 44.6666 | 1
3.9396 | -26.3725 | 1
39.3876 | 46.4442 | 1
27.0405 | 2.3222 | 1
91.1928 | 2.9628 | 1
50.1255 | 68.2439 | 1
91.2973 | 16.7829 | 1
71.707 | 47.3357 | 1
74.8931 | 47.6043 | 1
43.477 | 30.1646 | 1
41.1429 | 22.9459 | 1
91.2794 | 38.4148 | 1
84.3682 | 27.1094 | 1
99.9482 | -6.9264 | 1
2.9806 | -13.5059 | 1
88.6384 | -19.4091 | 1
48.0187 | -26.5335 | 1
9.0512 | 44.5984 | 1
39.9465 | 36.1036 | 1
70.3446 | 15.4663 | 1
29.4776 | 13.3265 | 1
34.6643 | 15.6734 | 1
68.283 | 53.7187 | 1
61.7874 | -11.7268 | 1
1.7756 | 68.0877 | 1
32.3139 | -8.1799 | 1
67.3288 | 49.6274 | 1
43.0583 | 32.2789 | 1
19.4265 | -8.3909 | 1
38.1343 | 49.3532 | 1
96.5854 | -10.4027 | 1
97.8506 | 11.8816 | 1
67.7874 | 49.5498 | 1
85.3748 | 2.5036 | 1
22.4701 | 28.3027 | 1
44.0482 | -27.3185 | 1
60.3695 | -13.1023 | 1
24.2169 | -19.8167 | 1
74.8524 | 63.7145 | 1
26.3182 | 41.4353 | 1
11.2376 | 40.5196 | 1
63.2749 | 66.9437 | 1
43.3372 | 61.6248 | 1
54.145 | -3.5348 | 1
41.7214 | 45.6529 | 1
65.0314 | 35.2615 | 1
22.0236 | 33.2231 | 1
35.6298 | -14.412 | 1
33.8703 | 21.4438 | 1
75.9614 | -19.2674 | 1
49.0029 | 12.4053 | 1
4.8695 | -21.7675 | 1
75.9673 | 25.0334 | 1
5.3592 | 26.7383 | 1
4.1165 | 49.9051 | 1
64.9967 | 28.3804 | 1
73.5556 | 54.7144 | 1
8.5998 | 35.3407 | 1
34.3496 | -9.3126 | 1
61.6008 | -3.3137 | 1
86.353 | 29.2277 | 1
14.5156 | 15.3695 | 1
54.9881 | 51.6502 | 1
0.10815 | 30.6451 | 1
0.30067 | 61.0346 | 1
90.1853 | -21.184 | 1
53.7405 | 64.0558 | 1
50.6027 | 37.8174 | 1
1.1459 | -2.3971 | 1
52.4202 | -13.2413 | 1
95.5371 | -23.2512 | 1
48.2646 | 20.343 | 1
60.9626 | 48.0265 | 1
48.06 | 48.3118 | 1
30.5018 | 67.5181 | 1
90.3372 | 37.9827 | 1
76.9403 | 61.4683 | 1
8.4681 | 23.7706 | 1
79.8678 | 52.6383 | 1
63.8414 | 57.3599 | 1
22.8545 | 24.2319 | 1
69.3485 | 31.6151 | 1
84.6433 | 68.1665 | 1
95.8718 | 55.7315 | 1
82.359 | -21.108 | 1
64.6907 | -11.8606 | 1
85.9831 | -23.8122 | 1
49.7065 | 68.7609 | 1
38.3113 | 30.0574 | 1
84.4066 | 38.8161 | 1
94.7528 | -13.3633 | 1
61.0015 | -0.067827 | 1
86.2183 | -5.6724 | 1
91.9915 | 48.279 | 1
8.8612 | -16.3413 | 1
78.2618 | 15.6718 | 1
45.6024 | 22.1972 | 1
39.9123 | 64.6335 | 1
71.2231 | -7.1185 | 1
43.8621 | 22.2026 | 1
28.9099 | 54.0155 | 1
93.741 | 50.3202 | 1
96.0446 | -8.7639 | 1
76.3558 | 61.5736 | 1
64.6952 | 3.7657 | 1
70.0818 | 69.9012 | 1
48.153 | 7.6988 | 1
65.0144 | 39.7258 | 1
58.5967 | 4.2634 | 1
4.7746 | 65.6845 | 1
48.5285 | 49.7475 | 1
12.7415 | -2.4317 | 1
36.8496 | 56.5149 | 1
86.979 | -27.1706 | 1
34.0411 | 34.1622 | 1
56.3239 | 48.0581 | 1
18.8364 | 68.2293 | 1
9.0418 | -17.1213 | 1
55.6085 | 44.3984 | 1
56.3406 | -9.0984 | 1
80.4927 | 67.7649 | 1
1.8832 | 35.0365 | 1
45.2788 | 53.8098 | 1
76.3559 | 9.0179 | 1
52.4699 | 48.429 | 1
17.1141 | -11.2909 | 1
59.2478 | 67.9372 | 1
17.604 | 26.5613 | 1
28.4822 | -27.3423 | 1
7.4639 | 69.1074 | 1
60.6881 | 28.1268 | 1
28.5688 | 23.9392 | 1
91.3193 | -17.8419 | 1
75.3086 | 24.9838 | 1
79.6899 | -3.8836 | 1
41.2868 | 27.5392 | 1
8.8879 | 15.9652 | 1
24.8234 | -1.7132 | 1
73.0883 | -3.2156 | 1
39.2267 | 10.2334 | 1
85.4166 | 38.9051 | 1
93.2976 | 29.7279 | 1
53.7286 | 44.9165 | 1
100.7229 | -25.2218 | 1
41.6312 | 54.6022 | 1
43.2198 | 38.59 | 1
54.3088 | -17.4404 | 1
90.9915 | -10.2085 | 1
5.5002 | 14.8784 | 1
7.9362 | -7.5439 | 1
87.576 | -25.6581 | 1
11.0749 | -20.0619 | 1
94.573 | 12.3906 | 1
22.7168 | -6.8775 | 1
86.8571 | -25.6748 | 1
89.4142 | 8.989 | 1
4.539 | -17.3759 | 1
28.6093 | 5.3577 | 1
21.8258 | -6.4806 | 1
13.3944 | -22.364 | 1
19.8532 | 28.1491 | 1
60.6321 | 21.4412 | 1
36.8074 | 1.8682 | 1
18.7517 | 34.3678 | 1
28.2899 | 39.6213 | 1
38.0063 | -13.694 | 1
89.8252 | -27.0939 | 1
96.7526 | -19.0961 | 1
2.0551 | 12.8527 | 1
43.8673 | -26.2859 | 1
82.5972 | 41.985 | 1
64.0367 | -12.2249 | 1
46.6036 | 32.0326 | 1
12.6975 | 41.8906 | 1
99.4897 | -20.2363 | 1
23.37 | -9.5338 | 1
56.3342 | 2.6375 | 1
52.1229 | -17.5759 | 1
50.5153 | 18.5779 | 1
26.4854 | 54.653 | 1
48.1247 | -0.48877 | 1
43.506 | 41.0652 | 1
47.423 | 1.9884 | 1
90.2257 | 2.0786 | 1
68.7848 | -8.0361 | 1
95.8475 | -24.4954 | 1
71.0134 | 44.4993 | 1
100.6494 | 25.8522 | 1
27.0207 | -0.78992 | 1
94.8085 | 10.3868 | 1
48.2291 | -28.6224 | 1
70.6956 | 68.3113 | 1
35.9799 | 2.3589 | 1
82.5941 | -25.6469 | 1
38.0931 | -1.1316 | 1
58.1922 | -9.0851 | 1
24.9855 | 36.9741 | 1
67.0873 | -21.1503 | 1
44.6718 | -16.2686 | 1
30.3216 | 2.6761 | 1
57.4032 | 52.0361 | 1
13.7227 | 58.3932 | 1
51.2537 | -6.4153 | 1
54.2139 | 46.8007 | 1
87.8336 | 53.9288 | 1
6.4134 | 30.3967 | 1
56.2324 | -10.9644 | 1
84.253 | 62.8612 | 1
76.8682 | 18.1539 | 1
58.7322 | 6.5686 | 1
82.3284 | 41.952 | 1
72.5873 | 53.8285 | 1
64.447 | 61.8385 | 1
6.4294 | 43.5444 | 1
14.7769 | 4.7093 | 1
29.4856 | 59.2601 | 1
6.2453 | -12.1501 | 1
8.1044 | -3.9579 | 1
21.7871 | 32.8687 | 1
28.0067 | 34.4806 | 1
48.6108 | 67.2109 | 1
90.7073 | 60.3492 | 1
50.4378 | 21.9296 | 1
15.0997 | 1.7441 | 1
6.8219 | 63.3954 | 1
31.3826 | -23.0758 | 1
12.3603 | 22.2903 | 1
9.0136 | 49.5787 | 1
100.189 | 47.4974 | 1
88.7851 | 29.546 | 1
17.4702 | 33.7149 | 1
60.4374 | 4.5257 | 1
79.4934 | 66.3702 | 1
81.7545 | 37.2994 | 1
85.6348 | 23.0053 | 1
98.7573 | -22.6684 | 1
62.8052 | 27.3529 | 1
47.9506 | 49.9994 | 1
28.7304 | 27.5258 | 1
57.7151 | 12.7847 | 1
30.0284 | 60.712 | 1
91.8318 | -19.7009 | 1
47.3399 | 45.4499 | 1
96.2586 | 63.9677 | 1
54.6527 | 40.6489 | 1
3.1228 | 61.0183 | 1
28.1403 | 35.4539 | 1
8.403 | 32.0834 | 1
80.8747 | 30.8972 | 1
44.0062 | 6.372 | 1
68.6047 | 49.6432 | 1
68.815 | 5.6739 | 1
93.1703 | 4.0775 | 1
42.2585 | 47.8001 | 1
53.5947 | 27.3105 | 1
68.4161 | 41.1355 | 1
92.311 | 40.615 | 1
95.8575 | -29.9774 | 1
62.0062 | 53.7365 | 1
93.5914 | 53.5441 | 1
94.3798 | -21.16 | 1
92.2013 | -14.6668 | 1
80.5402 | 13.7309 | 1
28.6675 | 23.2182 | 1
59.4768 | 64.5881 | 1
37.0815 | 16.5735 | 1
5.1491 | 34.7804 | 1
94.0098 | 69.207 | 1
33.3767 | -7.0312 | 1
4.7653 | 67.845 | 1
61.388 | 48.1438 | 1
4.4713 | 15.0128 | 1
58.6548 | 39.8965 | 1
94.3914 | 32.9769 | 1
63.1474 | 52.7614 | 1
95.8844 | -8.0685 | 1
8.0542 | 64.7143 | 1
4.8452 | 56.901 | 1
40.1181 | 48.2223 | 1
38.8668 | 46.9728 | 1
22.8979 | -18.67 | 1
59.066 | -26.5071 | 1
12.9598 | 27.3989 | 1
39.726 | 38.6141 | 1
37.3909 | -3.3319 | 1
73.8638 | 59.5289 | 1
30.4043 | 39.2286 | 1
84.9121 | 21.8016 | 1
83.8514 | 20.9983 | 1
76.4434 | 15.1332 | 1
65.2487 | 30.6529 | 1
61.8989 | -2.53 | 1
74.3295 | 60.7599 | 1
72.2661 | -29.4288 | 1
85.4941 | 21.3286 | 1
18.8221 | 38.3625 | 1
26.6263 | 10.8174 | 1
29.1148 | 39.163 | 1
12.739 | -19.6861 | 1
75.0891 | 61.6377 | 1
20.096 | 68.4892 | 1
23.844 | -29.9157 | 1
25.6205 | 12.0788 | 1
99.8367 | -11.6103 | 1
0.37313 | 51.9704 | 1
40.2514 | 40.7723 | 1
4.6493 | -24.753 | 1
57.9917 | -20.636 | 1
96.6216 | 54.9224 | 1
92.4604 | 66.8147 | 1
41.8824 | 8.6761 | 1
83.0349 | 9.7868 | 1
100.5015 | 13.9364 | 1
28.7313 | -14.0291 | 1
93.5907 | 19.7833 | 1
96.9181 | 16.449 | 1
43 | 55.4894 | 1
87.7742 | 43.6813 | 1
57.5028 | 32.7529 | 1
33.725 | 33.3259 | 1
100.2878 | 22.8314 | 1
37.8688 | 61.5424 | 1
96.4553 | 17.5746 | 1
85.4829 | -8.1729 | 1
67.0115 | 59.9274 | 1
74.1306 | 16.0499 | 1
84.8727 | -29.4252 | 1
83.2478 | 58.8983 | 1
9.7335 | 33.4223 | 1
90.2597 | 67.2731 | 1
20.0342 | 24.9592 | 1
89.3134 | -20.6114 | 1
94.4506 | 62.2165 | 1
36.7576 | 61.5867 | 1
91.7551 | -5.8437 | 1
12.7767 | 31.4516 | 1
77.1319 | -7.2348 | 1
42.05 | -12.0941 | 1
32.5578 | -25.3931 | 1
13.294 | -6.6072 | 1
59.52 | 32.719 | 1
36.7422 | 28.5372 | 1
66.2269 | -6.3386 | 1
78.355 | 41.1796 | 1
19.0288 | 60.0749 | 1
79.7377 | 11.8758 | 1
73.4415 | 33.4521 | 1
63.395 | 30.3088 | 1
47.476 | -12.068 | 1
7.795 | -11.8043 | 1
52.3817 | 27.642 | 1
9.1575 | 56.8159 | 1
50.2142 | -16.8284 | 1
62.6852 | 4.5255 | 1
88.7078 | 54.5948 | 1
34.7577 | 3.1725 | 1
92.4742 | -8.9229 | 1
36.8772 | -18.1054 | 1
91.6895 | -21.4564 | 1
42.476 | -13.9823 | 1
51.8246 | 23.3563 | 1
59.1104 | 3.5012 | 1
79.833 | 44.0008 | 1
94.5943 | 41.0999 | 1
64.4006 | -14.5083 | 1
40.6948 | -3.9945 | 1
57.4051 | 52.8001 | 1
73.1184 | 6.9117 | 1
30.8012 | 1.2572 | 1
55.6514 | 53.6413 | 1
12.9741 | -0.42847 | 1
7.0537 | 57.6666 | 1
90.28 | 52.6826 | 1
28.1977 | 56.1458 | 1
58.1004 | 69.0069 | 1
7.5589 | 62.5162 | 1
36.1608 | 14.1104 | 1
39.642 | 51.1152 | 1
58.8146 | -20.2492 | 1
40.2937 | 2.6535 | 1
26.8297 | 50.6165 | 1
38.4222 | -17.9576 | 1
17.9 | -10.6195 | 1
83.9908 | -25.5606 | 1
39.4553 | 3.9486 | 1
5.5402 | 33.7847 | 1
52.785 | 63.5577 | 1
39.6461 | -26.4602 | 1
77.9574 | -16.0999 | 1
66.1404 | -19.8883 | 1
37.1551 | -10.3589 | 1
80.9382 | 22.7802 | 1
47.4466 | 6.6742 | 1
26.8912 | -26.9331 | 1
13.8779 | 66.6773 | 1
16.7313 | -3.3821 | 1
99.7392 | 32.8289 | 1
92.8583 | 56.1882 | 1
5.3463 | 60.4629 | 1
80.5462 | 60.8265 | 1
46.0858 | 63.423 | 1
13.0417 | 36.8025 | 1
20.8026 | 41.6768 | 1
96.3709 | 53.4008 | 1
70.752 | -4.9377 | 1
83.3805 | 52.195 | 1
2.9054 | 22.079 | 1
61.6939 | -8.1309 | 1
94.7892 | 7.8046 | 1
48.1284 | 10.7342 | 1
76.3301 | -8.6416 | 1
36.8411 | 2.538 | 1
88.4341 | -25.1741 | 1
34.2291 | 57.5428 | 1
49.0865 | 60.6938 | 1
3.2024 | 24.8954 | 1
63.4763 | 5.0323 | 1
68.07 | 52.0627 | 1
32.5542 | -24.8405 | 1
85.893 | 18.1032 | 1
76.143 | 14.7774 | 1
18.2665 | 66.8281 | 1
39.9109 | 62.738 | 1
87.6212 | 55.8149 | 1
28.3185 | -9.6701 | 1
77.7367 | -3.7075 | 1
74.6817 | 52.8824 | 1
24.8636 | 50.118 | 1
49.1563 | 54.8478 | 1
16.9637 | 17.8116 | 1
23.5685 | 49.2533 | 1
96.936 | -25.583 | 1
5.1939 | 53.4976 | 1
82.6595 | 1.0242 | 1
21.5486 | 55.4258 | 1
97.0578 | 45.819 | 1
70.4953 | 31.8409 | 1
66.1886 | -7.5879 | 1
69.9217 | 58.4188 | 1
35.7147 | 15.2852 | 1
22.9558 | 50.7467 | 1
68.2077 | 20.5748 | 1
43.3854 | -25.8579 | 1
12.9479 | 54.3861 | 1
22.1426 | -0.45328 | 1
1.818 | 43.2775 | 1
78.7598 | 25.096 | 1
36.89 | 37.7189 | 1
95.4126 | 34.1246 | 1
29.8415 | 44.6933 | 1
18.1275 | 10.4884 | 1
60.7303 | 50.513 | 1
87.8819 | 21.1926 | 1
3.0532 | -16.2093 | 1
68.5201 | -29.0469 | 1
46.5327 | 56.3918 | 1
97.8218 | 54.3091 | 1
33.7204 | 8.9945 | 1
69.8904 | 58.2099 | 1
33.1126 | 0.056845 | 1
40.7277 | 46.2367 | 1
40.0794 | 31.7433 | 1
29.7428 | 29.7662 | 1
42.9326 | 49.7224 | 1
64.5093 | 66.678 | 1
66.7016 | 53.5595 | 1
82.0791 | 44.7794 | 1
78.8964 | 21.9671 | 1
30.9694 | -27.8248 | 1
16.1971 | 21.34 | 1
42.4244 | 57.9526 | 1
87.8031 | 11.5528 | 1
65.7209 | -27.5373 | 1
7.1491 | 60.7241 | 1
89.4054 | 28.4428 | 1
78.5737 | -22.0691 | 1
74.0414 | -15.9447 | 1
68.6726 | 61.9897 | 1
41.4609 | 12.0257 | 1
59.401 | -1.4305 | 1
91.7766 | 66.0183 | 1
97.0028 | 22.7934 | 1
25.1159 | 27.3545 | 1
42.4239 | 27.1958 | 1
1.8459 | 41.5113 | 1
3.7261 | 20.0509 | 1
70.9818 | 26.9592 | 1
11.2504 | 23.4909 | 1
20.7998 | -7.9263 | 1
84.9428 | -15.0458 | 1
23.2067 | -1.2664 | 1
57.5195 | -2.3427 | 1
84.4607 | -14.2928 | 1
59.7377 | -23.6204 | 1
82.5136 | -1.736 | 1
15.9623 | 53.5555 | 1
67.2538 | 22.179 | 1
21.7718 | 52.7867 | 1
33.1212 | -25.9992 | 1
17.0156 | 68.7414 | 1
24.2291 | -2.7492 | 1
42.7285 | -8.7111 | 1
61.8943 | -3.5196 | 1
77.5577 | 52.358 | 1
44.0517 | -1.2891 | 1
8.6364 | -11.9546 | 1
79.6051 | 9.3171 | 1
59.5336 | 1.4925 | 1
4.1843 | 8.1324 | 1
95.9283 | 7.9936 | 1
1.9007 | 32.1186 | 1
75.2072 | -18.6313 | 1
6.2922 | 30.2822 | 1
34.5501 | 2.9812 | 1
96.1729 | -16.4152 | 1
10.5096 | 59.0551 | 1
48.4437 | 22.215 | 1
55.7239 | 4.9858 | 1
12.8829 | 62.6845 | 1
47.8171 | 52.1465 | 1
81.6042 | 4.7654 | 1
83.1748 | -22.6382 | 1
23.2665 | -22.2607 | 1
56.8816 | 37.8507 | 1
5.8212 | 9.8563 | 1
79.1489 | 41.8836 | 1
95.8676 | 2.8714 | 1
59.0376 | -22.194 | 1
87.9924 | 32.1191 | 1
98.561 | 15.1592 | 1
9.6574 | 13.6642 | 1
36.6882 | -14.9547 | 1
55.9721 | 0.46212 | 1
97.8867 | -10.147 | 1
59.0431 | -26.7121 | 1
79.5712 | 53.0371 | 1
39.5348 | 48.4904 | 1
54.8487 | 59.7004 | 1
75.5619 | 5.2069 | 1
27.2713 | 35.3427 | 1
99.5201 | 8.6001 | 1
70.2352 | -13.0867 | 1
27.8179 | -1.5486 | 1
63.5071 | 53.1696 | 1
68.3498 | 55.8489 | 1
37.1986 | 22.82 | 1
81.5185 | -1.8156 | 1
67.9938 | 38.2306 | 1
61.345 | 28.6278 | 1
36.293 | 33.0282 | 1
58.6686 | 67.7026 | 1
1.9521 | 56.8168 | 1
19.3638 | 54.9961 | 1
42.2415 | 55.8173 | 1
40.0773 | 47.7084 | 1
26.6929 | 11.249 | 1
57.8976 | 30.3417 | 1
97.7138 | -2.9101 | 1
56.757 | 54.723 | 1
58.6615 | -2.9697 | 1
47.0763 | 48.883 | 1
62.7761 | 12.8111 | 1
16.2927 | 17.2499 | 1
29.0169 | 50.8699 | 1
70.1015 | 58.4087 | 1
77.3774 | 17.0975 | 1
90.8177 | -4.4803 | 1
74.3208 | 62.2945 | 1
15.2784 | -28.9167 | 1
64.5065 | 40.5881 | 1
82.3912 | 68.5537 | 1
65.8669 | 67.0844 | 1
75.6743 | -7.4743 | 1
6.0584 | 18.2882 | 1
19.705 | 24.6911 | 1
37.1257 | -8.4439 | 1
77.4906 | 21.0162 | 1
70.6536 | 13.5808 | 1
50.3201 | 65.5915 | 1
87.2993 | 44.3932 | 1
83.6148 | -23.562 | 1
71.9896 | 62.7032 | 1
29.3387 | 23.8427 | 1
43.9758 | 26.6225 | 1
68.2403 | 63.7085 | 1
48.0494 | -19.6799 | 1
45.1347 | 5.0118 | 1
63.5936 | -18.9023 | 1
87.3911 | 47.8337 | 1
75.954 | 39.5244 | 1
12.0372 | -17.297 | 1
96.0508 | -21.8047 | 1
94.5479 | -23.6307 | 1
60.7767 | 5.1453 | 1
83.5066 | 20.4296 | 1
31.9143 | -14.3882 | 1
8.6455 | -2.5498 | 1
77.5484 | 22.8702 | 1
27.7253 | -10.5448 | 1
20.484 | 3.6994 | 1
61.6213 | -29.1269 | 1
22.5697 | -20.8186 | 1
49.5817 | 59.2529 | 1
98.2934 | 47.3445 | 1
24.6052 | 33.2243 | 1
61.6133 | -13.1124 | 1
97.28 | 39.37 | 1
72.9804 | -25.032 | 1
100.6346 | -10.7128 | 1
41.8068 | 59.4536 | 1
79.3097 | 30.9843 | 1
80.7168 | 39.3413 | 1
54.565 | 52.3127 | 1
1.8409 | 23.7813 | 1
27.7105 | 13.699 | 1
3.3264 | 31.8073 | 1
2.5205 | 21.7981 | 1
95.4732 | -9.827 | 1
2.9626 | 36.9129 | 1
91.6949 | 29.0766 | 1
31.9748 | 54.233 | 1
62.1517 | 58.9149 | 1
67.0945 | -19.3434 | 1
99.264 | 40.4345 | 1
38.1903 | 68.9945 | 1
51.7271 | -17.1203 | 1
5.7451 | 61.73 | 1
7.5086 | 48.5764 | 1
72.7425 | 22.7995 | 1
80.9805 | 21.6185 | 1
54.7185 | 59.8836 | 1
31.8068 | 5.2412 | 1
77.1768 | 60.0904 | 1
80.5446 | -13.3761 | 1
64.4276 | 4.2897 | 1
47.6216 | -13.7669 | 1
89.2932 | -21.1225 | 1
59.9741 | -6.4777 | 1
46.8999 | 68.0806 | 1
49.8955 | -20.7972 | 1
56.7159 | -18.8149 | 1
33.5202 | -25.1217 | 1
17.0242 | 42.2011 | 1
12.6001 | 12.9762 | 1
95.2157 | 30.3943 | 1
83.6493 | 12.3807 | 1
87.5906 | 19.4877 | 1
36.8637 | 55.6084 | 1
89.3448 | 4.9774 | 1
84.5183 | 27.9823 | 1
100.9015 | 15.1798 | 1
28.71 | 64.8112 | 1
97.0779 | 21.1843 | 1
63.2427 | 50.4627 | 1
30.9802 | 35.9887 | 1
80.9741 | 41.0731 | 1
3.0164 | 28.3889 | 1
24.06 | 49.6436 | 1
14.5244 | 0.99145 | 1
27.761 | -10.165 | 1
84.2759 | 6.4347 | 1
37.3448 | 43.2524 | 1
82.3206 | 31.1608 | 1
58.1305 | 56.8129 | 1
49.9555 | -20.7662 | 1
56.4301 | 50.0133 | 1
23.4984 | 55.2657 | 1
87.7354 | 28.4162 | 1
27.671 | 1.0674 | 1
35.8001 | -26.4458 | 1
97.1474 | 11.7841 | 1
28.2165 | 36.2454 | 1
78.1678 | -18.781 | 1
92.1408 | 51.743 | 1
62.4805 | 1.7461 | 1
2.2014 | 61.2696 | 1
20.7261 | -27.9714 | 1
26.7458 | -24.4717 | 1
43.4521 | 19.5786 | 1
99.2906 | -17.7065 | 1
43.7575 | -9.1152 | 1
54.7393 | 0.61422 | 1
22.0179 | 27.5712 | 1
47.8708 | -25.8608 | 1
59.8489 | 60.6197 | 1
59.0039 | -18.5075 | 1
13.6792 | 27.451 | 1
84.5105 | -16.2908 | 1
96.613 | -0.096106 | 1
61.873 | 36.945 | 1
90.512 | -24.8378 | 1
30.1004 | 63.4029 | 1
22.9731 | 45.5312 | 1
12.7062 | 24.5223 | 1
41.0483 | 0.33306 | 1
44.8214 | -17.2643 | 1
93.1275 | 55.4147 | 1
23.8094 | 8.7025 | 1
5.7631 | 34.5482 | 1
2.8648 | 26.3859 | 1
7.1601 | 6.1122 | 1
91.9242 | -16.2748 | 1
63.1891 | 14.7715 | 1
41.9946 | 16.3824 | 1
19.9343 | 68.7728 | 1
2.4735 | 54.3806 | 1
53.5986 | 20.9639 | 1
64.2904 | 53.5394 | 1
73.484 | 1.6728 | 1
97.3822 | 41.2383 | 1
45.9757 | -0.079782 | 1
95.2813 | -27.8033 | 1
66.7478 | 2.0295 | 1
100.0916 | 35.7252 | 1
72.4323 | 20.1907 | 1
100.9372 | 37.0087 | 1
41.4362 | 53.2803 | 1
91.1493 | -15.3305 | 1
69.6154 | 15.0404 | 1
7.9926 | 4.9993 | 1
23.6046 | 41.8262 | 1
73.6415 | 53.0475 | 1
99.8812 | -3.7717 | 1
23.8894 | 10.0273 | 1
67.5858 | 13.7516 | 1
6.258 | 26.837 | 1
85.5078 | -23.7973 | 1
3.8748 | 11.1523 | 1
33.2608 | 52.0557 | 1
12.2639 | 18.317 | 1
74.4517 | 7.4453 | 1
69.5479 | -29.5367 | 1
88.3536 | -22.8178 | 1
33.7297 | -14.8339 | 1
37.479 | 1.1051 | 1
59.8155 | 41.2419 | 1
19.51 | 8.8542 | 1
78.011 | -12.3195 | 1
59.0583 | 37.0455 | 1
93.7809 | 52.5248 | 1
48.3261 | 64.4499 | 1
5.7263 | -29.9005 | 1
55.8855 | 19.1368 | 1
33.3622 | 59.2247 | 1
98.8143 | 13.6117 | 1
38.6154 | 0.10558 | 1
58.2219 | 45.6194 | 1
97.3157 | -9.3789 | 1
82.8686 | 46.9111 | 1
74.3663 | 17.4402 | 1
83.7557 | 6.6474 | 1
32.5807 | 7.8181 | 1
59.0753 | 30.5055 | 1
30.4581 | 59.0244 | 1
42.0729 | 57.4984 | 1
29.2288 | 51.6014 | 1
4.5684 | 10.7372 | 1
68.0186 | 67.7917 | 1
57.311 | -0.93856 | 1
28.1402 | 4.6578 | 1
97.1746 | 25.0126 | 1
43.5677 | -22.8757 | 1
9.9755 | -15.8535 | 1
66.231 | 17.2634 | 1
65.1162 | 0.79217 | 1
62.6923 | 7.2317 | 1
19.2246 | -25.8417 | 1
82.0024 | 4.7941 | 1
18.9891 | 52.967 | 1
13.2617 | -1.8435 | 1
47.124 | -28.4052 | 1
67.4899 | 39.0997 | 1
41.8908 | 61.5887 | 1
27.4838 | -26.2377 | 1
17.9494 | 65.7181 | 1
98.2438 | 68.5718 | 1
40.77 | 61.7995 | 1
17.5876 | 42.0131 | 1
84.6384 | -12.4821 | 1
94.8882 | 38.073 | 1
33.6087 | 19.6683 | 1
46.5283 | 18.5161 | 1
34.6775 | 38.9604 | 1
43.9072 | 66.1037 | 1
71.9125 | 54.454 | 1
22.4044 | 6.8422 | 1
64.6476 | 15.9427 | 1
66.0657 | -13.2134 | 1
64.5833 | 8.0925 | 1
39.7697 | -7.0945 | 1
32.6985 | 42.1055 | 1
69.1919 | 44.2424 | 1
21.4821 | 24.8435 | 1
39.3577 | 35.2416 | 1
17.2553 | 46.5013 | 1
3.6985 | 39.8968 | 1
26.2432 | 48.2525 | 1
99.7837 | 3.331 | 1
21.8365 | 51.1957 | 1
23.1606 | -22.221 | 1
36.229 | 33.0296 | 1
28.9287 | -5.0825 | 1
26.098 | 28.8778 | 1
86.1162 | 54.8909 | 1
17.5432 | -6.7764 | 1
97.3318 | 63.9024 | 1
52.9187 | 60.3098 | 1
17.4922 | 8.79 | 1
80.8298 | 42.9799 | 1
82.3188 | 67.8034 | 1
89.9288 | -12.1819 | 1
10.8902 | 54.3566 | 1
41.598 | 9.2653 | 1
45.3207 | 58.2798 | 1
59.8199 | 9.629 | 1
22.3707 | 38.7908 | 1
93.9198 | 9.306 | 1
56.9121 | 13.5227 | 1
5.8471 | 15.1986 | 1
77.5212 | 54.259 | 1
84.5332 | 3.4933 | 1
27.9228 | 61.7506 | 1
8.0991 | 38.4626 | 1
8.1348 | 56.9718 | 1
71.9108 | 61.2648 | 1
34.4093 | -24.1648 | 1
45.1385 | 56.8108 | 1
70.1106 | 15.9031 | 1
5.3012 | 23.0055 | 1
46.6979 | 2.328 | 1
76.2055 | -3.7389 | 1
83.645 | 46.646 | 1
89.2092 | 46.8051 | 1
44.1033 | -25.9585 | 1
91.4275 | 7.6298 | 1
42.9162 | -13.1668 | 1
34.9124 | -10.6186 | 1
16.3946 | 3.8643 | 1
66.927 | 17.5199 | 1
26.5926 | -23.7467 | 1
15.406 | 29.5785 | 1
18.5364 | 64.1154 | 1
66.926 | 26.7864 | 1
24.2322 | 63.2988 | 1
3.428 | -29.3562 | 1
76.1876 | -29.5129 | 1
17.813 | 65.9522 | 1
5.1324 | 50.9622 | 1
58.3252 | 58.6315 | 1
1.0819 | 23.9087 | 1
4.9933 | 66.5109 | 1
65.1445 | 63.7818 | 1
85.5351 | 32.2671 | 1
62.9917 | 25.1107 | 1
72.6437 | 22.9895 | 1
41.7704 | -28.5521 | 1
68.7894 | 36.2019 | 1
52.5219 | 46.7788 | 1
52.4679 | 65.3719 | 1
39.9423 | 18.015 | 1
67.8737 | 39.6765 | 1
26.6756 | 58.0086 | 1
40.4387 | 42.7198 | 1
100.0189 | -29.7523 | 1
74.1593 | 62.981 | 1
38.4798 | 45.4878 | 1
82.539 | 9.9759 | 1
17.4173 | 13.8016 | 1
73.7809 | -22.1291 | 1
11.685 | 21.2249 | 1
44.5663 | -1.2622 | 1
72.3526 | 56.7455 | 1
70.9634 | 68.0352 | 1
41.4491 | 54.7279 | 1
11.7245 | 14.6727 | 1
60.9508 | 62.8681 | 1
22.2201 | -8.522 | 1
9.7847 | -16.4507 | 1
69.685 | 18.1908 | 1
35.5134 | -5.7833 | 1
50.1072 | 69.7832 | 1
85.9924 | 44.218 | 1
54.8701 | 1.5674 | 1
64.7128 | 9.944 | 1
76.3157 | 47.2081 | 1
100.7616 | -20.3183 | 1
74.7577 | 18.8326 | 1
34.0844 | 62.728 | 1
69.8364 | 65.7812 | 1
27.184 | 38.7708 | 1
88.3071 | 47.5706 | 1
16.7169 | 33.7111 | 1
68.2029 | -11.9553 | 1
6.8811 | 10.7856 | 1
11.3121 | 14.5321 | 1
84.4119 | -7.0068 | 1
94.5856 | 53.1762 | 1
53.4806 | 42.388 | 1
44.3173 | -1.4283 | 1
71.6366 | 25.9907 | 1
12.4561 | 4.5431 | 1
63.0369 | 20.6779 | 1
47.3326 | 44.1091 | 1
7.0595 | 23.0959 | 1
100.3054 | -27.2142 | 1
14.1795 | 29.0976 | 1
37.3473 | 2.5399 | 1
15.5869 | 33.6119 | 1
15.9567 | -7.5093 | 1
36.9699 | 18.6853 | 1
21.8864 | -18.7102 | 1
90.0904 | 2.3236 | 1
55.7041 | 10.477 | 1
82.8084 | -18.2392 | 1
41.6559 | 46.126 | 1
45.8668 | -18.3173 | 1
88.6302 | -3.3945 | 1
2.6989 | -16.6208 | 1
48.9123 | 25.0789 | 1
36.094 | 35.7277 | 1
47.8748 | 35.2602 | 1
40.7241 | -17.5434 | 1
13.9259 | -22.6985 | 1
18.5047 | 14.6308 | 1
90.8683 | -19.4402 | 1
9.7644 | 4.2247 | 1
61.7394 | -17.8387 | 1
78.0089 | 68.0318 | 1
94.9176 | 49.8884 | 1
34.5297 | 30.6205 | 1
96.4276 | -14.3281 | 1
25.8741 | 52.4532 | 1
72.4416 | 20.6374 | 1
27.0629 | -28.5222 | 1
97.5114 | 62.4028 | 1
0.41662 | 55.7111 | 1
12.9764 | 40.6383 | 1
71.8669 | -7.3613 | 1
46.6001 | 49.9238 | 1
10.0729 | 66.6298 | 1
92.01 | 61.8462 | 1
27.6484 | -8.2736 | 1
69.8947 | 60.7098 | 1
91.984 | 32.6217 | 1
42.253 | -5.4118 | 1
65.4145 | -9.7005 | 1
74.0735 | 21.9597 | 1
63.3082 | 28.3828 | 1
13.1372 | 26.7598 | 1
71.581 | 40.6925 | 1
82.088 | 37.2579 | 1
69.9874 | 60.975 | 1
94.2587 | 32.7444 | 1
31.6529 | 25.568 | 1
75.4361 | -7.9401 | 1
77.6266 | -24.9597 | 1
67.0222 | 15.1075 | 1
85.676 | 60.8286 | 1
71.87 | -28.9995 | 1
16.1887 | -27.4141 | 1
27.1149 | 43.6885 | 1
12.8938 | 32.2412 | 1
27.001 | 22.2483 | 1
84.1141 | 14.4732 | 1
21.2525 | 50.5699 | 1
28.1883 | 66.6017 | 1
2.319 | 12.8919 | 1
77.7203 | -15.2561 | 1
100.4934 | 16.617 | 1
58.5963 | -28.6502 | 1
40.9249 | 23.2486 | 1
88.6335 | 41.1379 | 1
81.6061 | 63.3239 | 1
81.4863 | 43.0282 | 1
100.4932 | 29.2241 | 1
54.1575 | -11.2007 | 1
18.7382 | 64.7987 | 1
74.3573 | 42.0261 | 1
98.6372 | -8.9212 | 1
38.2454 | 35.9928 | 1
3.3976 | 19.5306 | 1
38.1525 | 17.7327 | 1
69.5053 | -10.7115 | 1
51.0099 | 43.6655 | 1
80.3916 | 44.5687 | 1
72.1884 | -16.4273 | 1
12.2729 | -3.8095 | 1
42.7873 | 3.3738 | 1
19.9894 | 18.934 | 1
69.4124 | 60.8773 | 1
35.6812 | 12.3244 | 1
52.3847 | 1.8112 | 1
2.8266 | -21.9788 | 1
71.9946 | 28.0026 | 1
77.9887 | 17.7699 | 1
30.0363 | 28.0821 | 1
69.1453 | -19.2803 | 1
51.6116 | 62.1699 | 1
71.2374 | -21.7755 | 1
9.2382 | -9.314 | 1
31.2612 | 52.2733 | 1
52.3719 | 2.3801 | 1
37.8177 | 63.2213 | 1
52.9349 | 64.3355 | 1
75.1515 | 37.0447 | 1
81.5712 | -9.4565 | 1
12.4813 | 37.7081 | 1
76.4921 | -18.1718 | 1
72.5308 | 60.6478 | 1
3.5223 | 58.7989 | 1
97.7545 | 12.0356 | 1
18.3546 | 50.2461 | 1
70.3299 | 18.0717 | 1
41.2533 | 42.9365 | 1
76.6844 | -19.6335 | 1
29.4283 | -28.0656 | 1
29.0828 | 12.9638 | 1
83.6816 | 20.7065 | 1
9.2388 | 30.7813 | 1
21.2928 | 4.9855 | 1
43.8962 | -19.2039 | 1
30.4187 | 13.7084 | 1
79.2441 | 53.3722 | 1
89.7067 | 65.8994 | 1
29.7699 | -0.25399 | 1
14.7291 | 34.6556 | 1
81.1889 | 56.3295 | 1
73.9387 | 18.2245 | 1
8.1439 | 60.6513 | 1
11.4312 | -10.4515 | 1
30.6543 | 17.4351 | 1
98.3296 | 14.5347 | 1
28.5964 | 43.4351 | 1
47.4178 | 15.3928 | 1
54.492 | -10.6851 | 1
84.5143 | 48.7657 | 1
70.9758 | -19.4988 | 1
18.6796 | 26.663 | 1
17.6598 | 47.9638 | 1
1.8231 | 6.7471 | 1
51.0633 | -23.2353 | 1
66.4018 | 69.2134 | 1
25.7805 | -21.6887 | 1
31.1912 | 64.5634 | 1
23.5528 | 30.5157 | 1
51.0906 | -26.6706 | 1
60.8894 | -8.6508 | 1
61.0539 | 46.4571 | 1
97.5289 | 44.7577 | 1
11.6647 | -14.2901 | 1
44.926 | -5.547 | 1
12.9759 | 52.7855 | 1
37.5878 | 12.7395 | 1
34.5768 | 31.4518 | 1
57.7016 | 51.0744 | 1
20.7064 | -15.2221 | 1
30.5431 | -22.1085 | 1
48.1604 | 19.8399 | 1
24.4461 | -13.9468 | 1
75.4744 | 18.6008 | 1
30.6081 | 61.5054 | 1
20.158 | 69.8357 | 1
79.996 | -21.1274 | 1
23.743 | -9.247 | 1
17.1784 | -4.1049 | 1
36.257 | -28.9918 | 1
76.6932 | -1.7245 | 1
95.3175 | -23.1459 | 1
47.6652 | 19.2212 | 1
21.9607 | -7.5195 | 1
15.3054 | 26.9178 | 1
28.0621 | 9.7109 | 1
14.3566 | 54.4895 | 1
50.4063 | 5.9215 | 1
12.179 | 41.2062 | 1
89.8275 | 15.6114 | 1
89.3161 | 0.0072025 | 1
5.1076 | 20.3006 | 1
34.0477 | 32.5109 | 1
78.1685 | 23.2222 | 1
89.0025 | -19.9161 | 1
15.4326 | 28.2966 | 1
72.0408 | 18.5042 | 1
45.6094 | -26.4987 | 1
55.6496 | -25.993 | 1
15.0612 | -26.79 | 1
4.5504 | 50.8713 | 1
51.369 | 57.7678 | 1
43.8388 | 17.0571 | 1
33.6179 | -26.1034 | 1
87.8472 | 54.1345 | 1
56.1885 | 1.1036 | 1
93.9849 | 46.4503 | 1
80.2899 | -19.521 | 1
32.3914 | 35.5761 | 1
62.1401 | -2.4964 | 1
98.013 | 16.6337 | 1
15.831 | 55.6208 | 1
78.2101 | 45.391 | 1
95.1631 | 14.2706 | 1
2.5893 | -23.1767 | 1
73.4432 | -17.4467 | 1
38.493 | 2.7055 | 1
2.7334 | 25.302 | 1
31.9252 | 51.628 | 1
81.6217 | 65.1911 | 1
73.5657 | -27.224 | 1
34.3599 | -9.2839 | 1
67.253 | 59.7307 | 1
48.4382 | 13.1388 | 1
43.6624 | 11.5578 | 1
50.4788 | 6.6769 | 1
39.8059 | 33.3688 | 1
96.5768 | 21.045 | 1
69.5333 | -16.8354 | 1
86.182 | 40.2852 | 1
13.2974 | 63.4608 | 1
55.1551 | 50.582 | 1
19.7245 | 45.167 | 1
6.8439 | 36.52 | 1
19.1609 | 19.0896 | 1
81.5761 | -25.4397 | 1
81.5825 | 51.3762 | 1
1.2057 | 31.2221 | 1
29.0014 | 9.4224 | 1
33.6247 | 21.6499 | 1
80.3796 | -15.8187 | 1
57.7963 | -6.7863 | 1
85.4138 | -21.8063 | 1
65.9504 | -13.17 | 1
42.8128 | 9.406 | 1
35.555 | 39.403 | 1
14.6795 | 35.001 | 1
4.8246 | -9.0808 | 1
84.1209 | 27.9975 | 1
83.1905 | 28.6206 | 1
93.4835 | 40.0651 | 1
85.0743 | 33.7798 | 1
89.7002 | 15.2023 | 1
39.7912 | 57.0723 | 1
88.9995 | -29.8021 | 1
8.1086 | 5.3044 | 1
51.3689 | -9.5441 | 1
92.9405 | 44.5821 | 1
39.4739 | 44.3174 | 1
78.8222 | -12.8464 | 1
91.8478 | -24.6298 | 1
2.2272 | 25.5264 | 1
31.9961 | -6.8088 | 1
18.9688 | 61.8999 | 1
84.1538 | -21.6403 | 1
24.107 | -7.6909 | 1
100.2853 | 16.3871 | 1
76.1891 | -10.0659 | 1
60.7676 | 43.9245 | 1
68.4495 | -7.5259 | 1
91.6699 | 33.5709 | 1
56.1648 | 35.0264 | 1
45.15 | 13.3938 | 1
26.1436 | 43.9408 | 1
10.9317 | 69.9267 | 1
77.9908 | 2.4074 | 1
70.504 | 64.761 | 1
95.2895 | -25.3736 | 1
36.6788 | -23.1682 | 1
82.8302 | 54.5312 | 1
34.1304 | 39.8382 | 1
63.6756 | 22.2444 | 1
57.5823 | 19.1387 | 1
89.6235 | -5.6864 | 1
39.308 | -17.7374 | 1
21.0978 | 16.1277 | 1
70.6268 | 60.0723 | 1
47.2351 | -8.2955 | 1
95.7022 | 34.2458 | 1
15.9091 | 54.8668 | 1
89.3356 | 61.382 | 1
81.6169 | 35.8063 | 1
62.3174 | 55.7511 | 1
89.4031 | 57.2817 | 1
71.1273 | 23.98 | 1
4.8503 | -6.0189 | 1
17.5835 | 9.3177 | 1
27.1284 | -3.1578 | 1
69.9639 | 27.17 | 1
18.0262 | 33.945 | 1
63.0706 | 48.9466 | 1
2.425 | 37.1378 | 1
87.2304 | 24.8473 | 1
97.7055 | 66.64 | 1
57.1942 | 0.5824 | 1
81.4854 | 20.5882 | 1
12.2887 | 35.8855 | 1
32.1803 | -17.8001 | 1
50.2353 | -24.823 | 1
39.3725 | 58.3033 | 1
55.0737 | -25.7278 | 1
58.0963 | 14.1833 | 1
60.8104 | 0.10266 | 1
15.5327 | 64.9177 | 1
62.0941 | -11.0532 | 1
9.4092 | -0.49914 | 1
54.985 | -2.4109 | 1
5.9578 | 28.2921 | 1
86.3391 | 35.1937 | 1
51.7889 | 57.1696 | 1
63.0118 | 10.4451 | 1
46.9897 | 30.8953 | 1
12.3746 | 65.6181 | 1
27.222 | 59.2593 | 1
57.6493 | 42.909 | 1
36.5299 | 40.4881 | 1
82.3795 | 36.4653 | 1
88.1452 | 37.5513 | 1
55.7499 | 46.136 | 1
33.1539 | -6.2462 | 1
17.0451 | 22.2319 | 1
60.9166 | 11.6106 | 1
80.4064 | 57.8369 | 1
33.5055 | 18.7777 | 1
37.0366 | 7.2961 | 1
71.7511 | 14.4532 | 1
88.4339 | 41.9732 | 1
14.289 | -27.6115 | 1
15.1381 | 37.5013 | 1
12.8922 | 0.55621 | 1
25.7673 | -12.8995 | 1
3.7802 | 22.8149 | 1
42.5834 | 60.8228 | 1
81.8674 | 30.4851 | 1
65.9033 | 52.3043 | 1
66.6641 | -17.4532 | 1
22.9766 | 38.4583 | 1
8.6369 | 9.7674 | 1
2.3705 | 3.2228 | 1
59.6278 | 16.4304 | 1
74.7855 | 23.1466 | 1
84.093 | 33.6273 | 1
72.5116 | -15.3905 | 1
87.2841 | 57.9819 | 1
19.1004 | 56.2929 | 1
10.8719 | 54.5562 | 1
75.704 | -0.97389 | 1
90.0684 | -21.2673 | 1
5.9694 | 14.707 | 1
98.4909 | 18.3488 | 1
18.9331 | 34.8715 | 1
89.7389 | -1.4032 | 1
46.3954 | -17.6392 | 1
17.8861 | -20.1117 | 1
27.4436 | -7.8866 | 1
78.146 | 17.5314 | 1
91.8547 | 46.4385 | 1
36.6249 | 16.5712 | 1
6.8725 | -25.1285 | 1
51.4435 | 8.1936 | 1
66.6844 | 19.09 | 1
40.8561 | 64.6846 | 1
85.2366 | -0.57542 | 1
57.0831 | 27.0649 | 1
12.8388 | -6.4478 | 1
41.4194 | 21.1936 | 1
40.7339 | 6.9868 | 1
80.0851 | 51.271 | 1
28.9453 | -27.2309 | 1
52.8618 | 65.691 | 1
63.5961 | 45.4763 | 1
21.9825 | 41.396 | 1
52.7274 | -5.0353 | 1
89.2687 | -29.373 | 1
30.3552 | 42.7094 | 1
53.9377 | 45.274 | 1
2.4487 | 3.3278 | 1
9.184 | 30.1199 | 1
55.6736 | 4.1108 | 1
43.4927 | -27.9938 | 1
61.8005 | 49.9187 | 1
65.1639 | 3.0181 | 1
25.3649 | 7.0091 | 1
95.6767 | -13.3375 | 1
82.2661 | -7.9116 | 1
33.0182 | 2.7661 | 1
93.7633 | -1.524 | 1
48.0793 | -0.79277 | 1
54.6893 | 8.6941 | 1
36.8171 | 29.9651 | 1
2.9734 | 44.3949 | 1
73.4195 | 32.0872 | 1
80.4682 | -23.2275 | 1
72.2739 | 6.0005 | 1
27.5545 | 36.988 | 1
14.0633 | 43.3275 | 1
46.0477 | -26.0042 | 1
71.0258 | 8.4518 | 1
0.76963 | 52.7116 | 1
75.9861 | -25.4569 | 1
37.2343 | 30.5843 | 1
66.2896 | 57.6628 | 1
80.6116 | 44.2874 | 1
76.6983 | 33.7234 | 1
43.9517 | 33.9044 | 1
42.9861 | -29.6976 | 1
80.3528 | 12.5304 | 1
42.975 | -8.0679 | 1
58.9994 | 54.4285 | 1
5.6224 | -26.424 | 1
6.6969 | 34.4029 | 1
10.4543 | -26.0981 | 1
75.8738 | 50.5298 | 1
50.2602 | -28.4913 | 1
36.7467 | -6.4805 | 1
24.0184 | 14.4095 | 1
68.9715 | -0.32544 | 1
42.4885 | -9.2696 | 1
19.7488 | 59.5765 | 1
20.4012 | 47.425 | 1
1.0326 | 49.1831 | 1
58.053 | 4.7294 | 1
86.1584 | -26.5879 | 1
44.602 | -6.3791 | 1
98.1528 | -6.9281 | 1
37.0842 | 66.894 | 1
76.0052 | 55.2426 | 1
83.7165 | 30.2951 | 1
55.1945 | -23.0843 | 1
20.2315 | 50.3333 | 1
64.6713 | -12.8958 | 1
85.8619 | -14.5716 | 1
51.342 | -23.7726 | 1
91.2902 | 62.0661 | 1
7.0001 | 63.8995 | 1
59.9603 | 44.5092 | 1
31.9023 | 3.9577 | 1
55.1552 | 50.6688 | 1
11.0556 | 13.8858 | 1
77.2613 | -29.4117 | 1
63.964 | 49.5016 | 1
86.6312 | 7.6223 | 1
0.50685 | -9.0589 | 1
24.2868 | 54.7229 | 1
34.1914 | -21.7049 | 1
71.3001 | -1.6384 | 1
48.3355 | -19.0681 | 1
26.5204 | 66.8399 | 1
78.4975 | -2.427 | 1
32.2716 | 20.8467 | 1
67.4671 | 11.9537 | 1
75.7723 | 41.3831 | 1
73.4487 | 23.7423 | 1
30.2743 | 2.0166 | 1
73.1359 | -19.8319 | 1
66.6656 | 36.6262 | 1
74.796 | -12.0308 | 1
12.2257 | 56.8795 | 1
89.5852 | 14.355 | 1
48.8939 | 55.6199 | 1
90.0038 | 47.8159 | 1
74.0129 | 38.8796 | 1
50.5833 | -14.5987 | 1
95.4419 | -6.2795 | 1
77.2824 | 38.9951 | 1
17.6215 | 15.3706 | 1
79.9107 | 9.8164 | 1
44.8569 | 6.3527 | 1
24.0152 | 59.1574 | 1
42.4538 | 35.5215 | 1
66.1697 | 68.0797 | 1
99.9312 | 23.5004 | 1
29.1677 | 38.3465 | 1
15.4798 | 13.0092 | 1
77.4544 | -19.0014 | 1
66.9345 | -21.599 | 1
37.2687 | 32.5051 | 1
31.574 | -11.6929 | 1
35.8536 | -14.6659 | 1
26.8907 | 12.3953 | 1
0.12766 | -0.89188 | 1
13.9326 | 44.7909 | 1
14.8415 | 34.0917 | 1
27.5506 | 30.0808 | 1
12.9956 | 22.8401 | 1
96.7003 | 60.8395 | 1
19.4994 | 24.5261 | 1
10.7067 | 5.4876 | 1
13.0847 | 35.0444 | 1
34.9942 | -21.2962 | 1
35.6924 | 13.4123 | 1
52.1373 | -22.6352 | 1
68.8813 | 23.2249 | 1
57.0783 | 15.5893 | 1
65.0141 | -14.5702 | 1
8.6274 | 41.4493 | 1
7.8533 | 16.2503 | 1
65.8733 | 61.9963 | 1
27.4538 | 33.824 | 1
13.2363 | 18.2491 | 1
12.1375 | -27.2345 | 1
92.2494 | 5.8637 | 1
96.5178 | 24.1646 | 1
92.0027 | 49.3443 | 1
47.9037 | 65.1234 | 1
32.4111 | 55.7727 | 1
93.1752 | -23.8174 | 1
5.5533 | 41.8342 | 1
75.7578 | -28.3029 | 1
85.0718 | -10.7764 | 1
22.0793 | 22.7182 | 1
53.5193 | 50.601 | 1
90.0238 | -11.9216 | 1
64.2008 | 35.495 | 1
3.812 | -9.8468 | 1
81.7039 | 37.5774 | 1
74.2371 | -14.1698 | 1
87.1389 | -2.2228 | 1
53.8459 | -17.308 | 1
95.434 | 29.4862 | 1
55.0794 | 50.6799 | 1
57.7838 | 15.6108 | 1
49.8222 | -23.1165 | 1
61.8584 | 18.7379 | 1
80.025 | 39.1618 | 1
54.2827 | 25.3756 | 1
84.1254 | 63.2112 | 1
90.0211 | 28.961 | 1
82.9291 | -1.8504 | 1
58.0958 | -9.0056 | 1
50.8168 | -17.6067 | 1
54.7452 | -3.2765 | 1
19.4213 | 7.6312 | 1
6.7813 | 22.5311 | 1
60.338 | 58.0427 | 1
82.6626 | 35.4666 | 1
39.6741 | 57.16 | 1
97.363 | 23.787 | 1
95.1156 | -1.3853 | 1
78.7827 | 53.0989 | 1
93.5264 | 1.4352 | 1
32.5387 | 37.579 | 1
49.8659 | 12.5558 | 1
33.3204 | 54.8368 | 1
89.5499 | -13.5659 | 1
30.8119 | 39.542 | 1
39.6885 | -6.6241 | 1
13.9385 | 60.3764 | 1
43.6148 | 12.7834 | 1
60.1405 | 69.9073 | 1
26.9381 | 52.6872 | 1
7.3973 | 32.6898 | 1
97.8323 | 9.7309 | 1
0.57282 | 65.9065 | 1
74.8309 | 56.5272 | 1
64.1898 | 25.8853 | 1
64.1714 | 60.5551 | 1
75.8168 | -18.4403 | 1
13.1363 | 7.3086 | 1
29.3979 | 67.36 | 1
6.7103 | 30.999 | 1
50.2705 | -23.1008 | 1
81.0219 | 54.9013 | 1
89.1931 | 32.3465 | 1
70.8689 | -17.3035 | 1
0.59097 | 6.4152 | 1
56.959 | 1.2948 | 1
71.7318 | -1.612 | 1
61.9248 | 46.2957 | 1
39.0796 | 0.40015 | 1
15.1668 | -4.0204 | 1
67.4528 | 15.4517 | 1
7.559 | 10.1644 | 1
96.3244 | 15.7352 | 1
77.8996 | -21.921 | 1
42.4047 | 45.0401 | 1
48.5682 | 21.8892 | 1
13.8317 | 30.0225 | 1
90.4949 | 57.1449 | 1
81.2708 | 27.3385 | 1
11.4241 | 60.8744 | 1
11.8816 | -9.3626 | 1
50.6955 | -8.8121 | 1
75.864 | 45.6951 | 1
65.1771 | 24.7145 | 1
1.4903 | -9.5893 | 1
69.836 | -14.2101 | 1
41.1011 | 21.5547 | 1
42.9762 | 26.9063 | 1
90.7218 | 4.9646 | 1
70.7145 | 36.3403 | 1
77.9251 | 62.56 | 1
74.7237 | -6.2925 | 1
54.665 | 31.4224 | 1
69.7301 | 23.5235 | 1
78.5487 | 65.1314 | 1
25.2786 | -13.5959 | 1
23.4456 | -5.499 | 1
11.3828 | 5.1474 | 1
0.59265 | -17.2674 | 1
37.0094 | -21.9036 | 1
76.5003 | 8.9613 | 1
100.3494 | 24.377 | 1
1.373 | -4.6808 | 1
18.1851 | 51.9124 | 1
71.6914 | -11.4595 | 1
57.3853 | 24.0919 | 1
82.4428 | 39.0442 | 1
21.9572 | -5.5814 | 1
56.6747 | 41.7371 | 1
97.0032 | 53.6758 | 1
1.7819 | 24.2666 | 1
43.6864 | -25.4454 | 1
56.5582 | 55.0376 | 1
16.2794 | -11.6395 | 1
97.4798 | 36.3874 | 1
52.8162 | 19.8223 | 1
18.8621 | -26.9326 | 1
20.9339 | -20.4927 | 1
17.3197 | -14.0046 | 1
51.5064 | 29.9736 | 1
13.2971 | -0.65915 | 1
24.06 | 12.3959 | 1
50.1803 | 15.0122 | 1
5.0857 | 40.5767 | 1
67.9606 | -6.7039 | 1
68.8737 | 6.3817 | 1
62.8122 | 49.4062 | 1
93.6224 | 8.4399 | 1
66.9987 | -13.3221 | 1
45.0189 | 46.8682 | 1
60.7546 | -0.10568 | 1
2.121 | -28.3851 | 1
50.9022 | 7.9798 | 1
80.5262 | 11.3795 | 1
66.9348 | 43.0043 | 1
64.6214 | -4.7927 | 1
53.2062 | 46.0495 | 1
99.3876 | -20.7445 | 1
26.4222 | 52.1508 | 1
92.6898 | 61.6038 | 1
62.4857 | -4.2276 | 1
34.4454 | -29.4892 | 1
76.6386 | 23.5811 | 1
17.9732 | 58.2644 | 1
63.7873 | -29.9895 | 1
72.3308 | -14.5778 | 1
12.0676 | 31.8353 | 1
87.9814 | 64.7794 | 1
20.5654 | 44.5623 | 1
50.8735 | 54.1666 | 1
48.385 | -18.1616 | 1
20.0594 | 33.9663 | 1
1.7211 | 6.0976 | 1
48.6368 | 58.8938 | 1
67.8832 | 3.4578 | 1
25.2174 | -6.0007 | 1
67.7129 | 48.9424 | 1
76.4412 | 68.9742 | 1
6.8906 | 65.2106 | 1
13.4271 | 49.497 | 1
9.1927 | 33.5801 | 1
10.883 | 36.9576 | 1
10.1397 | 32.2004 | 1
22.7436 | 33.2566 | 1
18.9503 | -26.7672 | 1
49.2073 | -28.1411 | 1
46.1911 | 69.8115 | 1
20.9648 | 44.5732 | 1
21.2705 | -6.7172 | 1
11.7312 | 13.3519 | 1
17.6416 | -24.2191 | 1
43.4888 | 52.7499 | 1
7.1234 | 66.899 | 1
1.7335 | -16.5518 | 1
73.4477 | -2.9046 | 1
83.9432 | 33.1419 | 1
36.0203 | -9.0759 | 1
56.346 | 66.8929 | 1
79.4127 | -13.0077 | 1
35.1408 | 16.3324 | 1
72.0072 | 7.9126 | 1
27.8096 | 17.6894 | 1
57.9139 | 24.401 | 1
69.0463 | -26.6917 | 1
71.0834 | 54.8079 | 1
85.2796 | 15.7959 | 1
22.9327 | 15.1528 | 1
63.7255 | -19.2116 | 1
56.4336 | 0.92731 | 1
83.4164 | -1.1114 | 1
30.716 | -9.0354 | 1
16.9809 | 69.6405 | 1
39.0456 | 39.5343 | 1
20.1232 | 57.8446 | 1
86.5602 | 24.8756 | 1
4.4282 | 40.2967 | 1
26.0591 | -9.7919 | 1
45.8932 | 51.5214 | 1
8.6825 | 56.6528 | 1
92.3806 | 38.0486 | 1
32.8115 | -17.3511 | 1
29.0567 | 61.2836 | 1
11.2988 | 20.0991 | 1
81.1864 | 48.1515 | 1
33.0871 | 21.2202 | 1
87.3066 | 22.2872 | 1
55.2148 | -12.3633 | 1
79.2043 | -18.2715 | 1
17.6978 | -4.1705 | 1
32.8278 | 15.1278 | 1
1.9811 | 50.9575 | 1
27.5208 | 53.7084 | 1
5.9344 | 44.2149 | 1
48.2362 | 21.9597 | 1
56.7287 | 52.2403 | 1
12.3029 | 49.8756 | 1
3.7978 | -27.3734 | 1
27.7698 | 1.7286 | 1
76.5047 | 46.7565 | 1
73.7097 | -5.0493 | 1
35.9699 | -24.3384 | 1
22.1604 | -14.6125 | 1
43.1017 | -29.0147 | 1
76.9703 | -7.2353 | 1
22.4558 | -22.8588 | 1
20.4604 | -21.9825 | 1
83.5116 | -24.8236 | 1
75.6471 | -20.0499 | 1
56.5325 | 2.4841 | 1
9.1899 | -8.1294 | 1
59.4052 | -29.7182 | 1
42.6594 | 36.9527 | 1
10.064 | 11.9189 | 1
73.0898 | 7.4357 | 1
25.7026 | 7.3806 | 1
65.5157 | 3.6449 | 1
24.6123 | 6.886 | 1
57.3223 | 2.9529 | 1
66.4641 | 53.7495 | 1
59.8427 | 8.3238 | 1
21.6957 | 64.9025 | 1
79.0291 | -13.9914 | 1
50.2311 | -28.9305 | 1
43.9419 | 62.757 | 1
93.0749 | -15.8421 | 1
75.7321 | -10.5643 | 1
10.4854 | 28.6357 | 1
18.0497 | -20.9649 | 1
89.9731 | -21.1613 | 1
32.3454 | 35.2812 | 1
9.3064 | 54.2809 | 1
71.0026 | 29.9906 | 1
3.4152 | -28.0628 | 1
21.6704 | 23.3765 | 1
43.0487 | 1.1868 | 1
15.5113 | 40.4972 | 1
68.9763 | -8.2348 | 1
96.0514 | 52.2358 | 1
23.2092 | 40.1934 | 1
11.6408 | 12.8236 | 1
15.0336 | -14.8819 | 1
39.4106 | 54.7182 | 1
12.0626 | 38.0044 | 1
47.4549 | -17.1449 | 1
28.9187 | 67.8838 | 1
20.1223 | 10.6474 | 1
85.4036 | 34.7465 | 1
84.6717 | 65.7477 | 1
46.6499 | 50.8277 | 1
88.7587 | 68.5812 | 1
91.3089 | 41.676 | 1
7.1078 | -5.2226 | 1
6.6305 | -10.5801 | 1
80.1632 | 1.5875 | 1
87.8526 | 24.8953 | 1
9.9841 | 5.3121 | 1
6.0992 | 32.457 | 1
94.1738 | -12.2251 | 1
47.6023 | -8.1076 | 1
52.3227 | 63.8447 | 1
14.1625 | 60.9267 | 1
84.2176 | 17.0867 | 1
71.0317 | -2.4229 | 1
59.3161 | 53.1235 | 1
31.7086 | 20.212 | 1
46.8285 | -24.9413 | 1
25.78 | 36.1405 | 1
91.8665 | 64.8325 | 1
11.6691 | -23.5912 | 1
11.9675 | 38.5984 | 1
54.2294 | 28.826 | 1
100.7526 | 52.9357 | 1
47.4617 | 60.9547 | 1
87.8074 | 18.8689 | 1
70.0071 | 18.6271 | 1
92.8388 | 37.423 | 1
23.2117 | -12.3529 | 1
34.3221 | 38.2877 | 1
4.5362 | -11.791 | 1
26.9448 | 26.4209 | 1
50.2359 | 53.9529 | 1
13.1583 | 53.2725 | 1
23.823 | 51.9192 | 1
38.8864 | 23.4701 | 1
17.5187 | 43.9732 | 1
52.6625 | -11.1463 | 1
22.482 | 35.5985 | 1
75.3263 | 49.8531 | 1
73.152 | -27.2387 | 1
2.8444 | 63.8199 | 1
91.1234 | -6.0403 | 1
4.3388 | 37.1753 | 1
25.9458 | 29.1543 | 1
46.3828 | 51.9623 | 1
99.7915 | 55.5541 | 1
15.2357 | 34.6664 | 1
57.3929 | -9.4022 | 1
50.4009 | -24.2235 | 1
90.5334 | 23.6905 | 1
81.3416 | 1.0625 | 1
65.6417 | 9.5189 | 1
83.9276 | -29.2008 | 1
8.2549 | 39.4463 | 1
6.485 | -1.8239 | 1
42.683 | 28.5325 | 1
21.6643 | 12.1517 | 1
26.7042 | 43.9379 | 1
81.8067 | 47.4374 | 1
98.7853 | -27.7816 | 1
15.2358 | 55.3269 | 1
42.6707 | 21.7214 | 1
99.1238 | 4.1879 | 1
43.6072 | 38.2563 | 1
100.5441 | -16.9475 | 1
84.472 | 2.6137 | 1
26.3691 | 42.1212 | 1
55.3057 | 2.5112 | 1
34.4609 | 50.1182 | 1
41.9772 | 3.2971 | 1
0.15868 | 31.7138 | 1
78.9254 | 14.854 | 1
13.9594 | 48.5695 | 1
2.358 | -25.2206 | 1
39.5634 | -15.1607 | 1
84.578 | 41.5118 | 1
85.417 | 13.809 | 1
78.1476 | -6.9576 | 1
42.4205 | 18.2524 | 1
68.1967 | 57.9374 | 1
15.5879 | 1.0265 | 1
70.4777 | 64.2119 | 1
5.7297 | 10.7451 | 1
23.9679 | 8.8941 | 1
16.9701 | 18.3524 | 1
9.8757 | -22.827 | 1
96.8847 | 47.8495 | 1
54.5549 | 28.6927 | 1
7.4631 | -19.8903 | 1
95.0814 | 0.36429 | 1
0.01351 | 14.8241 | 1
81.639 | 41.6799 | 1
36.1663 | 60.4964 | 1
10.0614 | 69.1734 | 1
34.7147 | 41.5897 | 1
58.3484 | 13.144 | 1
2.7127 | 48.0166 | 1
22.3086 | -2.5576 | 1
13.0221 | 11.1553 | 1
35.0266 | 59.451 | 1
56.7167 | 37.4461 | 1
29.2015 | 36.0063 | 1
94.7624 | 46.5771 | 1
76.2512 | 19.7263 | 1
59.431 | 1.2932 | 1
13.5369 | 65.054 | 1
2.3048 | -28.2417 | 1
81.4994 | 29.8451 | 1
91.9864 | -19.5373 | 1
60.434 | -10.6261 | 1
7.9456 | 36.3644 | 1
48.8517 | 27.8217 | 1
80.7084 | 57.317 | 1
29.3615 | 13.7264 | 1
61.7439 | 17.1876 | 1
93.1006 | 13.8913 | 1
27.3879 | -9.2749 | 1
23.0273 | -18.1739 | 1
28.4867 | -27.6693 | 1
24.6442 | 58.9803 | 1
77.9548 | 49.3936 | 1
77.8481 | 63.1902 | 1
24.9394 | -16.7365 | 1
26.6844 | -6.8513 | 1
13.0937 | 7.8842 | 1
15.7433 | -11.9313 | 1
20.5086 | 32.9342 | 1
95.2129 | -11.102 | 1
80.2401 | -28.1607 | 1
62.2372 | -4.6023 | 1
61.0117 | 27.4712 | 1
26.0464 | 39.1878 | 1
46.6953 | 62.9593 | 1
47.6947 | 17.168 | 1
34.9595 | 31.9436 | 1
99.6398 | 40.1431 | 1
22.0966 | 14.5046 | 1
52.8276 | -11.7567 | 1
73.5668 | 55.6495 | 1
13.0023 | 62.7041 | 1
54.4799 | 27.5193 | 1
26.5877 | 36.6772 | 1
5.2856 | 6.2459 | 1
82.2737 | 6.4041 | 1
12.948 | 35.0029 | 1
3.7502 | 69.5354 | 1
72.8239 | 58.9596 | 1
79.9331 | 31.7544 | 1
67.3627 | 18.8661 | 1
8.1557 | 41.6885 | 1
33.5522 | 66.4075 | 1
35.9662 | 1.8067 | 1
73.6167 | 49.6046 | 1
17.3289 | 41.8701 | 1
25.801 | 26.45 | 1
88.9014 | 57.1219 | 1
11.6531 | -7.4617 | 1
78.2008 | 65.9491 | 1
11.2602 | 39.2853 | 1
98.1348 | -3.0652 | 1
43.7339 | 48.5653 | 1
83.9275 | -18.0134 | 1
42.2308 | 9.2273 | 1
27.6962 | 52.8258 | 1
27.9395 | 52.7521 | 1
31.6268 | -27.3982 | 1
6.1611 | 54.7415 | 1
62.8442 | -20.9845 | 1
34.4403 | 52.0807 | 1
96.597 | 33.4287 | 1
31.7238 | 28.8717 | 1
42.1262 | 64.7693 | 1
48.1374 | -14.7822 | 1
96.1683 | 51.5776 | 1
52.7261 | 67.9689 | 1
70.2114 | 32.0109 | 1
33.115 | -16.8905 | 1
82.025 | 51.9946 | 1
44.6441 | 63.6333 | 1
23.1204 | 50.1274 | 1
29.1078 | -9.7459 | 1
72.6958 | 61.126 | 1
24.2974 | 29.8028 | 1
43.2192 | 14.1356 | 1
73.4214 | -24.4706 | 1
60.9733 | -7.7047 | 1
24.681 | 62.2304 | 1
25.086 | -10.6297 | 1
59.9148 | 67.1943 | 1
92.8143 | 15.2056 | 1
33.1638 | 68.9301 | 1
100.3197 | 7.6196 | 1
47.7023 | 48.553 | 1
9.9905 | 54.2381 | 1
58.1693 | 10.8676 | 1
34.1617 | -0.26149 | 1
52.42 | 21.2247 | 1
58.5253 | 53.7477 | 1
7.5706 | -20.3187 | 1
63.8002 | 53.5194 | 1
96.6833 | -12.59 | 1
67.8596 | 17.3854 | 1
39.1861 | -7.7039 | 1
58.3776 | 40.2787 | 1
84.6576 | -27.9942 | 1
72.6274 | 43.9039 | 1
87.1277 | 64.3906 | 1
61.0585 | 68.2367 | 1
46.8088 | 47.1531 | 1
85.772 | 49.4034 | 1
15.3024 | 43.1745 | 1
11.8615 | -3.364 | 1
66.9688 | -18.4822 | 1
25.0038 | -13.1584 | 1
57.3074 | 56.1566 | 1
47.8762 | 58.1689 | 1
81.7298 | 21.6162 | 1
5.1564 | 44.1627 | 1
26.987 | 20.9412 | 1
100.7418 | -5.634 | 1
76.7668 | -17.8272 | 1
36.1762 | -29.0449 | 1
89.4924 | -26.491 | 1
95.2382 | -4.9606 | 1
72.3377 | 62.5218 | 1
32.8027 | 65.6921 | 1
87.999 | -9.6126 | 1
10.2775 | 61.3167 | 1
87.8068 | 34.6111 | 1
4.7601 | 68.9487 | 1
1.7909 | -25.2042 | 1
41.9233 | -16.6419 | 1
91.5862 | 1.7017 | 1
37.3944 | 49.8302 | 1
28.0817 | -28.0722 | 1
28.8223 | 52.9901 | 1
26.9291 | -15.968 | 1
73.9174 | -23.4377 | 1
82.1007 | 31.5524 | 1
79.1372 | 12.8667 | 1
12.8273 | -1.9591 | 1
2.2785 | 49.0857 | 1
76.1905 | 67.0606 | 1
22.1409 | -4.7807 | 1
7.97 | 24.7968 | 1
72.439 | -26.4387 | 1
13.0089 | 55.0247 | 1
22.0401 | 2.2737 | 1
41.4 | 8.108 | 1
13.7637 | 21.4967 | 1
74.036 | 31.0124 | 1
43.9141 | 15.805 | 1
25.9893 | 18.8904 | 1
48.5863 | -6.5652 | 1
13.7111 | 64.2222 | 1
60.7295 | 4.3713 | 1
72.3967 | 6.4311 | 1
61.1702 | 21.546 | 1
26.9801 | -19.0303 | 1
97.2289 | 53.7787 | 1
36.7883 | -5.5478 | 1
27.8584 | 5.5331 | 1
93.284 | 54.1165 | 1
98.9717 | 13.8986 | 1
12.0055 | 11.7395 | 1
78.4657 | -5.4695 | 1
90.8049 | 20.1928 | 1
72.5361 | -2.54 | 1
90.1867 | 53.7019 | 1
71.2242 | 46.3342 | 1
13.174 | 62.4568 | 1
39.3639 | -22.6896 | 1
17.4647 | 61.7562 | 1
79.0774 | 43.0464 | 1
58.2295 | 40.4747 | 1
81.321 | -24.4483 | 1
69.7474 | -10.8813 | 1
26.5822 | 40.3746 | 1
33.7447 | 38.8435 | 1
71.2193 | 23.6643 | 1
38.2995 | -27.6888 | 1
35.8186 | -11.7864 | 1
21.7037 | 24.3916 | 1
54.3539 | -18.0342 | 1
90.1533 | -16.1591 | 1
32.8226 | -25.3432 | 1
6.1126 | -15.9643 | 1
16.9744 | 0.69242 | 1
12.158 | -2.444 | 1
81.4462 | -20.2035 | 1
68.725 | -17.8168 | 1
90.2606 | -9.5329 | 1
12.8833 | 11.4822 | 1
43.5902 | 10.4614 | 1
15.8093 | 40.1656 | 1
1.912 | 52.329 | 1
74.3868 | 57.8831 | 1
37.4667 | 15.3376 | 1
9.5877 | -4.6144 | 1
33.3463 | 51.9563 | 1
31.7245 | -26.9363 | 1
11.0118 | -12.8535 | 1
66.5807 | 24.193 | 1
29.1753 | -17.5157 | 1
77.2086 | 5.1807 | 1
52.7609 | 26.02 | 1
44.1679 | 58.8231 | 1
36.4435 | -8.4196 | 1
74.9941 | 0.074307 | 1
59.8507 | 51.5319 | 1
93.1942 | -7.2979 | 1
33.7487 | 59.4483 | 1
66.4356 | -14.4 | 1
47.5814 | 53.0519 | 1
84.2096 | -21.2595 | 1
96.8935 | 28.3055 | 1
42.9405 | -25.5055 | 1
20.6728 | -8.7971 | 1
21.7979 | 32.428 | 1
39.9954 | 2.8896 | 1
18.1694 | 44.1765 | 1
84.1211 | 17.1101 | 1
13.9763 | 28.5595 | 1
30.6215 | 42.3982 | 1
40.0526 | -8.4991 | 1
96.6258 | 21.8417 | 1
55.9863 | 9.0949 | 1
10.3519 | 42.9866 | 1
95.3019 | 0.788 | 1
7.338 | 11.524 | 1
52.6862 | 2.1584 | 1
10.2618 | 11.9003 | 1
2.7515 | 42.4047 | 1
1.4392 | 65.3386 | 1
67.4333 | -0.25205 | 1
5.7175 | -24.906 | 1
90.4393 | -11.1896 | 1
50.2489 | 57.6515 | 1
83.5075 | 61.6445 | 1
12.6852 | -24.0556 | 1
57.2134 | 45.3734 | 1
85.7136 | -11.485 | 1
25.1029 | 17.6311 | 1
10.423 | 10.931 | 1
93.7906 | 20.1001 | 1
21.0835 | 10.3919 | 1
45.6847 | 39.9687 | 1
69.3249 | -24.3409 | 1
17.5762 | 48.4969 | 1
99.8016 | 57.0832 | 1
93.4324 | 28.487 | 1
89.8269 | 69.8431 | 1
0.10232 | 50.5344 | 1
92.2255 | -4.9583 | 1
77.6079 | 36.831 | 1
23.8665 | 18.971 | 1
81.8174 | 34.7071 | 1
44.3022 | -9.5277 | 1
43.2991 | -17.7464 | 1
23.0173 | -29.0267 | 1
55.7951 | 64.4279 | 1
13.979 | 59.3174 | 1
72.3129 | -3.3012 | 1
32.4791 | 31.4364 | 1
100.3253 | 36.0999 | 1
41.001 | 63.0455 | 1
38.8217 | -20.8957 | 1
38.7409 | 10.6486 | 1
61.5556 | 16.5254 | 1
85.0439 | 59.532 | 1
25.8277 | 9.2433 | 1
0.4028 | 21.0889 | 1
52.9767 | -3.4079 | 1
68.8155 | 26.3766 | 1
80.0097 | 4.8709 | 1
37.6495 | -19.9367 | 1
19.2422 | 58.1934 | 1
82.6717 | 0.69084 | 1
79.7358 | 8.7346 | 1
18.9283 | 37.1723 | 1
8.1821 | 22.2272 | 1
3.2588 | -8.7436 | 1
6.7783 | 24.7263 | 1
55.0743 | 15.1606 | 1
21.5835 | 52.0571 | 1
86.5161 | 43.1502 | 1
14.3598 | 14.4599 | 1
45.3657 | 31.1039 | 1
29.1329 | 41.2602 | 1
81.2421 | -26.1229 | 1
9.5036 | 10.0488 | 1
64.4872 | -15.533 | 1
40.6785 | 43.8398 | 1
67.6099 | 6.2477 | 1
50.7759 | 37.0976 | 1
71.6543 | -22.0282 | 1
34.2591 | -12.7026 | 1
81.2701 | 9.7148 | 1
0.77752 | 21.2836 | 1
2.0153 | 18.5157 | 1
34.031 | 31.2959 | 1
25.3695 | 27.9856 | 1
44.9441 | 66.0976 | 1
65.9498 | 8.7611 | 1
41.6473 | 47.1118 | 1
79.0823 | -19.4534 | 1
50.3079 | 2.1663 | 1
83.9057 | 34.3468 | 1
18.739 | 59.8951 | 1
67.7585 | -2.5183 | 1
19.5288 | 48.6549 | 1
84.3533 | 46.2355 | 1
97.044 | -14.3021 | 1
56.8088 | -13.0138 | 1
81.1525 | -10.4751 | 1
95.0305 | -1.8254 | 1
82.9288 | 4.5938 | 1
21.4483 | -21.3675 | 1
91.5048 | 48.2405 | 1
41.5599 | 56.858 | 1
34.2221 | 55.4528 | 1
5.8334 | 26.3174 | 1
96.9698 | 7.4806 | 1
99.9322 | -26.1458 | 1
57.8041 | 8.2291 | 1
96.4852 | 20.6309 | 1
65.8937 | 15.6237 | 1
1.9587 | 10.6185 | 1
98.73 | 26.1549 | 1
42.2636 | 63.8862 | 1
8.3884 | -3.9111 | 1
11.2094 | -23.9265 | 1
22.1369 | 32.9128 | 1
2.8192 | 67.5684 | 1
18.797 | 45.4245 | 1
10.955 | 11.2727 | 1
13.8203 | 18.8498 | 1
81.4909 | 61.8575 | 1
50.8161 | -21.367 | 1
27.1274 | -26.0757 | 1
52.4484 | 31.6626 | 1
7.4726 | 68.0079 | 1
72.9332 | 6.241 | 1
95.2666 | 10.0616 | 1
33.5831 | 31.5856 | 1
90.7973 | 62.7482 | 1
25.3027 | -6.5959 | 1
85.6679 | 23.1486 | 1
35.2203 | -25.4213 | 1
53.7379 | -2.0328 | 1
21.7938 | -12.3162 | 1
70.8339 | 27.2118 | 1
99.9603 | 47.9452 | 1
26.7959 | 27.1352 | 1
0.34813 | 55.5879 | 1
41.3457 | 49.9733 | 1
13.7581 | -1.0277 | 1
30.8288 | 35.2592 | 1
6.5649 | -5.5908 | 1
82.0143 | 16.3338 | 1
31.7982 | 7.2353 | 1
86.327 | -13.4001 | 1
14.3201 | 65.6735 | 1
60.5669 | 25.9468 | 1
17.0012 | 15.8209 | 1
86.3853 | -27.8489 | 1
82.5388 | -25.0275 | 1
85.471 | -23.1237 | 1
78.5422 | -11.3474 | 1
26.2044 | -9.2356 | 1
94.2615 | -24.8869 | 1
5.9575 | 25.5483 | 1
85.5642 | 56.2143 | 1
19.757 | -20.8193 | 1
22.8763 | 1.4665 | 1
72.6746 | 21.0262 | 1
67.5786 | 13.761 | 1
57.3492 | -9.1756 | 1
6.3675 | 42.1624 | 1
58.028 | -2.6432 | 1
48.2355 | -7.5242 | 1
63.053 | 34.0714 | 1
23.7003 | 53.9097 | 1
86.9766 | 46.1196 | 1
4.767 | 5.1268 | 1
63.1514 | 65.9708 | 1
47.9808 | -27.556 | 1
68.5399 | -23.3032 | 1
50.9838 | 0.80458 | 1
90.5466 | 11.2208 | 1
59.1763 | 32.0627 | 1
58.0288 | 16.7402 | 1
16.0705 | -14.6182 | 1
2.2694 | 13.7082 | 1
96.4291 | 24.0662 | 1
80.8697 | 6.0764 | 1
93.9487 | -1.8961 | 1
27.946 | -28.546 | 1
12.5212 | 69.4357 | 1
55.8927 | -10.9901 | 1
25.6797 | 32.3976 | 1
77.4947 | 53.4248 | 1
60.9338 | 27.3806 | 1
9.4844 | 50.9826 | 1
85.0828 | 19.1344 | 1
27.218 | -26.8983 | 1
84.6865 | 67.1958 | 1
98.4233 | 63.1998 | 1
11.5558 | 63.9929 | 1
29.9362 | 19.2339 | 1
3.7025 | -19.0614 | 1
72.5317 | 10.8119 | 1
94.5467 | 41.7506 | 1
89.1697 | 30.3657 | 1
73.16 | 19.5953 | 1
64.4088 | 53.1032 | 1
38.2542 | 67.183 | 1
97.2719 | -12.1761 | 1
99.4728 | 11.5737 | 1
88.9274 | -15.8357 | 1
97.8808 | -21.0313 | 1
61.5354 | -1.1444 | 1
37.3847 | 11.278 | 1
69.3924 | -14.0171 | 1
76.4933 | 14.6599 | 1
84.6028 | 10.5966 | 1
45.5385 | 9.3939 | 1
49.9681 | -0.68175 | 1
29.3454 | -15.9542 | 1
32.2703 | 63.1251 | 1
11.294 | -28.7901 | 1
33.4819 | 1.0728 | 1
52.5303 | -16.8391 | 1
73.683 | 66.2774 | 1
30.8261 | -19.3054 | 1
68.1345 | 41.7001 | 1
79.7135 | 7.3636 | 1
44.1376 | 6.7048 | 1
71.5653 | -13.8165 | 1
39.0623 | -27.2589 | 1
96.3324 | 56.2261 | 1
56.3795 | -13.9855 | 1
72.0105 | 63.5542 | 1
39.3145 | 32.0754 | 1
32.2323 | 9.62 | 1
64.8289 | -1.0109 | 1
27.8446 | 30.562 | 1
93.2849 | 65.5081 | 1
43.8469 | 56.4432 | 1
9.8571 | 65.9904 | 1
84.151 | 18.2731 | 1
85.8747 | 7.63 | 1
42.588 | 25.862 | 1
94.5598 | -29.4268 | 1
54.9586 | -5.4734 | 1
54.5427 | 20.3445 | 1
25.4192 | -14.6557 | 1
19.2514 | 24.617 | 1
88.023 | -13.0181 | 1
21.1529 | 12.3 | 1
57.4941 | -17.4909 | 1
86.0025 | 49.212 | 1
4.8348 | 28.974 | 1
72.9905 | 38.2517 | 1
46.3505 | -2.1398 | 1
15.4397 | 13.7097 | 1
52.0921 | 37.7476 | 1
31.7072 | 58.6421 | 1
83.2436 | 33.2238 | 1
65.9201 | 9.0125 | 1
87.3202 | 24.4095 | 1
93.32 | 10.0943 | 1
0.71402 | 67.938 | 1
96.8428 | 36.5869 | 1
37.2437 | 32.6619 | 1
57.775 | -7.6287 | 1
78.6628 | -25.3665 | 1
42.4278 | -24.2998 | 1
95.613 | 49.4324 | 1
25.5979 | 21.0842 | 1
91.9654 | 52.3937 | 1
13.4941 | -28.2043 | 1
73.6786 | 56.1686 | 1
52.6849 | 2.9832 | 1
7.5145 | 35.5535 | 1
26.7823 | 4.0146 | 1
96.2879 | 13.0533 | 1
45.1853 | 68.6058 | 1
34.9521 | 32.9805 | 1
40.3313 | 40.3917 | 1
46.7343 | -16.2665 | 1
58.2354 | 40.6713 | 1
65.4379 | 60.9813 | 1
4.2281 | -12.9721 | 1
37.053 | 27.1965 | 1
9.4068 | -16.3726 | 1
11.4281 | 59.255 | 1
36.034 | 64.1792 | 1
19.5892 | 0.13682 | 1
82.8951 | -20.2124 | 1
80.019 | 4.2849 | 1
98.1966 | -1.7416 | 1
89.4734 | -26.0717 | 1
14.6002 | 51.8084 | 1
3.4595 | 16.6266 | 1
23.9505 | -5.7136 | 1
56.2495 | -13.2372 | 1
39.558 | 29.1527 | 1
95.2696 | 16.7707 | 1
71.8615 | 34.0735 | 1
39.2651 | 35.9948 | 1
67.5291 | 64.3375 | 1
95.0095 | 26.5475 | 1
61.5082 | -23.9351 | 1
82.9073 | 20.2862 | 1
61.599 | -16.0027 | 1
26.0495 | -0.7376 | 1
14.0402 | 69.8156 | 1
94.9312 | -3.2709 | 1
71.02 | -26.6029 | 1
98.0133 | -4.1748 | 1
71.031 | 24.9561 | 1
71.506 | 12.3415 | 1
56.8262 | 3.1911 | 1
33.1644 | 63.915 | 1
72.8727 | 39.481 | 1
62.8525 | -7.4768 | 1
44.6829 | 17.3353 | 1
39.8113 | 16.1426 | 1
27.576 | 65.5747 | 1
37.8738 | 56.2204 | 1
9.4049 | 50.3595 | 1
51.2585 | -2.8453 | 1
34.1138 | 62.3519 | 1
4.8607 | 56.9725 | 1
82.2825 | 0.8059 | 1
6.8475 | 58.4618 | 1
45.6487 | -0.16358 | 1
9.874 | -29.6356 | 1
96.6904 | 36.8627 | 1
0.19239 | -26.8674 | 1
29.5528 | -26.9469 | 1
70.6099 | 64.0637 | 1
52.763 | 28.2386 | 1
83.3882 | 58.6384 | 1
66.9228 | -1.4953 | 1
9.3619 | -25.3895 | 1
89.6895 | 25.7486 | 1
91.1852 | -13.5296 | 1
79.5479 | 32.5103 | 1
50.3821 | 50.528 | 1
76.4671 | 55.979 | 1
58.7133 | -24.8584 | 1
58.8858 | 65.5848 | 1
66.2471 | 31.4097 | 1
85.8695 | -12.3442 | 1
82.2027 | 40.2269 | 1
52.1753 | -18.2155 | 1
99.8503 | 31.8403 | 1
91.0351 | -21.1004 | 1
17.5946 | 34.0192 | 1
36.9052 | -20.6095 | 1
0.13609 | 69.6084 | 1
25.9485 | 8.9917 | 1
7.2227 | 49.3042 | 1
88.7375 | -11.5867 | 1
29.4539 | 56.9812 | 1
74.4461 | 3.8383 | 1
92.599 | -4.8565 | 1
36.5443 | 16.0921 | 1
95.6821 | 45.7922 | 1
35.6297 | 21.5923 | 1
30.0912 | 64.8533 | 1
7.3738 | 36.9806 | 1
27.3307 | 67.3037 | 1
40.7493 | 12.8983 | 1
67.8273 | 21.3253 | 1
2.9541 | 39.2241 | 1
96.0554 | -20.7253 | 1
70.7756 | 60.6483 | 1
32.4492 | -8.3749 | 1
37.8777 | 34.5478 | 1
72.3579 | -28.3183 | 1
72.7306 | -11.1845 | 1
54.7733 | 20.4253 | 1
23.9895 | -4.4884 | 1
58.0375 | 55.612 | 1
53.9179 | -25.2026 | 1
52.3426 | 44.1647 | 1
98.9036 | 25.9678 | 1
14.8477 | 5.5834 | 1
36.7632 | -16.2876 | 1
51.0378 | 2.8557 | 1
13.4194 | 34.6407 | 1
85.6491 | -12.4922 | 1
76.0359 | 61.1272 | 1
87.6405 | 13.2276 | 1
53.6449 | 15.5735 | 1
66.6617 | 59.2136 | 1
53.2204 | 41.4341 | 1
13.5439 | 39.2133 | 1
88.4088 | 21.9276 | 1
52.1687 | -9.5448 | 1
78.9124 | -25.5834 | 1
80.5964 | -9.6325 | 1
5.4016 | -14.8402 | 1
23.1191 | 48.0743 | 1
22.4162 | 15.5884 | 1
10.0285 | 26.5478 | 1
83.0799 | 2.4115 | 1
26.2418 | 30.1742 | 1
43.0604 | 37.9441 | 1
2.8256 | 14.2554 | 1
54.489 | 48.3398 | 1
22.1505 | -19.4197 | 1
28.3337 | -15.1908 | 1
1.0485 | 6.7612 | 1
75.044 | 69.6271 | 1
81.576 | 10.2238 | 1
38.9603 | 67.2033 | 1
83.1404 | 52.8142 | 1
1.6386 | -3.8968 | 1
67.985 | -22.4605 | 1
16.5309 | 14.3828 | 1
65.0066 | 61.3063 | 1
6.5752 | 60.7421 | 1
48.3122 | 39.7317 | 1
4.3469 | -11.3987 | 1
61.4419 | 46.2524 | 1
51.1139 | -5.5074 | 1
99.0827 | 27.0031 | 1
55.4786 | 43.7972 | 1
67.2759 | 1.5777 | 1
90.5482 | 38.9606 | 1
46.0705 | 46.3846 | 1
47.9732 | 21.7248 | 1
8.4813 | -12.3919 | 1
11.8597 | 27.9067 | 1
20.0183 | 33.7777 | 1
35.2262 | 4.7694 | 1
30.9718 | 62.3476 | 1
92.2891 | -13.7519 | 1
95.5162 | 54.0791 | 1
21.3805 | 32.2807 | 1
42.2975 | 21.8786 | 1
85.8442 | -3.0336 | 1
60.2766 | 47.1318 | 1
92.296 | 19.9317 | 1
97.2661 | -17.9934 | 1
38.4843 | -19.7758 | 1
33.0133 | 53.2975 | 1
11.53 | 16.7518 | 1
84.1662 | 52.9695 | 1
73.4366 | 29.1809 | 1
80.9364 | 5.7856 | 1
56.0266 | 67.8589 | 1
2.3129 | 11.1593 | 1
45.6711 | 11.327 | 1
84.1806 | 55.4557 | 1
69.7909 | -13.1508 | 1
48.2352 | 36.3267 | 1
46.2822 | 19.4156 | 1
91.465 | 39.2187 | 1
98.4527 | 56.6358 | 1
61.8323 | 65.3512 | 1
41.4409 | 24.8532 | 1
22.5437 | 20.6639 | 1
28.2665 | 34.9182 | 1
47.9469 | 66.1938 | 1
36.1888 | 4.4753 | 1
5.7866 | 63.5352 | 1
67.235 | 50.6804 | 1
22.0001 | 50.0665 | 1
10.99 | -2.7571 | 1
73.744 | 48.4405 | 1
68.6246 | -17.1093 | 1
92.1409 | -4.5029 | 1
10.4651 | -14.6176 | 1
56.8773 | 64.8976 | 1
42.1725 | 11.6637 | 1
56.9223 | -10.4059 | 1
95.8469 | 44.2575 | 1
15.9107 | 47.0286 | 1
13.9795 | 65.311 | 1
34.4696 | 43.8081 | 1
77.3246 | 49.2874 | 1
25.507 | 50.6114 | 1
13.2115 | 43.3043 | 1
63.5754 | 4.9387 | 1
66.5376 | 65.5332 | 1
53.4697 | 8.9189 | 1
77.5169 | 30.4013 | 1
56.3263 | 59.2704 | 1
73.0241 | 13.9678 | 1
20.9743 | 41.5072 | 1
64.9624 | 38.0482 | 1
74.387 | 53.2707 | 1
23.0922 | 31.7717 | 1
61.147 | 13.684 | 1
86.1427 | 38.0946 | 1
57.9241 | -8.6088 | 1
82.2128 | -29.2139 | 1
5.1203 | 68.8721 | 1
50.4124 | 10.5636 | 1
87.3876 | 33.567 | 1
96.4959 | 5.086 | 1
63.1458 | 65.9948 | 1
8.3523 | 32.6566 | 1
17.3091 | 33.0554 | 1
25.6222 | 16.2644 | 1
0.68697 | 58.0741 | 1
70.1585 | 66.6835 | 1
75.1406 | -4.0098 | 1
100.7922 | 42.4777 | 1
60.6316 | 65.9789 | 1
57.5244 | -11.1517 | 1
91.885 | -21.833 | 1
52.6131 | 0.66365 | 1
35.045 | 23.1888 | 1
43.0939 | 50.7784 | 1
100.7135 | 36.2238 | 1
19.1644 | 22.3051 | 1
73.1846 | -2.7699 | 1
30.9645 | 69.1876 | 1
69.8074 | -19.6896 | 1
96.4134 | -19.7036 | 1
39.6457 | 16.7982 | 1
19.6481 | -6.0653 | 1
46.1872 | 14.0812 | 1
84.5386 | 57.7087 | 1
87.8097 | 64.792 | 1
98.6405 | 34.6855 | 1
72.6882 | 9.8525 | 1
5.6735 | 47.705 | 1
17.9796 | 29.9594 | 1
86.5701 | 1.1466 | 1
9.7 | 22.5052 | 1
92.3035 | -15.7379 | 1
19.7222 | 61.6044 | 1
77.088 | 13.8833 | 1
5.6668 | 35.658 | 1
58.8638 | 23.3366 | 1
15.3614 | -6.9321 | 1
78.3424 | 58.4356 | 1
78.4827 | 5.3775 | 1
71.4897 | -0.75378 | 1
66.2761 | 30.8357 | 1
97.3434 | 2.1013 | 1
67.418 | -4.071 | 1
74.2871 | 24.5365 | 1
4.6014 | -0.8484 | 1
39.2078 | -13.9474 | 1
24.5172 | -29.6399 | 1
27.4859 | 32.7004 | 1
52.7249 | 7.0051 | 1
48.2106 | 54.0498 | 1
11.3201 | 35.892 | 1
13.7322 | -9.8055 | 1
30.9085 | 49.7373 | 1
92.7446 | 4.0106 | 1
37.2272 | 39.5048 | 1
96.3939 | 45.1766 | 1
90.2686 | 53.4055 | 1
50.4299 | 16.8415 | 1
61.244 | -29.4731 | 1
18.126 | 33.7292 | 1
18.5352 | 5.5265 | 1
78.8601 | 49.491 | 1
18.3014 | 1.1791 | 1
66.5379 | -28.7104 | 1
0.011271 | 13.3781 | 1
40.8499 | 8.2774 | 1
53.9465 | 7.2649 | 1
37.1131 | 60.5355 | 1
76.3751 | 65.1916 | 1
7.8985 | -15.1637 | 1
77.7417 | -7.4529 | 1
62.7391 | -10.9905 | 1
3.8028 | 0.99146 | 1
63.6196 | 64.2692 | 1
78.518 | -9.5683 | 1
63.9624 | -18.1933 | 1
63.7636 | -5.5369 | 1
32.2363 | 26.5218 | 1
85.582 | 46.5446 | 1
93.7663 | 9.0335 | 1
63.1116 | 6.7475 | 1
90.4811 | 48.3049 | 1
4.6124 | 9.4487 | 1
50.1185 | 18.5975 | 1
61.9052 | -26.9355 | 1
73.0909 | -27.6721 | 1
46.6417 | 35.9239 | 1
58.9755 | 50.2119 | 1
36.3135 | -21.3769 | 1
86.3818 | -16.6224 | 1
51.6885 | -2.1666 | 1
60.3482 | 8.8172 | 1
17.8044 | 66.604 | 1
93.8784 | -21.4145 | 1
98.3843 | -2.4114 | 1
56.2506 | 4.1159 | 1
96.9565 | -1.541 | 1
8.1939 | -12.2942 | 1
92.9646 | 54.3475 | 1
88.5704 | -1.3653 | 1
73.2166 | -5.2258 | 1
59.1293 | 40.2429 | 1
19.086 | 32.0704 | 1
67.5464 | 56.3567 | 1
69.9878 | 30.1222 | 1
83.6525 | -2.5178 | 1
65.8986 | 12.6208 | 1
79.9227 | 28.827 | 1
23.7289 | 52.2077 | 1
40.2904 | 33.7293 | 1
87.2836 | 17.4712 | 1
62.5045 | 10.2162 | 1
20.2607 | 30.616 | 1
71.8219 | 16.3062 | 1
7.7419 | 55.0037 | 1
39.0766 | 28.577 | 1
76.6172 | 54.0923 | 1
39.094 | -9.8511 | 1
21.1639 | 40.3708 | 1
10.0631 | -12.5709 | 1
34.3327 | 47.7268 | 1
9.9998 | 32.8707 | 1
67.4467 | 64.8619 | 1
42.4172 | 47.2747 | 1
96.6655 | 4.3461 | 1
67.0507 | 9.2619 | 1
6.3289 | -12.408 | 1
37.9925 | 2.351 | 1
64.8323 | -10.4074 | 1
6.5756 | -16.3485 | 1
28.5652 | 36.6551 | 1
42.3888 | -19.5457 | 1
45.2034 | 66.12 | 1
23.4362 | 28.5332 | 1
54.0603 | 41.6962 | 1
58.9506 | -3.3846 | 1
9.5398 | 11.7295 | 1
90.2406 | 59.9665 | 1
56.517 | -22.575 | 1
97.5662 | -3.2077 | 1
98.3709 | -26.9332 | 1
98.2678 | 2.4131 | 1
28.6816 | 24.5073 | 1
49.7229 | -15.5599 | 1
7.9014 | 43.2063 | 1
76.6535 | 25.3665 | 1
5.4244 | -28.5936 | 1
56.4665 | 8.4626 | 1
25.8483 | 18.2267 | 1
68.2867 | 34.8997 | 1
42.0209 | 40.3323 | 1
47.0914 | -17.6663 | 1
42.5084 | 52.9541 | 1
51.7501 | 57.6144 | 1
67.1008 | -23.4309 | 1
33.0155 | 37.9372 | 1
41.5167 | 16.0337 | 1
64.2866 | -29.232 | 1
65.7097 | -25.1765 | 1
44.3724 | 18.3335 | 1
69.787 | 41.7743 | 1
7.5565 | -6.5917 | 1
50.2256 | -16.3589 | 1
73.0358 | 31.3386 | 1
67.2259 | -23.3264 | 1
95.4277 | 62.0717 | 1
52.9486 | 30.4563 | 1
31.1633 | 12.0904 | 1
87.8096 | 8.5548 | 1
26.9765 | 47.7907 | 1
20.207 | 30.8624 | 1
43.3324 | -4.2881 | 1
27.1108 | 17.8198 | 1
36.2059 | 60.6408 | 1
30.594 | 54.6574 | 1
5.8868 | -27.2911 | 1
61.9168 | 45.146 | 1
58.428 | 49.6967 | 1
52.3764 | 2.3724 | 1
22.8465 | 20.4885 | 1
86.7116 | 25.0506 | 1
87.4816 | -16.254 | 1
82.4899 | -28.9476 | 1
39.5002 | 67.234 | 1
84.204 | 43.7203 | 1
51.415 | -9.7269 | 1
34.2799 | -11.9864 | 1
21.0826 | 25.6543 | 1
62.9163 | -26.5444 | 1
54.8503 | 45.6385 | 1
46.2128 | 63.3154 | 1
5.1803 | -26.2336 | 1
96.5143 | 59.6972 | 1
100.0844 | 57.4806 | 1
65.1267 | -1.4248 | 1
59.5621 | 54.059 | 1
58.9639 | 59.0915 | 1
22.2659 | 32.1617 | 1
4.0235 | 58.5364 | 1
90.5944 | 4.5193 | 1
92.9075 | 64.741 | 1
62.3443 | -27.983 | 1
19.1488 | 65.4051 | 1
89.1045 | 51.4298 | 1
32.8639 | -25.7387 | 1
25.4698 | -22.3534 | 1
61.8419 | 32.6069 | 1
17.6679 | -5.6299 | 1
93.1383 | 60.2683 | 1
25.0668 | 68.9407 | 1
19.4947 | -8.5187 | 1
36.4385 | -22.1857 | 1
80.5734 | 35.4552 | 1
22.044 | 56.6292 | 1
11.6106 | 5.1054 | 1
81.1679 | -18.3653 | 1
81.9569 | 69.6564 | 1
73.1907 | 54.4488 | 1
82.2513 | 19.7694 | 1
57.1865 | 33.2394 | 1
51.3213 | 55.6698 | 1
4.2749 | 67.0571 | 1
24.1553 | -26.3376 | 1
10.4779 | 10.5415 | 1
44.6252 | -9.6953 | 1
79.8978 | -0.74236 | 1
11.8617 | 61.0048 | 1
89.5022 | -5.7668 | 1
9.7338 | 6.4498 | 1
99.3135 | 0.86767 | 1
3.3839 | -7.3481 | 1
71.8397 | 2.866 | 1
79.0394 | 69.8336 | 1
26.9807 | 30.5058 | 1
51.416 | 63.2782 | 1
17.7916 | 14.9006 | 1
4.1018 | 51.3636 | 1
78.9588 | 52.461 | 1
57.6873 | 69.9323 | 1
83.7929 | 49.1119 | 1
68.8142 | -7.6232 | 1
2.9983 | 10.2148 | 1
57.6735 | 16.5957 | 1
33.8511 | 68.7649 | 1
71.7695 | 49.8478 | 1
99.1211 | 35.9779 | 1
38.5086 | -14.3098 | 1
12.8746 | -9.7138 | 1
19.1699 | -0.48338 | 1
19.765 | 36.4612 | 1
41.1301 | -26.1106 | 1
72.6749 | -0.22373 | 1
56.5721 | 48.439 | 1
23.4877 | 2.8267 | 1
2.2403 | 38.1135 | 1
29.5351 | 34.8735 | 1
40.5848 | 13.8641 | 1
58.3181 | 38.3136 | 1
71.8832 | -1.4499 | 1
43.635 | 61.084 | 1
76.5985 | 38.983 | 1
81.3786 | -13.5912 | 1
83.1279 | 8.5811 | 1
94.4597 | -29.8977 | 1
30.9678 | 50.0857 | 1
62.9584 | 63.6448 | 1
6.5361 | 0.27294 | 1
51.4181 | -23.3358 | 1
22.3961 | 43.171 | 1
88.9062 | 6.1873 | 1
32.4972 | -11.9622 | 1
6.5873 | -10.2115 | 1
16.7561 | -16.1082 | 1
57.8636 | 23.8221 | 1
60.7663 | 52.6429 | 1
9.667 | -20.6148 | 1
71.9694 | 10.2484 | 1
16.0505 | -2.0757 | 1
43.541 | -21.5421 | 1
88.7113 | -19.88 | 1
44.5326 | 68.4219 | 1
16.9581 | 15.8542 | 1
14.722 | -10.3711 | 1
47.5339 | 25.4302 | 1
80.9909 | 42.1238 | 1
26.9289 | 60.4859 | 1
46.5215 | 45.9266 | 1
33.9611 | 60.5656 | 1
28.0489 | 20.3642 | 1
75.6232 | 18.4003 | 1
61.7926 | 33.7008 | 1
49.5428 | 55.499 | 1
71.4589 | 68.7997 | 1
35.937 | 45.8204 | 1
94.1207 | 28.8887 | 1
30.8706 | 5.1198 | 1
5.4618 | 55.3962 | 1
57.9756 | 69.6635 | 1
20.8176 | 30.7174 | 1
75.5875 | 2.9823 | 1
15.571 | 30.2084 | 1
100.0557 | -4.8398 | 1
60.6579 | -17.8922 | 1
100.9989 | -16.8733 | 1
44.3905 | -11.3841 | 1
40.8593 | 69.1702 | 1
14.0731 | 38.3885 | 1
59.0775 | 23.0776 | 1
69.3742 | 38.4148 | 1
44.371 | 13.1602 | 1
24.4397 | 38.2616 | 1
22.6384 | 69.3466 | 1
58.6446 | 0.32655 | 1
81.7259 | 34.733 | 1
91.9265 | -19.6984 | 1
54.3011 | 22.7145 | 1
54.1883 | 56.685 | 1
67.3624 | -21.1718 | 1
53.6802 | 49.7798 | 1
42.6359 | 24.1645 | 1
67.0917 | 42.0609 | 1
33.0115 | 63.9013 | 1
100.07 | 21.6215 | 1
29.5464 | 23.5206 | 1
90.619 | 30.8014 | 1
63.1737 | 16.6376 | 1
36.4516 | 61.6081 | 1
25.8559 | -13.0584 | 1
18.7689 | -27.2043 | 1
61.0196 | 35.8072 | 1
50.6858 | 19.584 | 1
78.9651 | -17.232 | 1
96.9988 | 4.6652 | 1
64.5458 | 41.9751 | 1
94.7425 | -14.7209 | 1
34.6197 | 2.3858 | 1
14.2768 | 46.6517 | 1
62.2969 | 53.204 | 1
68.7499 | -2.8447 | 1
84.8965 | -25.1343 | 1
59.089 | 37.0817 | 1
46.6598 | 51.7802 | 1
35.4577 | 42.2642 | 1
54.3549 | 31.1854 | 1
4.9799 | 65.0418 | 1
17.6337 | 64.4712 | 1
37.8151 | 10.0412 | 1
31.245 | 28.4558 | 1
64.0659 | 16.0722 | 1
43.9017 | -11.5085 | 1
69.5392 | -20.2118 | 1
80.1694 | -6.539 | 1
5.6307 | -19.4759 | 1
15.4061 | 66.4731 | 1
99.9201 | -19.7403 | 1
9.8543 | 44.52 | 1
37.1185 | 3.5257 | 1
94.716 | 9.4337 | 1
6.2196 | -10.1423 | 1
28.3199 | 67.3821 | 1
82.8834 | 62.8037 | 1
30.7794 | 58.1165 | 1
28.9429 | 5.1937 | 1
36.6699 | -23.8269 | 1
97.6342 | -14.6293 | 1
28.8208 | 40.7499 | 1
59.3692 | 32.1851 | 1
16.6564 | 15.2286 | 1
99.5687 | 60.3487 | 1
3.3364 | 61.616 | 1
93.8467 | 33.4938 | 1
56.7731 | 41.8681 | 1
93.4235 | 26.072 | 1
64.2563 | 68.8273 | 1
8.8198 | 13.8055 | 1
47.1248 | 4.727 | 1
2.6065 | 25.7237 | 1
50.8028 | 7.4679 | 1
88.7418 | -7.4657 | 1
15.2604 | 69.1378 | 1
68.1727 | -16.3543 | 1
85.2672 | 62.3832 | 1
82.715 | -11.24 | 1
82.2579 | 38.5299 | 1
47.8216 | 35.9537 | 1
15.4729 | -25.5523 | 1
10.4285 | -12.3112 | 1
45.9878 | 48.1588 | 1
79.597 | 41.1864 | 1
61.75 | 67.6714 | 1
52.7534 | -23.5592 | 1
39.2108 | 27.6357 | 1
5.4649 | 51.3033 | 1
16.7441 | -8.5644 | 1
32.8932 | -23.0949 | 1
61.5054 | -0.67963 | 1
8.1831 | -26.7336 | 1
88.6285 | 30.7797 | 1
87.7179 | -2.5398 | 1
90.0183 | 51.6258 | 1
99.3137 | 23.9408 | 1
65.1589 | 51.0122 | 1
27.1208 | -0.017169 | 1
61.2781 | 14.7802 | 1
35.7696 | 24.7608 | 1
77.5473 | 17.7539 | 1
1.9363 | 7.4363 | 1
67.8772 | 31.8595 | 1
81.7763 | -1.7837 | 1
36.6678 | 1.1639 | 1
72.0377 | -16.5192 | 1
91.2375 | -3.8354 | 1
61.2438 | 18.6523 | 1
96.9995 | 1.0109 | 1
55.1234 | 9.9649 | 1
79.361 | 64.2483 | 1
8.0249 | 60.0347 | 1
32.3821 | -25.2666 | 1
73.6474 | 30.3921 | 1
35.6401 | 30.5593 | 1
2.9691 | 17.7481 | 1
0.99888 | 32.4912 | 1
56.029 | 37.9861 | 1
74.0585 | 28.0716 | 1
49.9842 | 5.3028 | 1
38.3699 | 23.7162 | 1
70.9604 | 21.3473 | 1
95.0731 | -11.5391 | 1
15.7843 | -26.3411 | 1
70.1814 | -18.2315 | 1
20.07 | 49.8142 | 1
80.5954 | 35.1051 | 1
79.448 | 66.2711 | 1
51.1679 | 37.0382 | 1
63.1822 | 8.6068 | 1
12.4784 | 45.7964 | 1
100.1373 | 39.6375 | 1
39.5972 | 7.8631 | 1
39.2186 | 31.2026 | 1
78.7736 | -0.93244 | 1
45.0238 | 6.2046 | 1
71.6584 | -16.8801 | 1
71.7007 | 5.661 | 1
34.0083 | -24.6583 | 1
19.5845 | 23.4449 | 1
3.39 | 49.7209 | 1
10.802 | 15.7163 | 1
6.1691 | -3.7475 | 1
37.9636 | 46.8209 | 1
28.9806 | 48.7397 | 1
54.9837 | 6.304 | 1
73.3052 | 21.2332 | 1
29.1875 | -9.4749 | 1
8.2079 | -6.7983 | 1
67.1485 | 61.1217 | 1
1.1457 | -23.209 | 1
95.6544 | -20.6119 | 1
70.9949 | 4.37 | 1
59.092 | 46.1808 | 1
53.7032 | -0.23977 | 1
30.778 | 6.0861 | 1
52.1079 | 7.3193 | 1
12.2441 | 55.5057 | 1
76.981 | 36.6125 | 1
37.2548 | 12.9571 | 1
91.3501 | 17.2796 | 1
0.82045 | -16.1054 | 1
3.4397 | -19.1647 | 1
47.8813 | 48.2686 | 1
19.2806 | 50.1244 | 1
86.949 | 39.8525 | 1
50.3424 | 7.9392 | 1
58.0839 | 35.1341 | 1
48.7436 | 6.9835 | 1
0.60198 | 18.5022 | 1
24.8078 | 40.3857 | 1
5.1974 | -8.7504 | 1
36.0543 | 14.0282 | 1
78.3438 | 35.4737 | 1
45.162 | 13.0726 | 1
60.7509 | -22.4637 | 1
16.919 | -8.3123 | 1
22.0389 | -7.4602 | 1
27.2098 | 67.732 | 1
73.6219 | -27.6114 | 1
57.2419 | 60.4706 | 1
93.3317 | 34.1768 | 1
71.4068 | 10.2697 | 1
93.0426 | 3.9715 | 1
61.8143 | 43.9896 | 1
66.8441 | 38.0448 | 1
17.0598 | -2.3969 | 1
79.387 | 64.0592 | 1
40.7345 | -4.6189 | 1
10.3736 | -7.3821 | 1
79.052 | -2.3473 | 1
2.3983 | -1.1939 | 1
13.5227 | 33.1697 | 1
30.2372 | 42.0009 | 1
88.4056 | -16.9616 | 1
26.1564 | 44.601 | 1
6.6049 | -0.17493 | 1
97.9037 | 63.5353 | 1
91.182 | 18.4571 | 1
14.3129 | 43.518 | 1
71.5386 | -19.5451 | 1
94.9624 | 30.0374 | 1
88.71 | 36.4239 | 1
23.5629 | 65.2799 | 1
82.564 | 17.4669 | 1
51.5925 | 43.6352 | 1
41.9127 | 34.8256 | 1
22.1841 | 60.582 | 1
94.2833 | -22.8875 | 1
50.9788 | -16.6783 | 1
46.3441 | -10.4363 | 1
69.5379 | 26.9792 | 1
79.5929 | 28.3117 | 1
58.2483 | -20.1498 | 1
15.8082 | -17.3113 | 1
35.7925 | 24.1606 | 1
97.4068 | 60.2922 | 1
77.2274 | 20.9994 | 1
75.9157 | 33.581 | 1
69.3859 | 66.4632 | 1
14.3789 | -27.6745 | 1
5.9904 | 3.6806 | 1
10.2384 | 5.5238 | 1
73.3488 | -22.939 | 1
33.862 | 7.4298 | 1
7.7196 | 2.8621 | 1
83.9478 | 37.39 | 1
65.2187 | 64.9049 | 1
26.3585 | -13.8224 | 1
59.7498 | 61.5538 | 1
52.1283 | -20.5454 | 1
18.3741 | 22.5213 | 1
50.0217 | -14.8638 | 1
68.6686 | 21.0561 | 1
78.9374 | 16.1357 | 1
43.082 | 32.0896 | 1
6.1819 | 4.7427 | 1
64.3404 | 21.7981 | 1
37.4088 | 42.9455 | 1
14.3649 | -5.9054 | 1
71.2362 | -26.3015 | 1
88.9218 | 40.8942 | 1
28.8867 | 64.4512 | 1
9.5097 | -3.6328 | 1
84.2932 | 52.5329 | 1
74.8183 | 14.0926 | 1
2.4161 | 28.5821 | 1
100.5804 | 13.9239 | 1
38.1233 | 12.8741 | 1
60.8979 | 21.1636 | 1
10.7337 | 15.2794 | 1
56.6659 | 9.5594 | 1
53.3556 | -27.4856 | 1
31.2974 | 46.7889 | 1
98.8445 | 41.4324 | 1
92.0673 | 32.691 | 1
33.1868 | -0.092325 | 1
69.5297 | -11.475 | 1
100.2481 | 4.8776 | 1
16.5107 | -28.7282 | 1
43.8441 | 66.6833 | 1
26.177 | -4.0792 | 1
26.5438 | 29.9439 | 1
54.0688 | -5.0009 | 1
20.1353 | 39.1221 | 1
83.6628 | -6.2449 | 1
53.2369 | 6.6151 | 1
96.3882 | -12.8296 | 1
88.7674 | 41.0167 | 1
72.3932 | -20.3939 | 1
17.668 | 29.7961 | 1
5.8122 | 0.96974 | 1
44.7219 | 47.0638 | 1
25.1397 | 18.6625 | 1
55.4089 | 41.7561 | 1
52.6933 | 34.8631 | 1
92.8518 | 43.7559 | 1
16.3064 | -4.6866 | 1
25.6366 | 5.3944 | 1
16.3639 | -6.2945 | 1
18.2597 | 27.3775 | 1
78.2602 | 34.0984 | 1
8.946 | 37.9957 | 1
91.8479 | 2.2434 | 1
95.8566 | 14.7482 | 1
95.3232 | 8.0543 | 1
37.1725 | 26.7479 | 1
75.5861 | 7.4517 | 1
65.3264 | 32.6161 | 1
36.6158 | -7.2627 | 1
65.8292 | 52.238 | 1
14.2001 | -29.9175 | 1
35.6863 | -3.9859 | 1
58.1407 | 16.5017 | 1
88.4694 | 52.5292 | 1
77.8661 | 15.1961 | 1
22.2892 | 46.3324 | 1
71.7313 | -25.4625 | 1
43.1913 | -0.78103 | 1
95.9819 | -28.8759 | 1
30.2145 | 44.719 | 1
92.015 | -22.7294 | 1
20.2533 | 5.3688 | 1
51.1354 | 49.8073 | 1
22.4359 | 19.7443 | 1
59.2929 | -24.8784 | 1
49.3785 | 46.2271 | 1
52.7098 | 31.761 | 1
44.6348 | -23.2288 | 1
50.5293 | 18.3651 | 1
11.9087 | -19.3283 | 1
27.982 | 52.6521 | 1
76.2877 | 62.7357 | 1
15.8227 | 15.5855 | 1
80.7566 | 53.0466 | 1
18.9424 | 3.5672 | 1
42.5531 | -5.113 | 1
27.2251 | 53.7649 | 1
90.0827 | 58.2756 | 1
13.9337 | 3.0571 | 1
30.5804 | -20.1823 | 1
16.1678 | -19.7059 | 1
78.1294 | 6.607 | 1
43.48 | 6.5873 | 1
90.724 | 53.7739 | 1
15.7497 | 6.5296 | 1
92.4183 | 19.222 | 1
54.149 | 2.3991 | 1
8.5808 | 50.7465 | 1
63.0571 | 23.5985 | 1
83.4978 | 52.2955 | 1
65.4956 | 18.0071 | 1
47.7636 | -23.4174 | 1
59.6713 | -28.9619 | 1
30.9593 | 28.2542 | 1
45.2379 | 25.2009 | 1
56.6594 | 62.3288 | 1
14.3704 | 40.0032 | 1
70.5382 | 18.7723 | 1
100.3733 | 38.8292 | 1
46.3589 | 7.6786 | 1
97.7639 | 69.4781 | 1
90.8307 | 30.4324 | 1
97.5262 | 37.2325 | 1
12.087 | 56.9108 | 1
15.3868 | 40.9571 | 1
99.1633 | 19.3696 | 1
66.2568 | 35.9716 | 1
78.9992 | -22.6807 | 1
88.109 | 31.0753 | 1
81.4795 | 2.9066 | 1
18.3219 | -0.036621 | 1
62.3242 | 18.9199 | 1
64.8085 | 29.195 | 1
34.7256 | 51.1261 | 1
33.5454 | 20.1459 | 1
34.7504 | 20.6199 | 1
56.4913 | -18.4619 | 1
24.6127 | 19.1725 | 1
63.8139 | -14.2484 | 1
64.4914 | -9.7464 | 1
39.3237 | 5.111 | 1
79.4296 | -6.5586 | 1
81.1738 | 15.6646 | 1
86.3344 | 67.7499 | 1
63.5721 | 6.9965 | 1
95.0127 | 30.0533 | 1
92.0278 | -3.5719 | 1
69.9063 | 33.0497 | 1
47.6514 | 57.0572 | 1
94.9308 | 3.5406 | 1
20.2888 | 51.0227 | 1
60.9142 | 0.86818 | 1
96.7735 | 43.3348 | 1
13.5628 | -8.4965 | 1
89.9298 | 62.0841 | 1
91.3673 | 68.1298 | 1
90.8457 | 69.4831 | 1
29.0845 | 52.5153 | 1
39.1441 | 24.1976 | 1
49.9454 | 48.1231 | 1
5.1773 | -27.0432 | 1
71.2866 | -4.0912 | 1
24.7188 | 15.6031 | 1
47.919 | 19.166 | 1
28.7401 | 66.3789 | 1
95.3377 | 52.306 | 1
75.5246 | 43.1446 | 1
3.1329 | 45.987 | 1
8.7295 | 11.089 | 1
65.7573 | -22.5372 | 1
32.3191 | -14.2064 | 1
92.4506 | 51.8382 | 1
68.4788 | 61.8448 | 1
1.0382 | -22.5721 | 1
79.1424 | 62.9226 | 1
58.6316 | -29.1727 | 1
88.3979 | -10.6099 | 1
83.3123 | 25.0774 | 1
91.9198 | -1.1678 | 1
81.8352 | 23.5675 | 1
14.9363 | 51.5596 | 1
41.8474 | -8.1556 | 1
21.485 | 2.9295 | 1
37.7949 | 59.6975 | 1
70.2473 | 39.3354 | 1
94.0401 | 68.6495 | 1
76.7751 | -27.5104 | 1
93.6965 | -26.2112 | 1
40.7437 | 63.7569 | 1
68.3489 | -4.1806 | 1
67.1106 | 67.1294 | 1
8.4239 | -18.0866 | 1
88.9147 | -8.4557 | 1
12.6671 | 52.9893 | 1
15.6503 | 36.7523 | 1
33.8773 | -3.1126 | 1
51.1714 | 21.1909 | 1
62.5277 | 29.7674 | 1
19.8179 | -14.9751 | 1
21.6597 | -26.0698 | 1
5.8975 | -15.1416 | 1
23.0126 | -16.4532 | 1
39.2226 | 1.388 | 1
0.91428 | 4.2856 | 1
86.5305 | -11.5229 | 1
32.7921 | 48.0098 | 1
51.6563 | 43.8153 | 1
46.0553 | -21.5032 | 1
12.9941 | 16.7419 | 1
17.5948 | 51.5991 | 1
3.2185 | 68.782 | 1
17.7074 | 29.5813 | 1
83.0762 | 39.6984 | 1
53.9184 | 46.0407 | 1
63.0104 | 32.4122 | 1
91.7267 | 69.9121 | 1
70.2868 | -26.22 | 1
16.7034 | 54.9911 | 1
10.3753 | 8.534 | 1
86.2496 | -16.7855 | 1
62.2999 | 51.5907 | 1
64.8929 | 9.9541 | 1
88.1954 | 25.4876 | 1
66.7608 | -5.8868 | 1
25.4932 | 6.1423 | 1
89.6969 | -11.0534 | 1
84.9459 | -15.2314 | 1
47.1983 | 42.9415 | 1
15.44 | 60.7068 | 1
66.8575 | 46.2465 | 1
78.9504 | -21.1458 | 1
79.9794 | 2.8946 | 1
55.4511 | -11.1207 | 1
48.7752 | 59.1654 | 1
26.7952 | 19.7453 | 1
25.9989 | 47.9934 | 1
5.8531 | -3.9934 | 1
15.109 | 35.784 | 1
4.6586 | 62.1692 | 1
91.388 | 31.2736 | 1
76.0865 | -26.4248 | 1
54.2234 | 51.6886 | 1
13.7722 | 47.8891 | 1
79.2463 | 44.6006 | 1
63.5694 | 31.7534 | 1
56.7167 | 65.2099 | 1
80.8828 | 25.4836 | 1
42.761 | 11.7989 | 1
69.6035 | -7.4107 | 1
47.9855 | 8.0237 | 1
82.0998 | -21.3806 | 1
73.1713 | 55.4193 | 1
56.1826 | 15.3071 | 1
34.4735 | 44.8375 | 1
68.3446 | 28.291 | 1
69.6404 | -17.1622 | 1
33.1649 | 31.6864 | 1
57.9013 | -21.9374 | 1
84.4211 | -22.2188 | 1
93.9551 | 33.8773 | 1
27.6161 | 67.716 | 1
78.4217 | 47.2598 | 1
59.9075 | -9.6797 | 1
48.8755 | -4.7678 | 1
54.4182 | 50.6753 | 1
54.2626 | 57.6274 | 1
54.7598 | 63.7431 | 1
19.4168 | 28.8092 | 1
20.0889 | 32.2734 | 1
37.8908 | 50.4242 | 1
48.6852 | -28.7445 | 1
80.1151 | 16.7868 | 1
43.7882 | 17.4256 | 1
59.8983 | 68.5218 | 1
4.4543 | 42.7344 | 1
71.3768 | 54.1363 | 1
78.5085 | 41.9692 | 1
83.2249 | 22.4348 | 1
84.5762 | -22.682 | 1
84.8412 | -18.3555 | 1
41.1923 | 27.6886 | 1
93.9294 | 39.7744 | 1
81.2639 | 14.3087 | 1
2.5978 | 58.2081 | 1
73.5775 | -22.1497 | 1
9.4702 | -23.3237 | 1
15.6529 | 11.2368 | 1
43.8644 | 40.1313 | 1
73.4252 | 39.3229 | 1
1.4798 | -23.8987 | 1
94.277 | 30.3364 | 1
65.9658 | 36.7812 | 1
93.4817 | -22.2975 | 1
49.7691 | 50.4925 | 1
68.6211 | 59.8964 | 1
97.058 | 28.2112 | 1
5.1475 | 63.6314 | 1
58.8678 | 52.9748 | 1
29.1955 | 49.6311 | 1
21.1741 | 11.7209 | 1
29.1182 | 26.8295 | 1
91.9128 | -16.9107 | 1
10.1707 | -17.8871 | 1
41.2845 | 52.3702 | 1
31.5822 | 16.5584 | 1
23.5415 | 10.8574 | 1
47.7021 | 60.678 | 1
65.8008 | 16.9641 | 1
100.0285 | 3.5184 | 1
18.8367 | -23.7102 | 1
46.1077 | 66.4388 | 1
79.4791 | -11.3878 | 1
10.9301 | -25.9418 | 1
73.0996 | -10.5384 | 1
23.1229 | -4.9431 | 1
69.7896 | 22.2497 | 1
72.1523 | 58.2064 | 1
53.7396 | 13.2249 | 1
40.3872 | -7.2775 | 1
37.3413 | 10.1381 | 1
49.9314 | 39.0145 | 1
29.9044 | 6.2379 | 1
78.4712 | -2.6584 | 1
29.701 | 57.316 | 1
34.9464 | 17.9002 | 1
4.8455 | -26.2479 | 1
74.5404 | 44.5136 | 1
89.0281 | 11.6709 | 1
40.1607 | 23.3478 | 1
54.0576 | 64.3367 | 1
90.6563 | -6.9077 | 1
31.1486 | 50.9698 | 1
34.2801 | 43.4071 | 1
76.754 | -15.0661 | 1
8.3451 | 19.3778 | 1
96.7409 | -20.319 | 1
21.4959 | 51.2729 | 1
5.6049 | -21.2847 | 1
44.3235 | 3.819 | 1
6.4388 | 32.5646 | 1
0.80838 | -1.1974 | 1
91.0742 | 47.7334 | 1
42.5669 | 65.5461 | 1
57.2591 | -27.8009 | 1
59.1801 | 67.8009 | 1
27.2247 | 55.6632 | 1
19.2603 | 65.6789 | 1
6.9704 | 69.0614 | 1
8.5614 | -1.7671 | 1
13.5096 | 49.0075 | 1
49.5082 | -15.1436 | 1
28.4123 | -8.4186 | 1
54.0756 | 53.4195 | 1
89.8038 | -11.4133 | 1
94.2617 | 4.9757 | 1
32.1972 | 31.8987 | 1
77.6588 | 0.10056 | 1
69.9146 | 10.8124 | 1
40.6991 | 42.3231 | 1
94.3354 | 54.112 | 1
40.6958 | -28.2521 | 1
76.8976 | 64.7046 | 1
85.9376 | 59.128 | 1
49.8195 | 37.1949 | 1
94.5692 | -2.3755 | 1
82.3126 | 40.2777 | 1
58.6228 | 55.1663 | 1
88.6295 | 63.3666 | 1
32.5219 | 19.9707 | 1
32.3129 | 43.4507 | 1
35.3242 | 19.123 | 1
47.9356 | -25.977 | 1
12.0989 | -23.2234 | 1
46.3889 | 56.8334 | 1
34.948 | 52.1376 | 1
92.4436 | -29.7751 | 1
27.2083 | -22.3351 | 1
48.2744 | -3.379 | 1
42.2901 | -23.5871 | 1
96.9146 | 48.2648 | 1
79.9621 | -1.7713 | 1
43.7393 | 58.5692 | 1
84.7671 | -4.7665 | 1
5.5423 | 54.5628 | 1
36.9561 | 27.7976 | 1
99.5792 | -19.2465 | 1
18.5437 | -22.7622 | 1
72.3717 | -4.5614 | 1
47.2233 | 14.7828 | 1
23.3226 | 51.1539 | 1
72.4005 | -16.8507 | 1
10.2508 | 28.363 | 1
4.8236 | 32.8196 | 1
54.7106 | 51.6584 | 1
32.6996 | 62.7119 | 1
22.8872 | -6.6987 | 1
57.8136 | 56.3345 | 1
78.948 | 56.6924 | 1
71.644 | 23.5564 | 1
29.3262 | 9.5111 | 1
4.5736 | 59.0168 | 1
68.3729 | 54.8409 | 1
88.9277 | 59.6421 | 1
45.1515 | 68.1931 | 1
56.7501 | 33.4413 | 1
7.7553 | 33.0848 | 1
26.9863 | 38.5578 | 1
28.6746 | 43.2792 | 1
54.7086 | 62.3118 | 1
91.3322 | -29.3949 | 1
35.8967 | 39.6893 | 1
73.2213 | 2.3453 | 1
93.2684 | -22.9935 | 1
26.847 | 14.4315 | 1
4.7064 | -25.2049 | 1
76.8978 | 21.0773 | 1
78.4629 | -27.8888 | 1
60.2368 | 29.5164 | 1
73.448 | 50.9603 | 1
45.2928 | 18.562 | 1
61.0188 | -9.1354 | 1
96.4124 | 3.8736 | 1
63.2141 | 7.9761 | 1
50.0655 | 10.2611 | 1
85.4973 | 52.4316 | 1
66.3187 | -26.7301 | 1
41.2917 | -14.8088 | 1
7.4498 | 13.7183 | 1
26.3065 | -18.7042 | 1
28.5451 | 29.8963 | 1
34.7072 | 69.879 | 1
43.6177 | 60.5415 | 1
64.4474 | 26.994 | 1
6.6734 | 35.5977 | 1
46.0966 | 49.6625 | 1
14.0188 | -9.5525 | 1
56.4258 | 64.5597 | 1
18.0457 | 52.2695 | 1
22.8342 | 59.1873 | 1
83.1978 | 16.4651 | 1
10.4253 | 10.7577 | 1
50.2555 | -0.20171 | 1
5.9807 | 62.0779 | 1
13.4528 | 8.5741 | 1
18.2408 | -5.8338 | 1
8.0032 | -3.0189 | 1
48.0386 | 10.2438 | 1
68.1697 | 1.1923 | 1
52.7356 | 6.4268 | 1
76.4592 | 11.2659 | 1
42.9293 | -22.0408 | 1
22.5206 | 46.3405 | 1
99.7803 | 15.578 | 1
58.9681 | 55.3544 | 1
30.2952 | 53.0741 | 1
33.5905 | 48.4302 | 1
37.3248 | 59.9807 | 1
89.3136 | 2.4891 | 1
79.3544 | 54.007 | 1
52.5805 | 30.4672 | 1
100.3064 | -6.0359 | 1
84.0797 | 46.5285 | 1
63.2293 | 19.9202 | 1
96.9023 | 47.8591 | 1
76.6777 | 39.6069 | 1
97.4133 | 43.3616 | 1
44.4083 | 25.9276 | 1
95.9962 | 66.2536 | 1
16.7645 | -22.4198 | 1
21.4924 | -1.9987 | 1
86.0166 | -23.31 | 1
64.2525 | -15.9566 | 1
99.5537 | -19.4245 | 1
5.8384 | -13.7911 | 1
27.2367 | 21.5419 | 1
77.8217 | 8.4896 | 1
38.2423 | 52.9036 | 1
98.633 | 30.6649 | 1
82.0048 | 22.5134 | 1
60.2937 | 41.0781 | 1
2.665 | -5.862 | 1
33.6104 | -9.4562 | 1
14.2949 | 23.8724 | 1
97.0064 | 35.7609 | 1
80.8886 | 3.0832 | 1
42.6341 | 62.7113 | 1
44.7076 | 67.8458 | 1
71.1226 | 62.6624 | 1
3.5956 | 60.9778 | 1
59.0259 | -27.3162 | 1
64.729 | 2.5545 | 1
22.0029 | 26.6223 | 1
98.779 | -5.487 | 1
38.1036 | -7.7383 | 1
42.4915 | 41.1234 | 1
21.1691 | -12.9864 | 1
39.7634 | 35.9076 | 1
12.6431 | -9.2533 | 1
87.2171 | 65.6714 | 1
97.5775 | -25.2553 | 1
86.4072 | 12.3391 | 1
15.5142 | 2.1404 | 1
77.7675 | 40.566 | 1
26.1243 | -1.7529 | 1
55.1094 | -12.575 | 1
98.6345 | 63.9769 | 1
16.8056 | 41.033 | 1
47.7616 | -6.6252 | 1
87.0491 | 14.0291 | 1
3.7729 | 41.3753 | 1
61.9042 | 61.241 | 1
90.7833 | -4.9207 | 1
95.9053 | 45.7658 | 1
41.6579 | 34.4152 | 1
92.7758 | 60.0172 | 1
33.6707 | 46.489 | 1
42.6362 | 28.4098 | 1
89.1006 | 6.3817 | 1
74.0253 | -6.0103 | 1
13.8838 | -16.703 | 1
92.9206 | 45.2729 | 1
57.3527 | -12.3045 | 1
97.7324 | -26.583 | 1
73.9001 | 67.0873 | 1
51.5813 | -4.2144 | 1
12.7546 | -21.1959 | 1
66.3001 | 36.8281 | 1
19.2824 | 58.1391 | 1
64.4773 | -17.357 | 1
97.3892 | 4.4516 | 1
18.8087 | 37.8733 | 1
39.9852 | 19.6697 | 1
44.7229 | 14.1733 | 1
79.8118 | -28.5762 | 1
29.9425 | 61.641 | 1
21.1044 | 5.5434 | 1
83.827 | 7.9001 | 1
81.6012 | 36.3093 | 1
44.1323 | 67.1733 | 1
11.1745 | -13.7207 | 1
66.3853 | 53.7759 | 1
48.76 | -27.445 | 1
5.3448 | 65.2554 | 1
8.9295 | 30.5026 | 1
6.5893 | 60.6984 | 1
71.9734 | -8.3583 | 1
75.9141 | 14.9225 | 1
7.8574 | 0.52885 | 1
1.8591 | 52.6638 | 1
24.4768 | -8.5267 | 1
12.3627 | -4.4866 | 1
20.1072 | 57.6367 | 1
50.8274 | 51.4728 | 1
98.1087 | 18.2281 | 1
24.5497 | 65.4684 | 1
40.1254 | -21.0716 | 1
78.3146 | 15.9855 | 1
59.6267 | 5.8894 | 1
9.6582 | 31.1011 | 1
61.0668 | -25.8321 | 1
77.8948 | 3.0014 | 1
91.0636 | 58.3247 | 1
32.78 | 18.3993 | 1
73.5162 | -8.9682 | 1
76.92 | 56.1106 | 1
91.2364 | 55.0793 | 1
13.6796 | 17.8181 | 1
14.938 | 5.6412 | 1
50.4224 | 1.0115 | 1
10.2676 | 0.42169 | 1
76.1396 | -24.5043 | 1
27.3285 | 2.0067 | 1
56.6899 | 4.1717 | 1
100.3247 | 2.779 | 1
95.3397 | -12.3034 | 1
16.1829 | -16.8327 | 1
31.2731 | -18.1564 | 1
17.234 | 1.4365 | 1
57.6546 | -21.9748 | 1
21.0641 | 9.8017 | 1
54.1468 | 27.4361 | 1
37.6029 | 22.1608 | 1
61.3784 | 19.6713 | 1
91.5778 | -16.0899 | 1
22.4251 | 28.8426 | 1
98.4141 | 26.7939 | 1
39.493 | 51.6571 | 1
14.4178 | -14.627 | 1
50.0338 | -7.0562 | 1
70.661 | 8.9231 | 1
95.2075 | 54.2237 | 1
69.7003 | 33.1382 | 1
76.5801 | -13.8123 | 1
86.2251 | 57.141 | 1
39.9536 | 9.2929 | 1
97.4841 | -5.9787 | 1
43.653 | 18.2172 | 1
85.8081 | 39.4652 | 1
15.4282 | -19.0539 | 1
72.974 | 6.7779 | 1
52.192 | 49.2825 | 1
74.8597 | 23.4479 | 1
69.7056 | -17.9045 | 1
0.53051 | 20.5769 | 1
41.6003 | 34.3492 | 1
13.1507 | 8.4714 | 1
90.9589 | 21.8668 | 1
62.1637 | -17.851 | 1
77.1115 | 68.8687 | 1
70.03 | 63.8701 | 1
9.1096 | 30.5585 | 1
16.2773 | 13.296 | 1
93.7059 | 30.8327 | 1
20.8147 | 36.2183 | 1
90.2605 | -23.1082 | 1
69.6505 | -2.4015 | 1
58.1105 | 56.1012 | 1
28.0935 | 15.6743 | 1
15.4856 | 29.9652 | 1
93.0944 | 42.5446 | 1
58.3942 | -7.5502 | 1
71.0559 | -20.5875 | 1
9.3427 | 3.0114 | 1
65.3648 | 17.7624 | 1
85.0536 | 34.6415 | 1
53.1582 | 55.6732 | 1
89.1847 | -18.3124 | 1
85.5065 | 19.8522 | 1
9.0234 | 24.223 | 1
20.0084 | 31.2283 | 1
81.7391 | 3.106 | 1
1.5538 | 69.8118 | 1
28.8327 | 43.8963 | 1
28.9465 | -24.8071 | 1
80.4106 | 21.1624 | 1
33.747 | 47.8056 | 1
8.2451 | 24.3281 | 1
4.0062 | -5.6818 | 1
39.0687 | 65.7881 | 1
66.9639 | 46.4317 | 1
74.9682 | 35.5196 | 1
23.955 | 2.0235 | 1
3.0125 | 19.6713 | 1
31.5212 | 24.0054 | 1
26.0179 | -10.9187 | 1
67.1741 | -16.7011 | 1
80.5245 | -4.3657 | 1
6.9885 | -18.2748 | 1
29.8651 | 44.4418 | 1
15.4873 | 23.7591 | 1
97.3872 | 1.8194 | 1
11.6525 | 21.7142 | 1
74.1545 | 34.4546 | 1
52.1537 | 51.301 | 1
96.2681 | 56.9187 | 1
33.8118 | 44.7305 | 1
83.2975 | -19.0263 | 1
45.9446 | 22.6745 | 1
37.9962 | 14.5205 | 1
81.1689 | 38.6354 | 1
32.2762 | -28.7671 | 1
27.7442 | 68.3851 | 1
70.6905 | -19.1437 | 1
1.523 | 35.6237 | 1
66.1849 | -25.124 | 1
45.9696 | 7.4047 | 1
45.4619 | -13.955 | 1
9.0914 | 28.0977 | 1
4.0804 | -29.5119 | 1
50.7687 | 11.0459 | 1
47.9829 | 36.2321 | 1
36.3612 | 51.5728 | 1
7.7194 | 3.2399 | 1
57.8411 | 22.8732 | 1
32.4069 | 63.3723 | 1
79.0709 | 52.1957 | 1
61.9126 | 12.5487 | 1
53.5948 | 12.3518 | 1
60.6842 | -2.4785 | 1
65.9608 | 68.0331 | 1
48.2322 | 14.313 | 1
55.5176 | 17.6947 | 1
88.9704 | 35.8605 | 1
77.8898 | 14.6199 | 1
20.0545 | -12.4519 | 1
94.3289 | -24.2772 | 1
47.5413 | 40.6957 | 1
41.0369 | 40.5867 | 1
0.84013 | -29.6753 | 1
27.0871 | 65.9708 | 1
32.8417 | -21.0631 | 1
69.982 | 22.2396 | 1
82.8655 | -13.8552 | 1
92.6171 | 40.7353 | 1
25.9183 | -22.9945 | 1
47.7624 | 36.8934 | 1
29.7363 | 52.0077 | 1
95.4562 | 17.0758 | 1
94.0327 | 20.0028 | 1
2.2941 | 48.4016 | 1
5.7835 | 46.2024 | 1
44.0107 | 58.6512 | 1
26.3971 | 5.1986 | 1
59.9065 | -2.5813 | 1
46.3117 | 29.02 | 1
99.2567 | 62.036 | 1
34.1309 | 26.2478 | 1
74.551 | 11.298 | 1
42.5768 | 28.1123 | 1
8.1877 | 28.9402 | 1
91.6642 | 64.6342 | 1
8.8076 | -10.9809 | 1
20.7074 | 42.0728 | 1
100.2371 | -19.7864 | 1
76.8918 | 45.8018 | 1
7.5761 | 33.6497 | 1
98.0688 | 18.014 | 1
32.4862 | 65.2153 | 1
25.5597 | 66.3169 | 1
30.642 | 14.8267 | 1
61.2036 | -15.9291 | 1
67.1593 | 51.1009 | 1
40.3776 | 43.0355 | 1
14.7622 | -16.9259 | 1
2.3585 | 62.0696 | 1
12.9488 | 69.1838 | 1
56.2915 | -6.8603 | 1
31.9232 | -13.2666 | 1
10.7805 | 49.2197 | 1
74.1792 | 0.57979 | 1
21.7458 | 20.5347 | 1
14.8721 | -3.342 | 1
52.0477 | 65.3923 | 1
81.7994 | 63.0803 | 1
5.7065 | 8.3925 | 1
51.4896 | 59.5719 | 1
15.3559 | 9.3609 | 1
46.7896 | 69.3045 | 1
61.7028 | 14.1215 | 1
62.1546 | 12.8656 | 1
96.4583 | 52.798 | 1
33.3471 | 41.9741 | 1
11.1362 | 34.6458 | 1
40.63 | 45.1715 | 1
83.7091 | 65.7371 | 1
98.5323 | 62.5479 | 1
31.0675 | 58.6715 | 1
1.9945 | 50.1969 | 1
3.6698 | 46.7337 | 1
95.3014 | 27.6656 | 1
28.6103 | 12.173 | 1
80.8333 | -1.019 | 1
17.9485 | 0.92477 | 1
98.0523 | 43.0628 | 1
47.6642 | -12.0039 | 1
39.6063 | 57.1161 | 1
85.9967 | -5.5256 | 1
78.1756 | 26.1089 | 1
5.4763 | 9.0348 | 1
37.3941 | 55.4585 | 1
51.3345 | 46.4315 | 1
41.0949 | 62.7525 | 1
31.3151 | 7.7038 | 1
47.8587 | 3.2526 | 1
50.3649 | 60.3462 | 1
18.5494 | 68.0382 | 1
52.0566 | -29.8402 | 1
22.3685 | 25.2797 | 1
45.1828 | 7.332 | 1
21.8135 | -6.5008 | 1
82.1135 | 5.7695 | 1
62.9021 | 64.059 | 1
52.2431 | -15.3519 | 1
26.4319 | 37.8322 | 1
82.6122 | 68.6253 | 1
36.3295 | -29.2041 | 1
3.9583 | 11.5177 | 1
15.244 | 26.2485 | 1
63.8993 | 66.1432 | 1
3.0622 | 31.2305 | 1
24.4427 | -5.633 | 1
1.263 | 50.2406 | 1
7.3695 | 39.9489 | 1
61.0316 | 24.2289 | 1
63.4115 | -11.3509 | 1
94.7446 | 18.7965 | 1
23.7166 | 18.5269 | 1
69.5853 | 36.7575 | 1
31.8136 | 24.8084 | 1
21.0532 | 56.5283 | 1
48.4504 | 9.4327 | 1
46.1731 | 55.1596 | 1
96.386 | 46.2599 | 1
5.1752 | -16.0738 | 1
100.208 | 45.6224 | 1
12.9175 | 17.6803 | 1
60.3247 | -23.3679 | 1
99.2645 | -12.1313 | 1
69.777 | 52.9415 | 1
74.321 | -7.9775 | 1
67.1751 | 67.1062 | 1
37.5093 | 7.9209 | 1
96.6771 | 23.2951 | 1
51.5578 | 22.1726 | 1
7.1224 | 24.2307 | 1
60.5054 | 44.3006 | 1
55.5026 | -24.467 | 1
60.8781 | 5.7171 | 1
3.6506 | 12.7554 | 1
70.4278 | -29.5786 | 1
33.9698 | 22.4455 | 1
77.4108 | 15.2387 | 1
92.9383 | 18.8187 | 1
7.3963 | -15.308 | 1
0.54281 | 10.972 | 1
53.8155 | 49.4337 | 1
67.9226 | 36.5441 | 1
96.2449 | 19.1847 | 1
9.7191 | 63.9164 | 1
71.8723 | 44.6966 | 1
38.6762 | 0.10595 | 1
42.8543 | 40.1419 | 1
67.3108 | 3.9883 | 1
23.4669 | 36.177 | 1
43.0407 | 18.5439 | 1
2.4421 | 30.1105 | 1
25.7584 | 44.2948 | 1
22.0084 | 66.9275 | 1
90.0839 | 64.128 | 1
43.7295 | 18.5185 | 1
74.0228 | 16.7163 | 1
4.0876 | -18.2213 | 1
77.8644 | 41.9528 | 1
8.2648 | 18.5191 | 1
88.4508 | 43.3884 | 1
21.5265 | 56.797 | 1
45.7518 | 21.5116 | 1
88.874 | -9.9272 | 1
23.1448 | -13.8225 | 1
68.5482 | 5.2937 | 1
59.9598 | 30.1955 | 1
70.5021 | -22.7219 | 1
79.4557 | 36.6515 | 1
23.4344 | -23.0232 | 1
50.9348 | 52.0189 | 1
0.62379 | 44.4548 | 1
79.5271 | 28.2706 | 1
88.3475 | -21.2058 | 1
51.5271 | 54.1083 | 1
83.2917 | 39.4666 | 1
61.3222 | 13.4671 | 1
35.6563 | 6.8619 | 1
44.4593 | -11.3922 | 1
76.468 | 8.5239 | 1
14.0206 | 7.4923 | 1
87.8727 | 47.2488 | 1
69.9251 | 28.6581 | 1
22.3433 | 58.8236 | 1
61.5023 | -15.952 | 1
7.6012 | -14.7582 | 1
17.6902 | 34.2363 | 1
9.9884 | -11.4582 | 1
45.1709 | -8.9452 | 1
18.2851 | 40.6189 | 1
37.7735 | 44.714 | 1
6.8342 | -5.1062 | 1
34.5958 | 56.4533 | 1
54.4181 | 17.6439 | 1
51.7459 | 57.2655 | 1
92.0548 | 56.7685 | 1
61.2899 | 17.2443 | 1
94.5882 | 0.58642 | 1
62.9114 | 42.5791 | 1
51.9797 | 32.2814 | 1
93.943 | 31.1084 | 1
81.8056 | -29.1441 | 1
4.4452 | -1.505 | 1
23.2409 | 22.8203 | 1
82.9993 | -18.8976 | 1
52.6249 | -18.7927 | 1
31.0069 | 60.9495 | 1
20.4945 | 69.3272 | 1
42.5596 | -20.3232 | 1
100.6928 | 20.8009 | 1
21.1052 | 54.6668 | 1
20.6858 | 42.6265 | 1
39.3754 | -20.5455 | 1
98.3505 | 28.9381 | 1
62.555 | 42.4802 | 1
48.724 | 0.68962 | 1
87.9815 | 40.5368 | 1
82.9863 | 50.6857 | 1
9.1297 | -1.9761 | 1
69.1422 | 36.5188 | 1
57.2461 | 23.7937 | 1
93.0726 | 46.0698 | 1
56.7829 | 42.9996 | 1
4.6392 | 41.1801 | 1
95.7526 | 52.1032 | 1
84.0531 | 49.8109 | 1
33.4895 | 40.149 | 1
75.2583 | 52.1269 | 1
11.9691 | -17.2374 | 1
76.0029 | 19.0578 | 1
0.83264 | -10.5243 | 1
44.2889 | -18.3332 | 1
4.3722 | -20.8254 | 1
0.70851 | 12.4961 | 1
12.751 | 5.9545 | 1
22.42 | -4.6435 | 1
43.8473 | 60.5561 | 1
76.7287 | 22.8547 | 1
94.2939 | 52.9736 | 1
68.4232 | -1.8355 | 1
60.9058 | 57.5264 | 1
97.4879 | -17.6114 | 1
87.552 | 25.1444 | 1
72.9438 | 49.5318 | 1
1.97 | 32.558 | 1
67.0064 | 64.0556 | 1
26.2356 | 15.5857 | 1
42.8519 | -13.3731 | 1
25.4703 | 0.85013 | 1
24.6764 | 40.3462 | 1
10.8939 | 51.4882 | 1
10.599 | 53.6681 | 1
11.4823 | 11.8964 | 1
13.4342 | -13.7127 | 1
71.2199 | 31.4733 | 1
65.4626 | -3.9884 | 1
41.1413 | -7.6807 | 1
79.0886 | 66.7436 | 1
55.1868 | -23.3602 | 1
20.88 | 57.1497 | 1
14.6427 | 4.1672 | 1
27.3676 | 16.9999 | 1
72.3568 | 24.0843 | 1
8.8619 | 10.5348 | 1
32.9819 | 21.1254 | 1
61.9329 | 22.842 | 1
11.2935 | 4.8464 | 1
81.8877 | 69.9115 | 1
96.7866 | -29.2448 | 1
27.8193 | -23.6284 | 1
42.4092 | 23.149 | 1
42.3406 | 17.8413 | 1
17.7519 | -5.8849 | 1
100.7509 | 14.1168 | 1
13.9637 | 6.5536 | 1
17.1149 | 54.28 | 1
10.734 | -14.2936 | 1
2.3057 | -0.85238 | 1
22.319 | 21.1007 | 1
66.0233 | 40.9746 | 1
55.6501 | 11.9609 | 1
55.4865 | 8.7496 | 1
35.5308 | -0.93546 | 1
14.6147 | 54.6891 | 1
11.6023 | -8.773 | 1
59.611 | 17.5197 | 1
26.5312 | 24.8205 | 1
92.6044 | 12.9674 | 1
0.67076 | 15.9953 | 1
27.7489 | 41.4571 | 1
58.4456 | 42.4708 | 1
99.8239 | -22.2335 | 1
22.0495 | 29.4803 | 1
38.8241 | 20.2431 | 1
64.81 | 16.7727 | 1
99.5526 | 33.76 | 1
1.9578 | 2.0643 | 1
94.0378 | 39.7495 | 1
61.8552 | -10.8263 | 1
71.4208 | -26.5218 | 1
84.7607 | -26.4233 | 1
83.8505 | 19.5538 | 1
72.5822 | 25.1223 | 1
88.3634 | 0.65993 | 1
57.6314 | 52.7059 | 1
0.68616 | 35.0687 | 1
65.8458 | 51.722 | 1
99.4282 | 29.6303 | 1
41.03 | 8.1671 | 1
68.7745 | 62.0815 | 1
32.6481 | 38.8443 | 1
99.1091 | 52.9557 | 1
97.2347 | 62.8312 | 1
51.8747 | 35.099 | 1
85.7988 | 48.792 | 1
69.7375 | 7.9434 | 1
50.6549 | -2.8846 | 1
70.3202 | -23.2064 | 1
66.1501 | 10.3489 | 1
54.6379 | 49.4913 | 1
30.2893 | 20.4359 | 1
27.6413 | 9.0565 | 1
34.3496 | 10.7339 | 1
75.0799 | -1.3761 | 1
22.7065 | 57.9708 | 1
65.7451 | 2.6629 | 1
11.8503 | -3.2254 | 1
90.1046 | -28.093 | 1
53.5571 | 50.0786 | 1
59.2 | -26.9706 | 1
12.5221 | 35.9374 | 1
68.0953 | -15.5087 | 1
11.2901 | 27.4763 | 1
62.0031 | 24.5282 | 1
22.9757 | 43.2765 | 1
41.1372 | -14.7759 | 1
65.5961 | 56.4404 | 1
59.5352 | 58.2576 | 1
44.8562 | 4.7367 | 1
17.5914 | 31.9379 | 1
32.1973 | 7.4948 | 1
76.5409 | 26.5953 | 1
83.0937 | 6.7312 | 1
25.9968 | 65.0491 | 1
22.1771 | 9.288 | 1
53.6209 | 25.1533 | 1
13.1179 | 51.3329 | 1
0.13069 | -22.7205 | 1
1.2553 | 45.7981 | 1
33.6673 | -8.9251 | 1
15.4822 | 0.23876 | 1
74.3401 | 9.8467 | 1
100.0085 | 31.3736 | 1
9.5773 | 62.0305 | 1
80.2731 | 35.8469 | 1
81.4565 | -5.5882 | 1
8.155 | -6.6907 | 1
16.067 | -8.7788 | 1
4.5508 | -27.1418 | 1
53.5907 | 28.4146 | 1
38.5631 | 49.8897 | 1
30.1196 | 68.3906 | 1
65.8285 | -9.66 | 1
43.3738 | 56.235 | 1
18.6059 | -9.6111 | 1
90.0588 | 11.8571 | 1
86.7255 | 3.6146 | 1
69.8223 | 41.3741 | 1
66.6654 | -22.3101 | 1
93.5042 | 36.926 | 1
10.6904 | -7.9336 | 1
45.1718 | 4.1833 | 1
14.3957 | 20.921 | 1
92.9118 | 20.3126 | 1
20.3336 | 34.8799 | 1
93.5113 | -1.2906 | 1
65.9349 | 11.3379 | 1
87.2409 | 68.2949 | 1
25.4156 | -14.3973 | 1
41.9578 | 15.4378 | 1
86.5297 | -11.665 | 1
18.7134 | -5.8405 | 1
51.0753 | 9.9023 | 1
19.5212 | 38.8768 | 1
63.7732 | 0.10127 | 1
25.6814 | 24.2131 | 1
28.0389 | 32.5167 | 1
42.1122 | 27.2633 | 1
43.6571 | 19.194 | 1
32.7776 | -12.8146 | 1
18.8575 | -11.5608 | 1
74.2531 | 43.0363 | 1
73.982 | -27.3177 | 1
45.7133 | 61.4492 | 1
67.3724 | 10.0046 | 1
15.8386 | -14.8997 | 1
90.4774 | -27.7855 | 1
69.5744 | 8.3332 | 1
91.903 | 45.1778 | 1
93.4654 | 40.7123 | 1
21.0276 | 15.731 | 1
65.5212 | -13.9506 | 1
64.3504 | 19.0922 | 1
56.3241 | 13.6202 | 1
53.2584 | 6.728 | 1
65.0659 | -13.7011 | 1
75.5418 | 66.7958 | 1
8.0786 | 62.4631 | 1
5.2716 | -2.4294 | 1
5.7855 | -2.9652 | 1
8.3935 | 47.3043 | 1
24.2519 | -10.713 | 1
18.1024 | -11.5746 | 1
94.9428 | 0.66413 | 1
76.7442 | 62.8216 | 1
61.1385 | 38.5472 | 1
100.6135 | 66.556 | 1
92.3314 | 43.8873 | 1
25.6098 | -15.6887 | 1
0.64031 | 31.1849 | 1
69.8066 | 55.8748 | 1
87.1722 | 49.2054 | 1
28.3027 | 40.3355 | 1
25.7364 | -15.782 | 1
43.1826 | -6.7952 | 1
1.0637 | -24.4186 | 1
22.1084 | 40.8422 | 1
24.4047 | -7.9979 | 1
38.3182 | 10.5171 | 1
38.215 | 40.7395 | 1
63.4644 | 47.5409 | 1
2.1788 | 32.3561 | 1
15.311 | 33.8499 | 1
31.3758 | 0.93677 | 1
15.547 | 36.9403 | 1
39.9215 | 1.6519 | 1
98.9816 | 2.9252 | 1
84.3793 | 60.0688 | 1
92.2432 | 6.0628 | 1
94.1736 | -2.9574 | 1
17.203 | -6.0861 | 1
23.4343 | -28.4058 | 1
4.9603 | 47.0729 | 1
42.2347 | -26.566 | 1
74.0259 | 36.4981 | 1
2.0638 | 52.5064 | 1
58.7275 | 65.6741 | 1
23.785 | -1.9003 | 1
50.0431 | -19.2709 | 1
81.5438 | 18.5999 | 1
78.5091 | -16.0562 | 1
25.1085 | 55.1246 | 1
65.2415 | 60.3707 | 1
34.4201 | 33.7874 | 1
43.9235 | 1.2758 | 1
3.9216 | -23.3572 | 1
27.7352 | -23.7333 | 1
13.955 | 13.9568 | 1
71.9325 | -19.2511 | 1
77.9683 | 47.7028 | 1
33.0546 | -16.0302 | 1
42.3009 | 56.5897 | 1
39.1296 | 3.616 | 1
28.3933 | 8.2647 | 1
61.5206 | -24.3687 | 1
32.6089 | -29.2281 | 1
72.9081 | 66.6283 | 1
92.448 | -8.9203 | 1
22.3575 | 18.6367 | 1
39.299 | 2.0419 | 1
26.8358 | 4.039 | 1
78.8439 | 2.376 | 1
95.0317 | 48.3527 | 1
77.0867 | 37.8376 | 1
1.2692 | 12.5316 | 1
49.8365 | 58.1381 | 1
35.6316 | 62.5028 | 1
11.9108 | 19.704 | 1
82.5881 | 39.8212 | 1
95.3409 | 41.9135 | 1
47.0254 | -28.4535 | 1
29.9069 | -5.1605 | 1
53.4767 | -0.10501 | 1
99.1818 | -21.8897 | 1
99.767 | 16.7288 | 1
51.9522 | 58.8035 | 1
9.121 | 21.7214 | 1
58.6574 | -20.8454 | 1
4.2184 | 29.8615 | 1
51.4019 | -8.5758 | 1
29.9717 | 25.2898 | 1
43.5866 | 55.1576 | 1
11.1851 | 66.2703 | 1
26.4682 | -29.4499 | 1
10.0278 | 56.0784 | 1
45.4926 | -15.2795 | 1
50.026 | 16.2077 | 1
47.012 | 53.7273 | 1
80.8612 | 2.6777 | 1
59.0338 | 32.4601 | 1
61.5865 | 7.4581 | 1
41.9513 | 4.4653 | 1
81.5498 | 35.6745 | 1
95.7871 | -24.2733 | 1
71.5447 | 12.8077 | 1
7.7279 | 58.9586 | 1
84.87 | 43.4796 | 1
72.2654 | -4.1173 | 1
56.5736 | 48.2425 | 1
33.9758 | 14.4036 | 1
93.7175 | 39.3534 | 1
29.9419 | 35.3493 | 1
5.2375 | -15.9143 | 1
78.4945 | 13.547 | 1
39.5348 | -8.9328 | 1
99.9193 | -18.3952 | 1
83.4072 | 39.709 | 1
11.4202 | 23.7933 | 1
82.2989 | 9.1807 | 1
21.9717 | 16.7598 | 1
33.0882 | 65.9729 | 1
93.6323 | 16.0161 | 1
20.019 | -10.3417 | 1
96.2264 | -12.1309 | 1
57.7103 | -28.4928 | 1
55.6325 | -10.9074 | 1
10.8936 | 21.7392 | 1
54.944 | 32.5172 | 1
14.418 | 14.8083 | 1
74.2094 | 8.4036 | 1
23.4596 | 53.5552 | 1
51.3333 | -26.3498 | 1
80.9607 | 45.7273 | 1
76.6364 | -13.6181 | 1
46.5312 | -1.4423 | 1
87.4642 | 12.9888 | 1
69.278 | 41.8932 | 1
58.3957 | 68.9915 | 1
9.6533 | 8.32 | 1
11.6362 | 41.3764 | 1
0.51946 | 28.5234 | 1
96.1419 | 49.1541 | 1
84.1776 | 2.1708 | 1
1.6539 | 20.682 | 1
69.9649 | 35.1502 | 1
6.7175 | 37.3706 | 1
15.2003 | 18.4797 | 1
89.5099 | -7.6804 | 1
78.3778 | 6.8626 | 1
26.0382 | -24.1597 | 1
61.6716 | 67.9005 | 1
94.3882 | 14.5416 | 1
26.5073 | 20.364 | 1
47.1628 | 27.0533 | 1
0.25832 | 30.7408 | 1
57.3783 | -24.0822 | 1
71.7208 | 11.6588 | 1
74.1795 | 59.2513 | 1
65.9788 | 4.534 | 1
80.809 | 48.9696 | 1
62.4815 | -25.7318 | 1
38.621 | 61.3079 | 1
89.5572 | 13.7651 | 1
71.3862 | -12.973 | 1
2.014 | 6.7234 | 1
7.6277 | -10.3684 | 1
10.7732 | 64.7561 | 1
73.8721 | -18.8359 | 1
41.0968 | 53.4729 | 1
29.0557 | -15.6355 | 1
83.6397 | 5.1339 | 1
3.4771 | 10.8031 | 1
63.2667 | 13.3491 | 1
76.1065 | -10.1677 | 1
33.9068 | 14.2332 | 1
91.0463 | 13.3082 | 1
56.9011 | -22.4947 | 1
28.9149 | 54.5602 | 1
79.0128 | 7.4755 | 1
97.9101 | -16.0887 | 1
82.1839 | 4.5842 | 1
71.9638 | -26.7638 | 1
54.7948 | -20.8279 | 1
93.2618 | 50.1253 | 1
36.093 | 47.5453 | 1
39.3679 | -22.9962 | 1
45.6469 | -16.1568 | 1
40.2644 | 49.6689 | 1
87.8813 | -27.6573 | 1
6.2349 | 6.3418 | 1
89.8189 | 17.6183 | 1
28.0622 | 49.3042 | 1
19.976 | 60.894 | 1
9.0309 | 54.8705 | 1
86.6529 | 16.9613 | 1
58.9324 | -3.4099 | 1
31.8326 | 46.0103 | 1
10.3209 | -16.6367 | 1
64.6256 | 42.6823 | 1
57.5538 | -6.1432 | 1
67.0449 | 30.6784 | 1
96.833 | 3.8348 | 1
23.2513 | -12.1852 | 1
96.638 | -10.6844 | 1
100.6555 | 43.6204 | 1
27.7185 | 28.946 | 1
99.3124 | -10.5375 | 1
55.842 | 27.2168 | 1
65.3524 | 59.4502 | 1
76.1181 | 31.8494 | 1
39.0592 | 65.8886 | 1
96.7761 | 52.4459 | 1
14.541 | 17.6765 | 1
91.771 | -7.8257 | 1
0.42834 | 0.089449 | 1
68.7266 | 58.8552 | 1
30.1113 | -18.0287 | 1
83.7836 | 36.8599 | 1
76.1155 | -13.0797 | 1
49.8243 | 11.322 | 1
19.9946 | -24.5131 | 1
42.9361 | 2.8197 | 1
84.8237 | -22.4327 | 1
55.7192 | -24.3059 | 1
50.4335 | 57.8025 | 1
65.4164 | 15.4177 | 1
3.0696 | 59.3321 | 1
26.6703 | 50.3081 | 1
42.0775 | -28.5743 | 1
30.7084 | 35.42 | 1
6.0197 | 8.4065 | 1
27.0642 | -3.9398 | 1
43.2564 | 47.5572 | 1
35.8229 | 30.7762 | 1
48.9488 | 5.6975 | 1
84.6616 | -11.8292 | 1
67.9072 | 52.8028 | 1
67.8175 | -18.6431 | 1
69.4866 | -6.3494 | 1
46.8598 | 9.4633 | 1
4.4568 | 37.7846 | 1
9.6078 | -20.0876 | 1
47.4875 | 63.7315 | 1
85.9018 | -18.9061 | 1
30.8845 | 9.5721 | 1
89.3686 | 41.8174 | 1
97.198 | -10.4953 | 1
10.8039 | -16.4889 | 1
44.8265 | -26.66 | 1
71.2522 | -25.6632 | 1
65.8391 | -16.4484 | 1
92.2846 | 63.9351 | 1
27.2895 | 14.664 | 1
34.5522 | -22.9375 | 1
35.755 | 44.5662 | 1
10.2994 | -15.7522 | 1
96.905 | -8.6076 | 1
49.0376 | 22.0882 | 1
66.9597 | -27.6804 | 1
74.8959 | -21.8209 | 1
50.5325 | 25.5368 | 1
68.5615 | 33.147 | 1
98.5811 | -29.8003 | 1
41.9982 | 36.4507 | 1
92.3646 | 7.7342 | 1
62.4103 | -7.8323 | 1
91.5143 | -6.4093 | 1
81.8131 | -5.2147 | 1
72.0925 | 56.8205 | 1
55.0759 | -24.1403 | 1
63.0143 | 8.1756 | 1
46.653 | 46.5194 | 1
27.4959 | -13.1448 | 1
56.6476 | 8.8611 | 1
95.9686 | -23.7922 | 1
22.5555 | 52.0514 | 1
94.646 | 53.678 | 1
63.9897 | -13.2876 | 1
13.1816 | -0.94792 | 1
32.1724 | -29.5937 | 1
7.7751 | 25.4168 | 1
90.1449 | 16.6915 | 1
89.0413 | 63.7302 | 1
40.6235 | -12.4341 | 1
95.3538 | 11.6547 | 1
16.4574 | 68.3346 | 1
62.7318 | 30.3109 | 1
56.8553 | 23.3972 | 1
76.2632 | -29.9425 | 1
48.7212 | 2.5949 | 1
38.6323 | 55.4988 | 1
92.8575 | -13.6341 | 1
74.2536 | 23.9409 | 1
7.448 | 67.3026 | 1
39.5551 | 28.8529 | 1
85.139 | -24.4288 | 1
78.5905 | -10.3092 | 1
25.9411 | -26.2659 | 1
56.3324 | -28.353 | 1
58.184 | -22.2811 | 1
70.9925 | -2.9614 | 1
76.6763 | 69.6165 | 1
87.3318 | 13.9414 | 1
12.5589 | 40.0058 | 1
43.9616 | 6.707 | 1
61.9203 | 4.896 | 1
73.7499 | 65.4928 | 1
48.3846 | 39.1925 | 1
20.9434 | -0.054745 | 1
100.7438 | 18.6696 | 1
47.8183 | 27.2013 | 1
100.4524 | 12.4545 | 1
39.4974 | 64.1914 | 1
50.7115 | -12.1746 | 1
37.8272 | 21.6077 | 1
16.9425 | -23.4546 | 1
8.2547 | 27.2374 | 1
42.2907 | 39.2659 | 1
4.5904 | 14.5123 | 1
0.22747 | 54.5048 | 1
33.2822 | 51.2349 | 1
34.958 | 50.0237 | 1
34.8748 | 27.4941 | 1
33.0395 | 52.1274 | 1
56.6851 | 44.8766 | 1
0.712 | 25.0131 | 1
86.8326 | 67.6548 | 1
28.7147 | 17.0684 | 1
19.7305 | -19.7712 | 1
88.2168 | 21.9141 | 1
81.5161 | 18.8268 | 1
55.0973 | 3.8453 | 1
68.219 | 51.6349 | 1
8.9684 | -0.76521 | 1
91.863 | 17.0401 | 1
89.7093 | -23.6098 | 1
99.2577 | -9.9973 | 1
83.2896 | 61.3935 | 1
85.8221 | 8.6993 | 1
51.5123 | -20.6681 | 1
12.8641 | 11.863 | 1
72.3107 | 4.2726 | 1
35.9126 | 5.7569 | 1
97.4394 | 36.8863 | 1
20.4464 | -18.4055 | 1
80.9723 | 49.4649 | 1
55.4423 | 43.2772 | 1
22.7806 | 7.7533 | 1
99.8993 | 6.7514 | 1
65.3267 | 60.3769 | 1
79.7495 | 0.20258 | 1
76.459 | 15.1414 | 1
78.9598 | 49.3314 | 1
8.1911 | 4.4236 | 1
23.0056 | -0.206 | 1
71.7971 | -14.2218 | 1
21.1423 | 47.253 | 1
41.9539 | 12.4584 | 1
72.048 | 18.9849 | 1
28.013 | -14.9914 | 1
40.5583 | 19.2474 | 1
82.4484 | -29.2142 | 1
7.2081 | 56.3983 | 1
7.4769 | -10.0037 | 1
36.0821 | 23.8746 | 1
21.2919 | 34.6809 | 1
18.7746 | 1.0127 | 1
100.6328 | 6.9071 | 1
52.6991 | 13.1499 | 1
86.9297 | 6.4741 | 1
79.3027 | 3.5677 | 1
22.0595 | 24.8669 | 1
77.1457 | -19.3023 | 1
38.3849 | 41.9247 | 1
48.723 | 26.1835 | 1
61.3272 | 30.096 | 1
11.225 | 62.9355 | 1
28.7644 | 17.6777 | 1
67.1091 | -8.1448 | 1
7.7854 | 34.0946 | 1
30.1054 | 16.3404 | 1
58.2824 | 34.4881 | 1
99.4828 | 0.45111 | 1
57.976 | 34.5808 | 1
39.4723 | 62.2085 | 1
44.8718 | 14.921 | 1
59.6502 | -8.2202 | 1
12.4295 | -21.9375 | 1
24.0767 | -19.7057 | 1
61.6692 | 0.75482 | 1
52.7832 | 20.0673 | 1
92.0918 | 38.835 | 1
29.6892 | 18.4481 | 1
48.3763 | 39.3924 | 1
60.1511 | 52.8588 | 1
14.9741 | -9.5266 | 1
84.4341 | 30.841 | 1
14.8488 | -2.4845 | 1
72.4766 | -21.9351 | 1
74.2134 | -16.1324 | 1
97.292 | 58.3365 | 1
11.178 | -23.2087 | 1
26.7384 | -27.9472 | 1
72.2074 | 46.0918 | 1
66.9005 | 52.0264 | 1
54.145 | 50.9731 | 1
31.976 | 14.2356 | 1
28.9228 | -15.607 | 1
55.9722 | 38.7523 | 1
61.9319 | 40.4997 | 1
22.4145 | 8.765 | 1
51.8224 | -22.5067 | 1
17.6351 | 43.0683 | 1
38.9019 | 18.8108 | 1
21.1545 | -10.3568 | 1
21.7031 | 43.7921 | 1
16.543 | 4.905 | 1
38.1783 | 57.9019 | 1
76.8692 | 55.5965 | 1
71.3265 | 25.8981 | 1
38.8736 | -16.196 | 1
78.3498 | -4.7566 | 1
15.0636 | 28.1127 | 1
22.7201 | -2.5379 | 1
22.0741 | 36.0755 | 1
45.2514 | 23.8088 | 1
18.8196 | 68.519 | 1
62.4301 | 8.77 | 1
86.6042 | -15.3773 | 1
92.4657 | -28.7594 | 1
92.0486 | -7.6622 | 1
1.9602 | -23.4394 | 1
8.7722 | 63.6515 | 1
29.0075 | 68.7972 | 1
13.815 | 44.2349 | 1
43.692 | 4.2982 | 1
33.0578 | -0.17866 | 1
68.1262 | -15.5522 | 1
70.3631 | -15.2193 | 1
23.1683 | -20.6368 | 1
40.4193 | -20.0525 | 1
70.4548 | 57.5654 | 1
41.4773 | 20.2001 | 1
36.4448 | 69.8366 | 1
53.1337 | -2.9098 | 1
76.964 | 26.7042 | 1
34.7776 | -0.019471 | 1
70.8434 | -18.5604 | 1
67.1759 | 28.0441 | 1
5.8136 | 57.8964 | 1
90.5592 | 39.8993 | 1
12.4743 | 34.4193 | 1
50.433 | 8.9981 | 1
21.279 | 34.331 | 1
93.9118 | 22.5977 | 1
69.7207 | 44.7984 | 1
97.5835 | 6.5378 | 1
48.6217 | 6.4924 | 1
5.8057 | -10.4385 | 1
0.32993 | -3.6576 | 1
98.8715 | 48.8012 | 1
15.7485 | -9.5125 | 1
9.3168 | 35.449 | 1
84.9981 | -3.6581 | 1
95.7526 | 28.1299 | 1
71.9268 | 58.9225 | 1
20.8102 | 56.2628 | 1
63.3855 | 5.9993 | 1
87.6289 | 60.458 | 1
49.6403 | -8.9649 | 1
36.5357 | 23.0841 | 1
84.1817 | -9.9373 | 1
89.2669 | -18.6844 | 1
88.726 | 37.8589 | 1
71.8126 | 6.4384 | 1
52.374 | 48.2179 | 1
4.103 | -18.4725 | 1
69.699 | 61.6065 | 1
78.1198 | -20.1695 | 1
1.3501 | 48.3394 | 1
66.2071 | 59.1933 | 1
74.4049 | -7.1741 | 1
93.9851 | 15.0577 | 1
81.4331 | 59.7689 | 1
11.0532 | 65.0754 | 1
94.9612 | -2.1034 | 1
88.3107 | 4.5932 | 1
49.2902 | 12.9881 | 1
75.4523 | 47.5122 | 1
36.8904 | 58.8537 | 1
86.2538 | 40.342 | 1
22.643 | 35.759 | 1
9.9899 | 21.3525 | 1
86.3555 | -5.7329 | 1
64.2346 | 10.2006 | 1
49.6305 | 53.7102 | 1
85.9445 | 5.7371 | 1
19.8373 | 55.7076 | 1
69.8205 | 34.7541 | 1
37.9138 | 0.71293 | 1
14.8207 | 8.3803 | 1
32.6333 | -4.8102 | 1
60.7696 | 10.4239 | 1
80.5313 | -22.8941 | 1
60.6282 | -24.6565 | 1
50.7068 | 32.6289 | 1
78.222 | 0.029875 | 1
97.1619 | 45.0135 | 1
60.8021 | 2.0622 | 1
21.6732 | 52.6076 | 1
99.8909 | 24.8468 | 1
80.4214 | 39.1593 | 1
53.4295 | 61.6533 | 1
29.0998 | 5.5029 | 1
42.099 | 5.5428 | 1
57.4307 | 33.1912 | 1
15.1046 | 25.9807 | 1
88.9111 | 53.1483 | 1
91.5308 | 55.2974 | 1
31.7671 | 58.5876 | 1
56.0792 | 17.0699 | 1
35.7845 | 42.9806 | 1
99.8334 | -15.8523 | 1
51.6497 | -29.2561 | 1
92.8241 | 46.238 | 1
31.8842 | 18.0839 | 1
49.1505 | 16.7199 | 1
71.6207 | -13.5031 | 1
39.2519 | 7.931 | 1
24.8836 | 58.9058 | 1
52.0152 | 5.8345 | 1
17.9419 | 6.0761 | 1
73.7819 | -10.6388 | 1
15.26 | 30.6887 | 1
71.0729 | 0.30193 | 1
39.5441 | 63.0868 | 1
78.0959 | 65.5805 | 1
61.349 | 58.3087 | 1
94.8449 | -25.2413 | 1
70.2026 | 21.7423 | 1
86.129 | -13.8083 | 1
23.7255 | -13.6793 | 1
88.6693 | 18.8088 | 1
31.8922 | 23.0399 | 1
30.5545 | -21.6904 | 1
58.5075 | -22.5144 | 1
25.1819 | 41.9889 | 1
78.9535 | 45.5247 | 1
18.3828 | 24.7671 | 1
28.1759 | 56.8649 | 1
29.7737 | 24.461 | 1
8.1545 | 56.9017 | 1
38.8903 | 27.972 | 1
81.5027 | -28.2844 | 1
10.3172 | -1.3398 | 1
92.8615 | 27.6353 | 1
38.0994 | 44.5879 | 1
21.2109 | 4.2611 | 1
8.6166 | 49.5536 | 1
85.698 | 42.6273 | 1
60.706 | 59.6889 | 1
27.1821 | 35.7006 | 1
81.2965 | -26.3022 | 1
52.3651 | 38.4164 | 1
0.68387 | -4.4558 | 1
66.2839 | 40.1467 | 1
60.477 | -26.4084 | 1
31.0139 | 14.7036 | 1
50.0815 | 42.8372 | 1
76.6254 | 5.5069 | 1
59.1059 | 6.7425 | 1
89.6021 | 51.57 | 1
80.5878 | 26.5664 | 1
51.1715 | -8.126 | 1
81.4026 | 50.1922 | 1
74.7993 | 43.3698 | 1
60.553 | -13.2977 | 1
57.4297 | 68.9335 | 1
87.7438 | 34.2048 | 1
73.6263 | -10.4822 | 1
98.5556 | 7.2847 | 1
67.164 | 17.346 | 1
39.0237 | 12.6622 | 1
32.1787 | 25.7273 | 1
48.6822 | 46.5309 | 1
77.022 | -12.0504 | 1
60.6136 | 39.9333 | 1
80.4011 | -10.8442 | 1
76.1384 | 45.8618 | 1
4.7608 | 11.3104 | 1
95.5336 | -14.3223 | 1
86.1929 | 15.3173 | 1
5.3632 | -6.8615 | 1
50.1691 | 21.8091 | 1
18.4789 | 46.3808 | 1
59.9081 | 21.0427 | 1
38.4653 | 52.7039 | 1
25.9151 | 49.4854 | 1
69.7636 | 37.5943 | 1
12.2915 | 66.2369 | 1
41.4757 | 13.2642 | 1
22.2571 | 28.2595 | 1
92.8455 | 12.6087 | 1
1.1657 | 66.1146 | 1
86.1492 | 18.2403 | 1
56.1902 | -10.9508 | 1
24.5861 | 34.0774 | 1
27.2412 | 25.3538 | 1
34.4317 | -1.6801 | 1
35.9794 | 41.8977 | 1
8.9958 | -9.4432 | 1
0.22248 | 16.6895 | 1
0.66577 | 11.3996 | 1
71.855 | 1.9539 | 1
58.1246 | 68.5621 | 1
52.1335 | 45.2755 | 1
80.4976 | 26.8342 | 1
100.344 | 53.2566 | 1
75.522 | 56.4188 | 1
60.0361 | 28.8239 | 1
0.8729 | -17.1208 | 1
87.1825 | 45.1258 | 1
12.8821 | -1.3536 | 1
75.3694 | -2.255 | 1
82.366 | -16.9075 | 1
4.8602 | 14.5429 | 1
4.604 | 57.4029 | 1
52.2557 | 34.5499 | 1
5.3492 | 8.312 | 1
90.5026 | 44.1148 | 1
77.5535 | 25.6591 | 1
58.3827 | 1.5062 | 1
68.8353 | 11.0745 | 1
43.735 | -3.8232 | 1
32.3052 | 60.6787 | 1
93.131 | -9.8437 | 1
38.1228 | 22.3589 | 1
29.6013 | 3.1772 | 1
7.1335 | -11.1928 | 1
38.7534 | 26.4903 | 1
26.3848 | 4.039 | 1
61.2158 | -20.6784 | 1
33.8035 | 13.02 | 1
98.7097 | -3.6697 | 1
82.6633 | -16.11 | 1
28.8574 | -29.1735 | 1
91.2804 | -16.0297 | 1
82.6751 | -11.254 | 1
35.0342 | -14.8727 | 1
54.1773 | -5.9139 | 1
44.7214 | 21.7604 | 1
27.6726 | 61.0405 | 1
25.2472 | 36.324 | 1
30.4548 | 10.5082 | 1
47.828 | 31.1661 | 1
62.5691 | 64.1343 | 1
100.8427 | 25.0549 | 1
52.9936 | 14.1939 | 1
50.7727 | 58.9829 | 1
13.6286 | 17.552 | 1
37.6742 | 33.112 | 1
1.1888 | 53.0689 | 1
91.9324 | 36.3223 | 1
88.7532 | -12.1323 | 1
47.7447 | 13.9791 | 1
92.4478 | 4.085 | 1
21.0457 | 48.8122 | 1
30.8796 | -15.8829 | 1
32.7641 | -8.8179 | 1
51.2513 | 55.5805 | 1
37.9972 | -18.0889 | 1
29.9871 | 26.4607 | 1
71.9164 | 10.0468 | 1
26.1318 | -20.4076 | 1
7.1501 | 64.6874 | 1
60.8089 | -7.1752 | 1
76.7527 | 62.953 | 1
100.4874 | 24.426 | 1
90.6717 | 38.3878 | 1
6.9805 | 7.4112 | 1
81.1526 | -17.3024 | 1
40.8417 | 20.1523 | 1
100.1456 | 63.3815 | 1
99.8116 | 25.1286 | 1
64.214 | -16.378 | 1
86.7516 | 54.113 | 1
13.987 | 43.2547 | 1
62.1542 | 68.5498 | 1
58.1456 | 54.7862 | 1
92.2297 | 7.1254 | 1
26.391 | -28.5134 | 1
53.3492 | -8.7852 | 1
82.048 | 18.6549 | 1
95.5396 | 44.4426 | 1
60.7171 | -6.9093 | 1
97.7048 | -29.3342 | 1
61.9048 | 6.0655 | 1
71.8013 | -11.7332 | 1
84.4143 | -0.98365 | 1
3.3294 | 53.7131 | 1
3.4217 | 62.0705 | 1
60.1526 | 16.1159 | 1
83.0762 | -13.4626 | 1
22.5607 | 53.2004 | 1
89.8146 | 44.0018 | 1
66.0515 | -1.3214 | 1
59.9005 | -25.1061 | 1
66.5377 | -23.4845 | 1
99.2986 | 61.9422 | 1
43.4983 | 57.0465 | 1
41.214 | 40.001 | 1
61.8775 | 5.855 | 1
69.6675 | 57.5781 | 1
88.9481 | 13.6137 | 1
95.8031 | -14.8081 | 1
23.774 | 31.6379 | 1
49.7152 | 60.1746 | 1
71.5341 | 20.3446 | 1
47.9398 | -4.7737 | 1
77.6305 | 5.2853 | 1
25.103 | 18.0534 | 1
32.5621 | 23.8326 | 1
23.9097 | 13.2824 | 1
82.9157 | -3.4285 | 1
71.2742 | 60.3499 | 1
9.0946 | 13.0022 | 1
71.1289 | 54.484 | 1
24.2931 | 6.8507 | 1
53.3566 | 58.4546 | 1
37.129 | -17.0488 | 1
46.737 | 60.4275 | 1
8.8455 | 8.8569 | 1
62.4833 | 8.7393 | 1
55.6359 | 42.9887 | 1
97.3901 | 48.4462 | 1
63.3718 | 68.8019 | 1
7.3269 | 4.214 | 1
34.97 | 4.5788 | 1
47.692 | 2.9127 | 1
38.9115 | -14.1126 | 1
60.5938 | 31.8629 | 1
7.3242 | -11.6603 | 1
43.7355 | 0.16089 | 1
29.9054 | -24.3479 | 1
62.8145 | 8.2869 | 1
94.5809 | 14.4831 | 1
54.0324 | 31.9097 | 1
88.2775 | 69.2801 | 1
14.9008 | 50.6395 | 1
5.9916 | 51.5104 | 1
62.4578 | 60.4442 | 1
66.5082 | -8.0534 | 1
62.7226 | 37.6069 | 1
2.8993 | 44.5027 | 1
22.2227 | 56.2546 | 1
62.7427 | -11.4623 | 1
84.7004 | 2.671 | 1
14.4675 | 65.1003 | 1
9.015 | 44.5828 | 1
77.7006 | 38.0277 | 1
35.9138 | 23.4849 | 1
42.9293 | 43.6131 | 1
64.69 | 7.6995 | 1
9.0006 | 5.6968 | 1
55.7231 | -23.0844 | 1
9.7899 | -24.3229 | 1
73.5479 | 43.8532 | 1
62.0095 | -21.9119 | 1
94.6263 | 20.1595 | 1
3.1353 | 20.1405 | 1
14.855 | 23.0582 | 1
19.9284 | 18.1128 | 1
30.8502 | 8.4272 | 1
73.1615 | 23.3669 | 1
20.8563 | 62.9266 | 1
7.8981 | 32.5177 | 1
12.4985 | -16.2813 | 1
45.3637 | 57.5681 | 1
69.2669 | 68.2652 | 1
52.3421 | 45.9797 | 1
36.8734 | 60.1857 | 1
76.6206 | 63.6827 | 1
2.7331 | 50.1026 | 1
71.7917 | 12.7893 | 1
29.2223 | 21.808 | 1
98.9757 | 13.8835 | 1
37.8143 | 9.3809 | 1
88.4059 | 54.0643 | 1
83.3578 | 45.9348 | 1
64.5283 | 8.4094 | 1
9.0736 | 12.2731 | 1
53.7939 | 43.1164 | 1
88.5825 | 38.3858 | 1
4.764 | 56.9912 | 1
5.9399 | 65.232 | 1
25.5542 | 22.7612 | 1
68.2461 | -7.7068 | 1
49.8608 | 59.797 | 1
39.6817 | 29.7454 | 1
86.9596 | -11.0636 | 1
69.2306 | 20.3368 | 1
92.3178 | 57.7484 | 1
53.0228 | 32.2702 | 1
67.6966 | -11.4274 | 1
47.6488 | 66.8134 | 1
94.7158 | 3.8358 | 1
46.7948 | -27.5247 | 1
17.8975 | -7.2111 | 1
70.3016 | 7.6793 | 1
2.7198 | -17.6971 | 1
12.0568 | -20.2424 | 1
8.1122 | 19.2526 | 1
82.8754 | -11.9637 | 1
12.7135 | 57.0848 | 1
19.8239 | 28.0703 | 1
24.19 | 51.2283 | 1
6.553 | -3.1839 | 1
66.9162 | 29.8726 | 1
47.7291 | -10.7112 | 1
59.2337 | 37.8702 | 1
32.1676 | 48.9894 | 1
40.4896 | 21.8903 | 1
98.6195 | 8.9016 | 1
8.7094 | 13.1238 | 1
50.5275 | 61.0654 | 1
47.5153 | -1.9163 | 1
81.4529 | -24.8338 | 1
4.1534 | -20.8026 | 1
12.5286 | 52.8635 | 1
44.1099 | 60.061 | 1
31.6584 | 46.302 | 1
14.3765 | 8.2703 | 1
34.3603 | -3.2341 | 1
90.6831 | -21.6536 | 1
20.6557 | 56.0237 | 1
80.7264 | 44.8943 | 1
92.4207 | 48.5889 | 1
32.2131 | 23.7719 | 1
32.8785 | 34.6138 | 1
67.1339 | 17.9665 | 1
55.828 | 42.0152 | 1
57.8608 | -18.4145 | 1
9.2202 | 9.0749 | 1
53.268 | -7.7362 | 1
19.1425 | 2.2757 | 1
100.3911 | 47.5812 | 1
60.0058 | 0.26391 | 1
11.9282 | -14.0147 | 1
36.6248 | 18.9745 | 1
17.9402 | -8.2164 | 1
58.0018 | -11.4023 | 1
19.933 | 40.7788 | 1
20.0154 | 30.2465 | 1
50.3524 | 36.2721 | 1
85.6632 | -18.4819 | 1
97.386 | 35.979 | 1
94.116 | 56.1105 | 1
10.0502 | 16.6509 | 1
65.7431 | -0.34034 | 1
32.625 | -14.0836 | 1
94.9543 | -29.5952 | 1
33.7492 | 68.9489 | 1
42.3345 | 32.7005 | 1
58.8669 | 51.0467 | 1
41.1588 | 39.3515 | 1
0.21872 | -15.2067 | 1
10.8655 | 51.6642 | 1
32.0412 | 23.9308 | 1
24.5788 | 51.7936 | 1
79.6962 | 27.9457 | 1
65.2779 | 31.5208 | 1
55.1931 | 66.1766 | 1
36.9202 | 27.9887 | 1
3.9885 | 55.8697 | 1
70.7171 | 7.6333 | 1
5.9504 | 37.275 | 1
75.4725 | -1.1478 | 1
100.4475 | 3.4658 | 1
35.4022 | 37.7705 | 1
34.6941 | 2.2958 | 1
44.311 | -24.9601 | 1
2.7911 | -5.4972 | 1
55.1501 | 63.2872 | 1
31.9297 | 3.3351 | 1
95.0462 | 17.5747 | 1
26.6775 | 60.4334 | 1
96.7763 | -29.284 | 1
79.8791 | -17.9406 | 1
100.5257 | -5.4626 | 1
18.268 | 15.2372 | 1
92.8998 | -27.7617 | 1
86.2151 | -14.9022 | 1
95.2522 | 41.2247 | 1
35.685 | 49.7884 | 1
30.6155 | 62.6809 | 1
8.8773 | 15.2988 | 1
40.4799 | 44.4347 | 1
43.4097 | 25.5663 | 1
15.0441 | -11.1093 | 1
49.8291 | -21.9962 | 1
33.1602 | 10.319 | 1
40.6022 | 52.7348 | 1
62.1899 | 65.9207 | 1
54.6122 | 7.251 | 1
70.6951 | 7.9052 | 1
9.9632 | 3.8 | 1
65.3105 | -15.6668 | 1
79.8184 | -20.5844 | 1
50.3537 | -4.9007 | 1
85.9982 | 10.193 | 1
24.2555 | 52.6 | 1
56.2925 | -4.7564 | 1
40.7896 | 64.3333 | 1
92.0254 | -21.612 | 1
61.3162 | 38.3198 | 1
4.028 | 2.7734 | 1
30.4186 | 47.6189 | 1
52.5469 | -28.352 | 1
34.7175 | 46.338 | 1
97.3917 | 1.1266 | 1
0.51183 | -4.9381 | 1
20.9503 | -7.1925 | 1
58.6691 | 61.2179 | 1
19.694 | 31.7146 | 1
75.6469 | 40.4722 | 1
2.5575 | 44.4699 | 1
63.2503 | 43.2795 | 1
84.7165 | 30.1427 | 1
14.8912 | 53.9851 | 1
96.3754 | -4.5359 | 1
47.5373 | 16.5186 | 1
5.9146 | 59.0228 | 1
67.5806 | 56.6031 | 1
23.4133 | 36.0427 | 1
100.8749 | 7.5174 | 1
10.3788 | 60.7611 | 1
19.6643 | -6.4533 | 1
17.879 | 54.6405 | 1
37.2114 | 55.6289 | 1
54.3631 | 13.5715 | 1
74.4222 | -8.619 | 1
43.9176 | 52.9953 | 1
40.5348 | 60.5678 | 1
2.3825 | -9.6143 | 1
23.0511 | 61.2028 | 1
30.2499 | -7.723 | 1
44.0456 | 9.5803 | 1
19.8315 | 56.8637 | 1
59.6005 | 6.1005 | 1
0.92719 | 6.3194 | 1
68.0071 | 31.4661 | 1
35.9787 | 65.1384 | 1
72.9454 | -27.8136 | 1
57.4505 | 53.2455 | 1
91.2626 | 64.6249 | 1
66.5185 | 62.8633 | 1
94.7395 | 46.7413 | 1
47.2348 | -21.7394 | 1
48.8348 | -18.8492 | 1
28.489 | 43.675 | 1
64.0368 | 51.3176 | 1
34.2652 | 42.9485 | 1
46.8948 | 23.2702 | 1
21.0765 | -9.7919 | 1
1.1302 | 67.1138 | 1
31.0246 | -10.1607 | 1
77.039 | -25.8576 | 1
87.7691 | 18.1658 | 1
82.6678 | 59.439 | 1
11.1778 | 23.2434 | 1
1.7308 | -23.1127 | 1
6.2149 | -22.1283 | 1
13.0689 | 35.6754 | 1
71.3425 | -4.6117 | 1
26.0344 | -3.9809 | 1
85.8174 | 42.6437 | 1
82.4586 | 29.8968 | 1
90.6196 | -29.2662 | 1
3.0845 | 7.0101 | 1
72.934 | 24.2884 | 1
32.3106 | -1.741 | 1
44.6229 | -13.3745 | 1
95.3183 | -19.0751 | 1
44.2045 | 62.9918 | 1
14.461 | 23.2656 | 1
42.3465 | 56.5176 | 1
93.576 | 46.484 | 1
10.7851 | -3.5707 | 1
39.3751 | -15.938 | 1
24.0325 | 3.7506 | 1
30.294 | 52.5507 | 1
54.645 | 47.2701 | 1
1.7676 | 54.0552 | 1
81.285 | -17.2035 | 1
82.3496 | 26.9867 | 1
11.1745 | -24.4313 | 1
69.28 | -27.1059 | 1
21.3406 | -9.6344 | 1
87.4389 | -18.7604 | 1
100.5477 | 67.4339 | 1
95.2102 | -5.9347 | 1
30.16 | -22.6749 | 1
96.323 | 1.8907 | 1
14.0996 | -27.0991 | 1
56.4805 | 6.5866 | 1
61.3126 | 13.7028 | 1
4.5682 | -16.8925 | 1
38.188 | 11.8096 | 1
5.549 | 30.4003 | 1
97.8771 | 30.6334 | 1
49.0696 | 46.7912 | 1
19.5021 | 66.8082 | 1
14.3336 | 10.4391 | 1
82.0783 | 8.7706 | 1
0.72239 | 44.8228 | 1
13.2662 | -1.1237 | 1
35.0687 | 44.65 | 1
22.5023 | -18.3569 | 1
4.7578 | 27.266 | 1
24.9665 | 38.8366 | 1
76.8067 | 46.3042 | 1
49.0904 | 20.8139 | 1
64.4939 | 69.3359 | 1
64.9204 | 58.9753 | 1
20.9377 | 27.6969 | 1
81.712 | 8.222 | 1
50.6022 | 1.399 | 1
28.723 | 33.8576 | 1
7.8414 | 25.4155 | 1
24.8594 | 59.4967 | 1
97.432 | 66.7807 | 1
31.7709 | -6.38 | 1
39.228 | -27.0149 | 1
11.374 | -15.2405 | 1
28.1564 | -12.4492 | 1
73.4026 | -15.3292 | 1
7.5938 | 25.2243 | 1
36.0444 | -13.7699 | 1
79.5872 | -29.3801 | 1
59.1714 | 59.3736 | 1
63.3915 | 55.9447 | 1
68.5193 | 38.1129 | 1
53.8182 | 35.9248 | 1
24.2289 | 56.83 | 1
38.9794 | 48.5241 | 1
51.0623 | 49.24 | 1
93.0753 | 9.1457 | 1
89.5685 | 23.0997 | 1
72.279 | 19.6862 | 1
28.3306 | -18.1534 | 1
42.5733 | -21.6131 | 1
35.407 | -8.4871 | 1
8.3575 | 28.2508 | 1
46.3522 | 6.2727 | 1
37.7545 | 47.2603 | 1
89.9845 | 14.0498 | 1
33.1127 | 25.2995 | 1
11.7543 | -12.9939 | 1
15.6376 | 4.6873 | 1
17.431 | 55.8318 | 1
57.673 | -20.5202 | 1
12.3294 | 50.1419 | 1
41.4849 | 33.0412 | 1
52.9473 | 39.9242 | 1
99.1664 | 11.2559 | 1
85.8517 | 29.4835 | 1
58.0194 | -5.132 | 1
61.9536 | -5.2093 | 1
63.2719 | -7.3589 | 1
59.8289 | -28.7003 | 1
43.7132 | 54.6622 | 1
92.9422 | -23.5777 | 1
80.5622 | 39.7512 | 1
80.5348 | 14.7121 | 1
79.8212 | 6.1598 | 1
25.6983 | 52.4188 | 1
75.2483 | -19.9376 | 1
80.677 | 62.0763 | 1
24.6283 | 33.4025 | 1
2.6993 | 13.2545 | 1
78.7203 | 37.6561 | 1
80.1964 | 69.682 | 1
95.4072 | 68.5791 | 1
56.0829 | -21.1199 | 1
97.9894 | -2.3041 | 1
83.731 | -28.2114 | 1
82.6834 | -14.0765 | 1
34.4583 | 56.4063 | 1
100.3227 | 14.3481 | 1
96.3822 | 14.1318 | 1
26.7448 | -14.99 | 1
89.5437 | 47.7233 | 1
78.154 | 53.7691 | 1
35.8885 | 27.2948 | 1
14.1552 | -17.2384 | 1
77.8854 | 63.2556 | 1
63.5839 | 64.0827 | 1
68.9071 | -9.6415 | 1
86.4579 | -11.0373 | 1
27.3401 | 20.4135 | 1
7.8906 | 5.8838 | 1
37.1279 | 64.1488 | 1
30.8815 | 37.3587 | 1
83.3146 | 17.2105 | 1
22.9824 | -12.9334 | 1
84.4765 | -19.0674 | 1
55.733 | -13.6902 | 1
10.204 | 9.255 | 1
65.932 | 64.962 | 1
84.9008 | -4.3576 | 1
17.1374 | 24.3183 | 1
35.3053 | -9.7317 | 1
93.4818 | 14.3318 | 1
54.3659 | -21.189 | 1
95.2238 | -21.7777 | 1
24.0511 | 4.7716 | 1
36.7816 | 22.7194 | 1
53.7927 | 17.1532 | 1
20.7994 | 34.3803 | 1
14.1188 | 43.1059 | 1
92.3102 | -23.1745 | 1
27.0684 | 60.1971 | 1
43.634 | 43.6054 | 1
20.1889 | 65.7037 | 1
58.3583 | 54.9166 | 1
14.3626 | 22.3361 | 1
97.6878 | 26.067 | 1
48.2839 | 4.8289 | 1
82.7785 | 31.913 | 1
62.6799 | -7.1676 | 1
1.7459 | -24.9499 | 1
26.4647 | 40.0207 | 1
42.5421 | 3.0021 | 1
74.2236 | 65.1201 | 1
8.5771 | -19.2654 | 1
71.1258 | 14.7977 | 1
30.7272 | 64.9994 | 1
100.5969 | 44.6054 | 1
42.6459 | 19.5779 | 1
96.905 | -10.0907 | 1
55.703 | 49.4161 | 1
68.9194 | -6.7038 | 1
36.9415 | -0.53504 | 1
69.4359 | -3.0883 | 1
92.975 | 12.6985 | 1
6.4473 | -24.342 | 1
100.2882 | 15.8895 | 1
90.2277 | 36.2577 | 1
12.6134 | 6.9469 | 1
52.0821 | 43.2722 | 1
89.6819 | -21.6333 | 1
27.7087 | 48.1494 | 1
48.1156 | 20.0797 | 1
73.03 | 68.4935 | 1
63.6134 | -20.1928 | 1
75.6605 | -7.8794 | 1
94.0457 | 30.9102 | 1
6.6841 | -2.8486 | 1
55.4868 | -20.9595 | 1
67.1687 | -28.9826 | 1
22.1689 | 25.9942 | 1
7.0241 | 30.3922 | 1
14.9938 | 26.2391 | 1
35.1172 | 61.3717 | 1
72.6995 | 15.9765 | 1
9.8696 | 5.7876 | 1
99.2262 | 58.3985 | 1
58.693 | 67.9879 | 1
88.2396 | 24.2759 | 1
71.582 | 52.7107 | 1
17.4554 | -5.2989 | 1
38.1416 | 51.1819 | 1
65.3402 | -9.5208 | 1
70.3119 | 52.0358 | 1
34.8836 | 9.181 | 1
92.3579 | -14.8549 | 1
36.8468 | 22.5551 | 1
11.8998 | 12.6545 | 1
63.6593 | -21.0631 | 1
13.8759 | 52.6299 | 1
57.6219 | 31.2933 | 1
10.4244 | 40.429 | 1
55.8686 | -13.1168 | 1
53.517 | 60.0592 | 1
12.4412 | -15.754 | 1
34.1524 | 51.8984 | 1
14.6071 | 52.3623 | 1
94.1936 | 66.2133 | 1
47.574 | 32.8202 | 1
76.9085 | -9.312 | 1
9.2683 | -22.9126 | 1
30.0423 | -8.0557 | 1
25.1972 | 32.5525 | 1
0.81577 | 63.3125 | 1
70.9755 | -23.8883 | 1
53.671 | 60.5877 | 1
94.3527 | 10.6491 | 1
38.5826 | -1.9444 | 1
59.2715 | -23.3299 | 1
53.7483 | 20.855 | 1
55.7405 | 14.0693 | 1
66.2212 | 46.4578 | 1
39.8637 | -15.1068 | 1
92.2474 | -23.9346 | 1
73.8263 | 63.914 | 1
72.5381 | -0.96168 | 1
19.1425 | -5.3695 | 1
59.8205 | 32.5681 | 1
52.4183 | 67.7212 | 1
39.0671 | -4.0864 | 1
36.7958 | 59.1638 | 1
94.572 | 53.8015 | 1
1.8875 | -18.7393 | 1
27.5056 | 39.3195 | 1
88.6235 | 30.1956 | 1
62.6927 | 62.9739 | 1
93.6817 | 37.5509 | 1
29.5916 | -16.818 | 1
41.0386 | 22.6866 | 1
7.2794 | 35.3539 | 1
77.1593 | 46.0433 | 1
27.3685 | 39.5336 | 1
15.7548 | 58.0737 | 1
46.5102 | 69.1431 | 1
44.2063 | 36.5255 | 1
15.8201 | -18.2456 | 1
96.318 | -22.9521 | 1
90.4871 | -24.5137 | 1
63.5137 | 62.2698 | 1
93.1331 | 65.1769 | 1
48.2614 | 27.0618 | 1
44.8011 | 9.738 | 1
3.8564 | 3.7515 | 1
27.1443 | 10.1695 | 1
33.1645 | 37.9509 | 1
7.9814 | -9.6648 | 1
14.8614 | -5.2409 | 1
60.9314 | -23.539 | 1
93.5639 | -10.091 | 1
11.2819 | -7.9178 | 1
93.243 | -25.1649 | 1
28.9228 | 14.766 | 1
97.1001 | 61.7656 | 1
78.4615 | 8.6261 | 1
59.0853 | 35.4781 | 1
21.6613 | 34.5613 | 1
99.2096 | -9.0466 | 1
98.0488 | -16.7912 | 1
10.9806 | -15.7404 | 1
45.4538 | 5.9153 | 1
87.6048 | 42.7187 | 1
58.6357 | -17.5923 | 1
28.8513 | -22.3637 | 1
39.9324 | -1.5811 | 1
67.5665 | 28.9846 | 1
17.7648 | 1.0101 | 1
0.66187 | 65.8999 | 1
94.7998 | -17.0687 | 1
27.3382 | 48.2299 | 1
97.0719 | 62.4483 | 1
25.7236 | -10.2495 | 1
28.1774 | -5.0983 | 1
61.2691 | 45.0942 | 1
14.9631 | 68.3752 | 1
52.4332 | 28.3351 | 1
2.7554 | 35.381 | 1
75.2677 | 30.0816 | 1
75.9153 | 1.8053 | 1
24.6961 | -1.0078 | 1
38.7532 | 32.4096 | 1
26.4972 | 12.6585 | 1
50.5778 | 59.1233 | 1
12.2589 | 55.4409 | 1
11.3783 | -27.7681 | 1
17.8363 | 60.6285 | 1
76.737 | 10.1615 | 1
31.7994 | -25.7255 | 1
65.4622 | 19.4405 | 1
71.1304 | 24.3399 | 1
35.0372 | 24.1731 | 1
91.5246 | -3.4276 | 1
30.9279 | 56.301 | 1
66.8953 | -9.3402 | 1
24.5029 | 6.0899 | 1
37.3793 | 21.9913 | 1
42.5989 | 2.2835 | 1
12.564 | 33.5233 | 1
1.841 | 4.2297 | 1
99.6144 | 54.4975 | 1
62.4484 | 38.1486 | 1
35.6596 | -7.9831 | 1
79.8039 | 36.0824 | 1
36.5587 | 2.0905 | 1
55.8134 | 17.648 | 1
20.5736 | 44.359 | 1
22.8165 | 56.0218 | 1
69.1219 | -29.1599 | 1
82.4286 | 22.5194 | 1
68.6569 | 6.9246 | 1
72.2991 | -16.1342 | 1
36.3238 | 52.2571 | 1
75.1628 | 39.4787 | 1
9.6083 | 57.1593 | 1
39.1562 | -9.9624 | 1
35.3328 | 38.6087 | 1
8.5908 | -28.6349 | 1
99.4707 | 69.1658 | 1
37.1162 | 55.5815 | 1
73.3348 | -16.0436 | 1
52.7671 | 66.1497 | 1
1.2316 | 68.0192 | 1
95.6332 | -25.6894 | 1
76.6216 | 21.0877 | 1
2.6722 | -2.0271 | 1
48.5415 | 58.8056 | 1
39.7152 | 68.3048 | 1
26.3569 | 10.0739 | 1
13.5623 | 30.3146 | 1
7.7726 | 14.7948 | 1
65.1585 | 47.6291 | 1
19.5857 | -27.1438 | 1
81.4804 | 48.9379 | 1
24.7616 | 69.2481 | 1
30.1047 | 62.1501 | 1
60.5833 | -5.4723 | 1
75.3279 | 50.1498 | 1
50.9053 | 3.6268 | 1
12.648 | 23.9953 | 1
11.7477 | 30.2603 | 1
7.6297 | 52.3498 | 1
57.1595 | -16.0098 | 1
57.0039 | 2.5924 | 1
33.5028 | 46.9596 | 1
49.2669 | 40.8561 | 1
1.9043 | 25.3804 | 1
99.7457 | 64.2614 | 1
43.7471 | -13.1149 | 1
54.7369 | -20.824 | 1
28.5097 | 51.5992 | 1
46.595 | -15.652 | 1
66.8738 | 26.5172 | 1
77.3237 | 64.0737 | 1
52.8113 | -2.5311 | 1
58.6983 | 35.5427 | 1
43.6872 | 45.11 | 1
9.7747 | -29.7447 | 1
16.9343 | 1.4274 | 1
72.5867 | 27.1657 | 1
62.2581 | 11.869 | 1
12.9658 | 36.554 | 1
56.7692 | 23.2279 | 1
48.4741 | -18.5019 | 1
67.7911 | 50.4543 | 1
57.8612 | 9.7633 | 1
81.446 | -28.7821 | 1
58.5835 | 48.0797 | 1
18.5153 | 22.5996 | 1
14.265 | -15.0176 | 1
96.7732 | 57.551 | 1
36.0232 | -5.952 | 1
97.4568 | 20.104 | 1
46.0654 | 25.3034 | 1
4.636 | 4.7379 | 1
2.5109 | 3.9643 | 1
100.0826 | 27.1843 | 1
9.1867 | 61.7417 | 1
80.9287 | 40.3553 | 1
95.2711 | 62.6215 | 1
9.8584 | 31.6538 | 1
6.4744 | -15.0388 | 1
23.6534 | 45.1148 | 1
28.7754 | 57.8483 | 1
18.4015 | 69.0666 | 1
44.6743 | -26.5514 | 1
61.3556 | 63.6265 | 1
67.6317 | 42.4902 | 1
82.2481 | 7.8448 | 1
9.5407 | 34.1674 | 1
11.6009 | 26.8109 | 1
88.5182 | -6.471 | 1
70.27 | 56.8746 | 1
47.2643 | -0.07054 | 1
7.7971 | -8.2283 | 1
82.5777 | 22.3772 | 1
1.0089 | 48.5578 | 1
62.9013 | 65.8882 | 1
17.8154 | 65.925 | 1
51.3973 | 63.9287 | 1
5.6374 | 18.6206 | 1
39.0648 | 39.3219 | 1
14.6349 | 4.7045 | 1
49.3146 | 34.893 | 1
51.035 | 17.1911 | 1
82.4699 | 43.5757 | 1
34.4166 | 61.7732 | 1
97.4893 | 42.1926 | 1
83.7668 | -11.2886 | 1
54.9856 | 7.0045 | 1
89.3818 | 27.7471 | 1
87.2333 | 46.4216 | 1
1.6397 | 16.243 | 1
87.92 | -14.7625 | 1
73.6668 | 11.2022 | 1
65.8586 | 33.5811 | 1
6.7467 | 19.2716 | 1
45.1126 | 60.6752 | 1
7.0029 | 12.911 | 1
32.3548 | 12.3894 | 1
38.4714 | 24.8401 | 1
21.1361 | 41.5225 | 1
10.8736 | 3.316 | 1
40.5554 | 40.7821 | 1
73.663 | -7.7592 | 1
95.2784 | 31.9208 | 1
66.707 | 21.0141 | 1
46.789 | 8.7945 | 1
78.7068 | 8.0312 | 1
61.0118 | 15.7885 | 1
2.9015 | 63.75 | 1
2.0154 | -17.345 | 1
88.906 | -19.9594 | 1
64.3587 | 42.6921 | 1
39.6233 | 14.5499 | 1
41.8537 | 9.9442 | 1
3.3716 | -15.397 | 1
23.7995 | 39.6826 | 1
82.5752 | -19.5835 | 1
29.107 | 29.7953 | 1
95.8576 | 24.887 | 1
47.1586 | -14.172 | 1
97.1146 | -18.0185 | 1
47.2917 | 56.9009 | 1
82.6027 | -23.1868 | 1
19.1952 | -14.661 | 1
6.4481 | 60.7829 | 1
25.5944 | 25.5843 | 1
9.0833 | -12.8125 | 1
20.2395 | 42.9435 | 1
100.8751 | 56.6858 | 1
27.8123 | 1.3345 | 1
52.5559 | 33.8473 | 1
31.2345 | -2.1436 | 1
22.9097 | 54.1797 | 1
74.955 | 64.3745 | 1
89.7323 | 56.4294 | 1
41.1014 | 26.1829 | 1
60.2704 | -17.5315 | 1
70.7466 | -19.0897 | 1
29.9644 | 34.5546 | 1
61.8188 | 11.6711 | 1
56.2483 | -11.6439 | 1
34.1714 | 56.5518 | 1
90.6248 | 44.0086 | 1
46.049 | 60.2401 | 1
3.12 | 42.3661 | 1
73.831 | 23.7136 | 1
76.482 | 24.2472 | 1
35.2006 | 17.2204 | 1
14.3198 | 16.4013 | 1
91.4736 | 51.0847 | 1
55.3919 | 54.2734 | 1
70.9138 | 14.307 | 1
93.2312 | 67.7836 | 1
23.9042 | 53.1651 | 1
88.3043 | -23.8078 | 1
54.5518 | 64.7483 | 1
98.599 | -7.7825 | 1
9.7676 | -6.5306 | 1
61.8993 | 56.6553 | 1
16.1405 | 46.4095 | 1
45.1501 | 61.4895 | 1
65.2391 | 27.8448 | 1
14.5425 | 14.1389 | 1
51.1229 | 64.1079 | 1
51.5503 | 68.7032 | 1
67.8574 | 15.8238 | 1
95.393 | 65.1057 | 1
21.0917 | -8.8167 | 1
0.54453 | 3.129 | 1
65.0547 | 34.6044 | 1
18.5376 | 8.7552 | 1
50.0554 | -24.5322 | 1
4.9006 | 18.4602 | 1
0.90648 | 4.724 | 1
20.1151 | 69.2931 | 1
4.2659 | 48.4234 | 1
29.8261 | 21.3313 | 1
12.442 | 30.2124 | 1
61.6484 | -9.1638 | 1
37.656 | 19.7378 | 1
23.3593 | -2.0958 | 1
26.4633 | 69.0402 | 1
4.4681 | 55.0391 | 1
49.341 | -7.8323 | 1
83.3216 | -27.94 | 1
20.1811 | 68.9046 | 1
80.3611 | -0.80096 | 1
6.3743 | 34.5327 | 1
6.7461 | 44.5068 | 1
31.612 | 29.9915 | 1
40.6656 | 28.6588 | 1
3.3213 | -6.557 | 1
22.5937 | 69.0691 | 1
24.1005 | -3.0823 | 1
21.9648 | -11.596 | 1
83.8218 | 68.4538 | 1
65.5777 | 15.6097 | 1
46.615 | 43.0944 | 1
36.263 | -4.0731 | 1
56.7024 | -4.4639 | 1
17.6159 | 27.7134 | 1
92.1909 | 35.5113 | 1
84.0062 | -24.6949 | 1
56.9551 | -18.0479 | 1
87.8839 | -25.5739 | 1
97.097 | 65.5822 | 1
80.6533 | 26.5913 | 1
39.0373 | 22.9861 | 1
10.1557 | -9.6461 | 1
18.7448 | 57.7713 | 1
7.0787 | 28.7569 | 1
52.233 | 50.8849 | 1
96.5355 | -14.5166 | 1
13.8813 | -2.147 | 1
98.0741 | 21.4271 | 1
68.477 | -0.3372 | 1
89.6692 | 40.0016 | 1
92.3675 | 17.2579 | 1
61.5877 | 45.0593 | 1
87.2656 | 34.2261 | 1
36.4871 | 7.8565 | 1
82.3202 | 10.0826 | 1
49.9952 | 63.1766 | 1
28.6327 | 15.505 | 1
86.2636 | -26.3794 | 1
72.8063 | -11.6703 | 1
1.1124 | 26.2392 | 1
27.6697 | 21.4416 | 1
49.0462 | -9.1071 | 1
56.1254 | 28.6084 | 1
3.5701 | -13.9271 | 1
28.5256 | 67.8578 | 1
24.3855 | 63.3874 | 1
73.8389 | -20.5981 | 1
18.292 | -2.9899 | 1
98.6292 | 64.8203 | 1
79.7586 | 50.1653 | 1
30.2239 | 38.2631 | 1
74.5495 | 57.5295 | 1
99.8445 | -11.0747 | 1
29.9852 | 11.1992 | 1
46.7464 | -12.1492 | 1
10.5086 | -8.0871 | 1
47.1699 | 49.3084 | 1
81.1585 | -29.7443 | 1
77.3215 | 65.485 | 1
82.731 | 38.667 | 1
6.2275 | 54.8818 | 1
74.3414 | -2.8192 | 1
18.1438 | -25.4187 | 1
81.9347 | 48.8107 | 1
77.949 | 29.5565 | 1
17.1554 | 12.6236 | 1
11.8971 | 42.3936 | 1
97.3395 | -20.541 | 1
10.9111 | 64.9153 | 1
1.9175 | 34.4969 | 1
85.6642 | -5.8226 | 1
16.8022 | 43.3403 | 1
62.7027 | 26.4381 | 1
71.9897 | -16.9731 | 1
1.0409 | 55.333 | 1
28.3721 | 31.8794 | 1
28.5144 | -19.6506 | 1
62.0704 | -23.885 | 1
22.8572 | 26.5378 | 1
60.806 | 49.064 | 1
50.4186 | 15.3747 | 1
55.6381 | -27.8336 | 1
87.6954 | 42.9972 | 1
7.5238 | 37.2019 | 1
31.4174 | -11.9967 | 1
6.395 | 2.8542 | 1
3.506 | 35.1374 | 1
72.2451 | 31.0514 | 1
27.2317 | 67.254 | 1
11.9385 | 47.6764 | 1
46.0059 | -27.3973 | 1
2.0165 | 43.4585 | 1
22.0368 | 61.9446 | 1
30.1517 | 21.9694 | 1
95.9933 | 50.872 | 1
3.5625 | -29.2024 | 1
60.1065 | 43.1715 | 1
44.4197 | 68.2403 | 1
90.2038 | -15.2536 | 1
32.7936 | 64.5085 | 1
88.8525 | 56.8907 | 1
5.3801 | -4.7125 | 1
8.5178 | -29.7624 | 1
81.2977 | -18.0447 | 1
97.4386 | 39.9527 | 1
57.0878 | 36.6596 | 1
89.23 | 66.7505 | 1
93.0405 | -10.0843 | 1
20.2943 | -6.8221 | 1
40.5078 | 21.425 | 1
88.6848 | 51.9437 | 1
68.4183 | 41.6006 | 1
20.1087 | -17.893 | 1
46.0572 | 7.7686 | 1
100.7108 | -18.7592 | 1
41.5407 | 32.8567 | 1
15.2087 | -11.8674 | 1
69.6999 | 4.7803 | 1
61.2284 | -12.1841 | 1
33.0619 | 17.7101 | 1
38.5935 | 55.8869 | 1
78.1517 | -2.8104 | 1
28.3817 | 33.4289 | 1
59.1552 | 36.0909 | 1
90.9227 | -24.2766 | 1
15.4856 | -5.5882 | 1
28.6893 | 60.6366 | 1
65.0253 | -2.0756 | 1
63.5642 | 13.9825 | 1
69.2588 | 4.4535 | 1
25.1777 | 31.7192 | 1
51.2274 | 62.9815 | 1
32.2055 | 25.6313 | 1
35.4468 | 62.2035 | 1
10.8173 | -11.068 | 1
97.6619 | 44.1804 | 1
25.2679 | 49.7522 | 1
19.8679 | 55.658 | 1
57.6193 | 52.0146 | 1
45.5396 | 7.9157 | 1
11.6399 | -20.7038 | 1
96.6362 | 10.5784 | 1
19.7746 | 56.8541 | 1
11.785 | -26.3859 | 1
73.8668 | -11.0683 | 1
6.2683 | 51.3418 | 1
82.5294 | 0.63759 | 1
1.9925 | -12.0896 | 1
72.992 | -17.1559 | 1
22.5071 | -15.7985 | 1
20.0849 | 40.5349 | 1
47.9043 | 32.8885 | 1
12.0793 | 44.1471 | 1
49.4098 | 46.4342 | 1
73.5154 | 27.5145 | 1
5.6922 | 0.84447 | 1
20.8526 | -17.8998 | 1
54.015 | 58.7682 | 1
22.4391 | 63.8038 | 1
27.1377 | -16.3623 | 1
18.0012 | 39.0618 | 1
83.1194 | 14.1498 | 1
7.5998 | 51.2068 | 1
17.3718 | 34.5035 | 1
97.5193 | -19.5187 | 1
51.4289 | -3.9579 | 1
12.9402 | 66.3394 | 1
47.5583 | -1.532 | 1
22.0077 | -11.7002 | 1
8.0098 | 37.3799 | 1
70.3116 | 32.4909 | 1
80.8922 | 15.5226 | 1
93.2251 | 47.4483 | 1
45.8788 | 5.5684 | 1
78.9873 | 36.1786 | 1
52.9664 | 23.3527 | 1
21.304 | 43.2187 | 1
45.7128 | 19.8602 | 1
51.2849 | 32.5205 | 1
100.4737 | -5.601 | 1
21.1256 | 2.6475 | 1
66.8932 | 6.1338 | 1
64.1865 | 1.902 | 1
8.557 | 48.6508 | 1
78.5901 | 24.809 | 1
27.1118 | 67.9805 | 1
24.0384 | 15.5324 | 1
80.7104 | -2.9894 | 1
85.0023 | -28.3117 | 1
17.3226 | 45.8675 | 1
28.1802 | 6.5658 | 1
31.1798 | -19.2735 | 1
100.9673 | 65.8826 | 1
33.9959 | 9.6371 | 1
84.0799 | 7.9253 | 1
1.5327 | 60.544 | 1
33.1966 | 57.0107 | 1
48.4089 | 7.6548 | 1
81.4233 | 38.9927 | 1
84.2482 | 10.9337 | 1
32.4986 | 48.2101 | 1
35.486 | 34.9334 | 1
32.1496 | 5.4414 | 1
29.2993 | -29.4019 | 1
68.2894 | 25.7812 | 1
44.5487 | 14.6465 | 1
70.9104 | 45.5211 | 1
97.4302 | 5.4926 | 1
69.8037 | 31.4379 | 1
21.1276 | 17.8377 | 1
63.6867 | 69.7499 | 1
33.4563 | 45.4042 | 1
96.1986 | -21.7642 | 1
14.4478 | 69.357 | 1
74.8077 | 1.6682 | 1
99.83 | -4.0922 | 1
78.9248 | -21.3395 | 1
8.3768 | 56.7529 | 1
17.8086 | -16.9016 | 1
56.939 | 63.4593 | 1
53.8927 | -13.5646 | 1
38.1235 | -7.7015 | 1
53.2125 | 33.3652 | 1
8.6124 | -7.0469 | 1
58.6369 | -0.41411 | 1
65.5134 | 66.2305 | 1
14.3844 | 5.6946 | 1
18.9543 | 60.6875 | 1
23.7194 | 39.4842 | 1
52.6988 | -15.4885 | 1
31.3464 | 9.8243 | 1
74.6347 | 51.168 | 1
26.3157 | 69.1099 | 1
65.9218 | -15.4742 | 1
6.169 | 18.2006 | 1
96.5942 | 45.6669 | 1
44.5277 | 43.2024 | 1
45.1899 | 42.3683 | 1
32.5799 | 68.5952 | 1
36.4405 | 25.1875 | 1
50.4694 | 6.9928 | 1
47.1941 | 20.5442 | 1
1.438 | 68.8671 | 1
53.0398 | 36.7086 | 1
76.5686 | 19.3371 | 1
25.2031 | 67.1622 | 1
16.8496 | 4.9957 | 1
33.013 | 55.9598 | 1
38.5561 | 60.4381 | 1
87.9163 | 9.6293 | 1
74.277 | -17.4514 | 1
23.4169 | -27.9003 | 1
98.8496 | 52.902 | 1
67.5767 | 6.8744 | 1
81.53 | 11.9228 | 1
57.1307 | -23.463 | 1
30.0436 | 65.4811 | 1
13.3871 | -10.1477 | 1
29.9834 | 36.5041 | 1
47.354 | 19.1006 | 1
83.7149 | 28.2635 | 1
47.5882 | -13.2831 | 1
19.1765 | -17.2806 | 1
74.6791 | 1.406 | 1
27.5093 | 37.0194 | 1
10.4013 | -12.1886 | 1
45.6161 | 26.0462 | 1
44.8189 | 17.0372 | 1
25.0968 | 5.6353 | 1
17.3367 | 58.3466 | 1
35.5817 | 1.4935 | 1
76.8194 | 33.88 | 1
54.1094 | -18.1394 | 1
80.43 | 39.2584 | 1
48.9219 | -26.734 | 1
21.6176 | -7.8553 | 1
94.4253 | -27.3122 | 1
100.8914 | -29.9114 | 1
78.8258 | 34.9527 | 1
18.9121 | -4.5603 | 1
43.4024 | 40.2146 | 1
68.7315 | 41.48 | 1
68.6896 | -13.1618 | 1
60.5419 | 57.8011 | 1
17.8103 | 27.8851 | 1
82.0416 | 2.0435 | 1
49.9806 | 39.7775 | 1
96.5828 | 33.3293 | 1
22.5328 | -16.0727 | 1
89.4323 | -28.4389 | 1
26.2076 | 63.6882 | 1
31.1634 | 41.0395 | 1
71.9066 | 22.6484 | 1
85.5488 | 12.721 | 1
16.1819 | 14.3225 | 1
56.6447 | -15.1172 | 1
3.6608 | 69.65 | 1
31.7005 | 65.6884 | 1
81.7042 | 4.9025 | 1
55.9478 | -13.7508 | 1
57.9174 | 20.7721 | 1
31.0244 | 13.8309 | 1
76.6305 | 33.319 | 1
94.5784 | 6.4902 | 1
78.5822 | 11.1817 | 1
36.9744 | 31.9177 | 1
90.7545 | 39.8766 | 1
31.5989 | -23.6837 | 1
22.8269 | 46.8618 | 1
95.7872 | -3.1215 | 1
9.5433 | -10.8403 | 1
29.3685 | 56.971 | 1
100.4965 | 14.846 | 1
61.7892 | 56.149 | 1
96.4452 | 68.5847 | 1
26.9902 | -26.83 | 1
57.0974 | 16.5987 | 1
73.9996 | 20.6182 | 1
66.8616 | -21.9874 | 1
76.1463 | -3.4829 | 1
49.3157 | -0.81866 | 1
78.9707 | 49.671 | 1
81.4687 | 8.0986 | 1
53.3087 | 31.5657 | 1
78.6788 | -18.6189 | 1
89.6441 | 0.59138 | 1
22.1576 | -7.7266 | 1
4.0862 | 63.6418 | 1
54.5902 | -9.6406 | 1
25.4259 | -27.1618 | 1
70.9487 | 69.5343 | 1
76.8398 | 44.176 | 1
74.9215 | -18.7724 | 1
56.1659 | 40.1996 | 1
2.0193 | 12.5608 | 1
88.766 | 59.0361 | 1
51.4601 | 45.2183 | 1
1.3623 | 67.8602 | 1
3.6953 | 42.572 | 1
17.5513 | 57.282 | 1
17.154 | 17.7951 | 1
34.4719 | 11.1421 | 1
89.901 | -29.3774 | 1
2.2179 | -20.1789 | 1
75.2056 | -18.5981 | 1
14.7475 | 21.3903 | 1
68.3023 | 2.7827 | 1
11.797 | 8.3887 | 1
5.8252 | -19.4052 | 1
70.6265 | 23.0288 | 1
84.5838 | 28.3568 | 1
15.9804 | 35.4303 | 1
32.0131 | 4.7387 | 1
82.2208 | -3.2596 | 1
82.3867 | 24.8147 | 1
29.289 | 26.9579 | 1
100.9889 | 6.4292 | 1
83.4714 | -15.7922 | 1
19.1547 | 49.038 | 1
67.5246 | 18.8379 | 1
70.5809 | 38.1553 | 1
35.9383 | 9.9017 | 1
32.1909 | 38.1128 | 1
13.2026 | 13.2117 | 1
62.8455 | 47.6591 | 1
46.5177 | -23.865 | 1
36.1998 | 4.0893 | 1
51.0639 | 40.6724 | 1
58.8606 | -8.5498 | 1
81.6087 | 21.5703 | 1
11.634 | 31.0051 | 1
4.5177 | 50.8382 | 1
3.3807 | -17.4596 | 1
38.3133 | 5.4611 | 1
0.28342 | 22.4887 | 1
64.8956 | 32.7821 | 1
50.9418 | -21.3653 | 1
54.2483 | 21.5361 | 1
43.7097 | 21.2038 | 1
92.899 | 35.865 | 1
49.2311 | -25.2529 | 1
88.6778 | -6.2812 | 1
10.3353 | 19.5306 | 1
89.2175 | 62.9347 | 1
47.5296 | 4.8882 | 1
50.2479 | 61.2478 | 1
45.3265 | 14.1053 | 1
81.538 | 43.0568 | 1
87.3396 | 25.594 | 1
87.6176 | 40.7285 | 1
84.4818 | 50.6545 | 1
67.0799 | 37.7448 | 1
94.4845 | 44.5556 | 1
80.9455 | 69.8229 | 1
93.2636 | 9.235 | 1
28.9155 | -29.8142 | 1
17.2728 | -28.7229 | 1
94.9602 | 17.7845 | 1
33.5726 | 59.9115 | 1
87.1182 | 10.051 | 1
14.4112 | -4.6456 | 1
66.9081 | 8.3316 | 1
88.7655 | 25.5841 | 1
65.6983 | 44.4348 | 1
51.4295 | -8.4475 | 1
16.265 | 43.2133 | 1
69.8399 | 18.4615 | 1
95.8058 | -5.6467 | 1
64.0244 | 14.2497 | 1
46.6333 | 27.5631 | 1
27.7525 | 9.7295 | 1
2.4857 | -24.2811 | 1
57.5624 | -10.7631 | 1
79.4936 | 67.9583 | 1
44.4325 | 26.5562 | 1
6.5083 | -22.6909 | 1
24.5829 | 35.012 | 1
51.5327 | 7.7757 | 1
38.4782 | -25.9365 | 1
27.8769 | 66.6634 | 1
16.1744 | 60.3084 | 1
18.596 | -4.709 | 1
48.6124 | 67.4801 | 1
80.7926 | -21.4462 | 1
31.216 | 31.8235 | 1
83.6639 | 15.0984 | 1
72.7066 | 38.981 | 1
78.7672 | -1.6544 | 1
14.4159 | 26.2509 | 1
93.5901 | -27.7433 | 1
50.376 | -11.1485 | 1
80.3749 | 4.7812 | 1
38.7253 | 7.1925 | 1
77.1007 | 58.9934 | 1
40.539 | -5.1088 | 1
60.9021 | -5.1085 | 1
25.2312 | 55.2302 | 1
40.0389 | -5.1358 | 1
88.9272 | 3.1952 | 1
92.7233 | -2.016 | 1
64.936 | -7.5752 | 1
84.2667 | 22.4878 | 1
92.015 | 62.2658 | 1
56.3955 | 67.5848 | 1
32.721 | 67.3874 | 1
67.6155 | 3.592 | 1
57.7591 | -0.43507 | 1
12.1706 | 16.9587 | 1
60.9492 | 18.4273 | 1
36.6463 | 17.5804 | 1
49.6031 | 5.3004 | 1
57.9206 | 46.3369 | 1
49.0332 | 51.7663 | 1
40.0049 | -17.8068 | 1
30.2386 | -12.5496 | 1
74.4444 | -28.8722 | 1
0.50402 | -28.3595 | 1
13.2478 | 68.9082 | 1
52.7648 | -0.69692 | 1
99.8776 | 32.5941 | 1
62.0547 | 47.6091 | 1
29.2317 | -0.63979 | 1
19.2094 | 17.6844 | 1
18.0958 | 8.1484 | 1
84.1336 | 68.5186 | 1
94.4887 | 66.8223 | 1
74.2817 | -15.3536 | 1
43.2889 | 9.9047 | 1
79.3553 | -29.4414 | 1
4.0664 | -22.4179 | 1
9.5293 | 66.9572 | 1
20.3328 | 4.3948 | 1
15.6197 | 42.1992 | 1
46.0656 | 48.444 | 1
37.7204 | 47.4979 | 1
60.6157 | 37.7469 | 1
24.4752 | -24.0133 | 1
23.794 | 37.5551 | 1
47.0045 | -13.2811 | 1
50.0331 | 8.7232 | 1
17.8346 | -18.0601 | 1
35.1354 | 23.7277 | 1
72.8971 | 20.9581 | 1
99.5199 | 32.681 | 1
59.2381 | 15.0883 | 1
65.9274 | 42.2477 | 1
88.1223 | 62.2935 | 1
27.8902 | 43.0161 | 1
52.112 | -25.7539 | 1
4.8586 | 24.0775 | 1
81.7512 | 31.669 | 1
64.513 | 0.44215 | 1
35.8743 | 4.1672 | 1
84.8321 | 62.8156 | 1
23.4719 | -27.3017 | 1
84.4043 | 57.2149 | 1
63.6948 | -28.8282 | 1
0.95676 | 18.1201 | 1
39.9325 | -5.6928 | 1
64.8071 | -10.3555 | 1
63.851 | -18.135 | 1
82.1113 | -3.8321 | 1
34.2323 | 44.0131 | 1
79.1521 | -26.5042 | 1
91.7755 | -1.9718 | 1
42.5624 | 17.3422 | 1
67.0872 | -4.5556 | 1
18.4083 | 11.7473 | 1
49.3526 | 45.3218 | 1
13.6767 | 40.3321 | 1
95.1384 | -5.4679 | 1
38.5116 | -12.1841 | 1
15.1579 | -18.176 | 1
25.5095 | -6.4353 | 1
18.0155 | 19.0541 | 1
52.4789 | -7.2041 | 1
2.9398 | 15.4789 | 1
39.3539 | -18.1544 | 1
15.5985 | 26.1252 | 1
77.288 | 19.3712 | 1
2.5276 | 11.6541 | 1
17.0568 | 66.2884 | 1
39.4714 | -17.4983 | 1
43.3093 | -25.6105 | 1
99.751 | -18.8793 | 1
48.3636 | -13.8696 | 1
76.7198 | 39.1228 | 1
82.5363 | 30.1106 | 1
45.3286 | -10.2543 | 1
20.8176 | 4.2154 | 1
13.1797 | 42.0137 | 1
89.3473 | 3.9027 | 1
64.2037 | 30.892 | 1
78.8507 | -9.5292 | 1
63.489 | -13.9414 | 1
76.5436 | 17.1326 | 1
59.0506 | -6.6258 | 1
59.1544 | 48.3339 | 1
93.0915 | -9.1703 | 1
78.3772 | 42.2656 | 1
46.0907 | 15.7775 | 1
51.4494 | -7.5684 | 1
55.1319 | 29.1992 | 1
50.8065 | 48.2485 | 1
81.1827 | 3.5271 | 1
52.1047 | 11.2004 | 1
41.1287 | -8.5737 | 1
34.6738 | 61.7848 | 1
62.762 | 19.8035 | 1
32.6961 | 60.9811 | 1
31.9724 | 58.6851 | 1
22.49 | -18.3095 | 1
55.3046 | -27.2235 | 1
79.68 | -29.6561 | 1
31.9293 | 31.0706 | 1
100.2225 | 32.3419 | 1
44.3186 | 51.4727 | 1
35.2733 | 14.0802 | 1
69.0396 | 37.6128 | 1
72.3007 | 30.6794 | 1
42.1698 | 27.9489 | 1
21.355 | 18.3183 | 1
91.9927 | 14.7558 | 1
99.1884 | 51.6186 | 1
70.0477 | 2.2538 | 1
21.1407 | 25.3746 | 1
49.587 | 19.4479 | 1
57.56 | 40.9796 | 1
37.7577 | -8.4457 | 1
30.7578 | -10.2666 | 1
66.9694 | -13.3228 | 1
9.2192 | 65.1797 | 1
88.7986 | -26.1901 | 1
97.9637 | -13.5183 | 1
58.8958 | 1.1465 | 1
4.083 | 20.9053 | 1
54.7987 | 9.6803 | 1
81.0013 | 52.5261 | 1
76.6739 | 17.4458 | 1
42.3291 | 13.3911 | 1
69.9168 | 8.9211 | 1
77.2426 | 34.9533 | 1
83.3356 | -22.893 | 1
15.3875 | 62.1951 | 1
17.611 | 17.282 | 1
75.1591 | -1.0358 | 1
34.4199 | -4.7185 | 1
74.9359 | 69.8018 | 1
9.712 | -4.5906 | 1
50.4143 | 38.7505 | 1
50.3323 | 21.9169 | 1
64.6727 | 58.6068 | 1
62.7145 | -20.9733 | 1
79.664 | 67.6206 | 1
8.9022 | -17.6396 | 1
86.3976 | -9.4702 | 1
19.6413 | -1.9746 | 1
75.1484 | 20.1939 | 1
75.3091 | 49.6676 | 1
25.114 | 45.4021 | 1
0.98101 | 61.3813 | 1
94.3993 | 65.6314 | 1
78.5062 | -21.3451 | 1
81.86 | 46.3806 | 1
96.2316 | -12.2104 | 1
17.0865 | 21.2447 | 1
19.52 | 31.9003 | 1
59.7844 | -21.0149 | 1
4.4131 | 56.0405 | 1
75.3159 | 32.2069 | 1
16.9581 | 57.4835 | 1
97.5957 | 69.9943 | 1
42.1783 | 60.4267 | 1
75.3351 | 18.7561 | 1
26.1274 | 52.9779 | 1
20.3825 | 41.6212 | 1
35.2303 | 1.6483 | 1
96.0485 | 7.4211 | 1
96.0116 | 33.201 | 1
97.7103 | 39.6849 | 1
8.2514 | 45.5388 | 1
31.6231 | 59.2387 | 1
21.0698 | 58.5725 | 1
54.8888 | 39.4487 | 1
29.3933 | -1.6494 | 1
43.7274 | 32.1329 | 1
70.0107 | 67.9872 | 1
0.43568 | 30.1078 | 1
75.8745 | 39.3479 | 1
98.5525 | 33.3044 | 1
24.785 | -9.3356 | 1
24.8149 | 57.4345 | 1
8.5948 | 61.0589 | 1
60.5151 | 56.7013 | 1
75.0443 | 45.5221 | 1
65.351 | 8.8177 | 1
81.7159 | 64.0903 | 1
69.1223 | 28.7085 | 1
93.4433 | -22.8209 | 1
95.1487 | -21.9497 | 1
64.8908 | 64.0412 | 1
39.4413 | 1.4492 | 1
17.5227 | -10.3022 | 1
81.0187 | -26.3735 | 1
84.3906 | 9.8603 | 1
25.6754 | 12.8925 | 1
12.7136 | 68.941 | 1
65.038 | 57.2919 | 1
35.4402 | 26.7675 | 1
11.0466 | 26.572 | 1
85.147 | 44.0134 | 1
82.5859 | 65.0408 | 1
1.0141 | -22.8816 | 1
91.1241 | 61.6381 | 1
93.7074 | 11.8919 | 1
89.3506 | 26.1398 | 1
39.5099 | -12.9326 | 1
88.4341 | -26.0759 | 1
94.77 | -16.129 | 1
71.5647 | -23.5359 | 1
7.7279 | 31.5109 | 1
39.5062 | 41.7524 | 1
10.7209 | -1.8672 | 1
80.6728 | 63.6651 | 1
45.6848 | 10.0975 | 1
1.4014 | 48.3041 | 1
13.8184 | 28.1681 | 1
2.0407 | 52.131 | 1
98.6854 | -4.9928 | 1
4.6448 | 62.6735 | 1
32.0377 | 27.7917 | 1
18.4002 | 55.5123 | 1
93.6132 | 68.4028 | 1
54.5052 | 52.688 | 1
8.5974 | 20.4268 | 1
9.533 | 42.8436 | 1
72.422 | 41.8993 | 1
36.1449 | 27.8734 | 1
87.9323 | 34.7091 | 1
15.5983 | 9.2115 | 1
40.1791 | 44.9437 | 1
3.3199 | 59.3554 | 1
98.4713 | 22.2633 | 1
75.7092 | 5.6565 | 1
64.8534 | -0.49106 | 1
40.3412 | -29.1402 | 1
89.813 | 43.1249 | 1
5.5944 | 2.8664 | 1
18.3018 | 33.8621 | 1
76.1382 | -26.9217 | 1
59.3804 | 33.9482 | 1
43.6533 | 59.5383 | 1
70.6726 | -0.093691 | 1
80.3347 | 20.382 | 1
29.2076 | 30.8178 | 1
31.3611 | 41.4988 | 1
97.0145 | 30.1277 | 1
4.4073 | 50.9249 | 1
48.5072 | 17.9479 | 1
35.2922 | 1.2455 | 1
3.2016 | 30.0446 | 1
67.3102 | 33.4324 | 1
14.8499 | -11.166 | 1
45.5528 | 12.9434 | 1
40.0217 | -27.0575 | 1
76.6035 | 66.4664 | 1
27.5549 | 17.2953 | 1
29.8195 | 57.7377 | 1
24.6797 | -27.9213 | 1
31.2672 | 47.3279 | 1
59.1431 | 65.5743 | 1
7.2811 | 18.5923 | 1
22.5614 | -4.9141 | 1
72.6095 | 65.7461 | 1
72.1122 | -17.9636 | 1
71.4931 | -0.46586 | 1
87.7292 | 38.6115 | 1
4.701 | 10.1887 | 1
83.8146 | 42.1848 | 1
92.4806 | 46.6909 | 1
51.4631 | 32.1496 | 1
19.1905 | 34.4122 | 1
20.9901 | -8.9111 | 1
72.0812 | 40.1437 | 1
98.3621 | -27.5203 | 1
76.0021 | -15.2946 | 1
20.9168 | 68.709 | 1
52.0824 | 41.3111 | 1
9.2552 | 46.7515 | 1
97.5204 | 52.7019 | 1
1.6386 | 3.0191 | 1
87.1807 | -9.6319 | 1
62.3587 | 42.1474 | 1
75.6089 | 40.1118 | 1
40.5164 | 29.7965 | 1
3.8228 | -23.3528 | 1
4.7141 | 55.771 | 1
5.1515 | 46.1866 | 1
66.1595 | 43.6528 | 1
20.8478 | 63.7669 | 1
11.8528 | -28.5831 | 1
31.2952 | 19.0218 | 1
51.8114 | -26.5424 | 1
0.78442 | 18.5873 | 1
16.6407 | -1.3585 | 1
81.3243 | -26.3298 | 1
64.5791 | 5.9788 | 1
23.8522 | 55.0256 | 1
66.8496 | 22.2821 | 1
7.6891 | 61.8424 | 1
74.1326 | -18.346 | 1
48.395 | 45.8488 | 1
25.0449 | -21.4425 | 1
57.4722 | 68.4761 | 1
36.203 | -2.984 | 1
26.5787 | 25.9905 | 1
27.184 | 68.2501 | 1
39.2501 | 30.9161 | 1
34.5778 | 49.807 | 1
79.5048 | -14.0826 | 1
19.2271 | 64.2188 | 1
26.0479 | 37.8324 | 1
47.3924 | -29.626 | 1
21.9365 | 8.9817 | 1
50.6558 | 34.8311 | 1
26.2768 | 49.7332 | 1
17.5017 | -25.8022 | 1
6.3383 | 18.3581 | 1
42.0694 | 14.9969 | 1
63.5503 | 25.9722 | 1
23.6466 | 0.72167 | 1
61.3984 | -21.0741 | 1
7.9005 | 46.6581 | 1
86.1788 | -15.7766 | 1
91.0821 | 44.2493 | 1
82.4964 | 26.0035 | 1
58.1937 | -1.9066 | 1
94.5636 | -4.0365 | 1
24.8248 | 0.83797 | 1
59.3721 | 63.6712 | 1
54.51 | -17.8538 | 1
25.9068 | 69.3213 | 1
69.6883 | 18.4563 | 1
78.2221 | -3.8221 | 1
65.0468 | -14.1243 | 1
19.0805 | -4.8715 | 1
27.0611 | -4.6109 | 1
38.0567 | 69.6274 | 1
57.1363 | 42.5111 | 1
89.7997 | 25.714 | 1
94.7796 | 50.1259 | 1
20.348 | 15.4641 | 1
5.3858 | 24.9651 | 1
100.6851 | 25.214 | 1
89.7805 | 49.6018 | 1
77.8927 | 40.0384 | 1
42.5236 | -25.6007 | 1
81.3019 | 34.63 | 1
93.0981 | 36.0876 | 1
30.2002 | 51.6769 | 1
2.0453 | 2.8363 | 1
44.5881 | 6.3012 | 1
11.1969 | 7.517 | 1
60.24 | 67.8303 | 1
59.8426 | 43.3541 | 1
87.6572 | -9.7215 | 1
88.4588 | 26.7151 | 1
79.7482 | 36.9254 | 1
56.5783 | 65.1447 | 1
90.4453 | 66.7401 | 1
1.1601 | 23.274 | 1
42.5314 | 34.9661 | 1
80.3991 | 65.0922 | 1
6.9147 | 41.3449 | 1
54.7396 | 38.4285 | 1
65.1915 | -25.8057 | 1
36.9977 | 41.7932 | 1
18.4957 | 5.5347 | 1
97.9859 | -21.1495 | 1
25.3168 | 24.3103 | 1
62.8772 | 53.1519 | 1
48.488 | 10.4133 | 1
13.3396 | 30.0113 | 1
62.191 | 20.5265 | 1
25.9248 | 40.0276 | 1
77.2134 | 56.2106 | 1
39.7489 | 47.3264 | 1
38.6081 | -8.6519 | 1
47.2768 | 21.0302 | 1
23.1551 | 26.4379 | 1
20.9848 | 32.6778 | 1
9.657 | 50.7416 | 1
0.44312 | 55.2748 | 1
83.9878 | 58.0404 | 1
32.5061 | 42.6038 | 1
47.1387 | -27.4398 | 1
17.9369 | -4.4563 | 1
50.9977 | -13.2585 | 1
12.1822 | 7.0258 | 1
10.5828 | 9.3416 | 1
73.3087 | 52.5205 | 1
42.8388 | -24.7788 | 1
51.5741 | 66.9723 | 1
39.3298 | 9.7598 | 1
62.8123 | 52.1536 | 1
80.4191 | 60.7711 | 1
44.5881 | 54.9422 | 1
52.1558 | 31.7551 | 1
39.0853 | 23.2159 | 1
62.1562 | 49.143 | 1
58.4371 | 60.4619 | 1
36.6024 | 26.0315 | 1
100.5783 | -21.8512 | 1
90.724 | 57.3433 | 1
1.0014 | 45.0902 | 1
43.3713 | 2.5381 | 1
94.6166 | 56.2787 | 1
83.8968 | 39.9584 | 1
46.5252 | -22.483 | 1
39.9461 | 4.6254 | 1
38.1827 | 50.8468 | 1
40.9517 | 38.2397 | 1
75.4337 | -10.7912 | 1
33.5864 | 6.4268 | 1
74.2111 | -17.927 | 1
28.5123 | 67.5688 | 1
44.6128 | 47.4578 | 1
68.6101 | 13.7443 | 1
73.162 | 49.4843 | 1
22.9224 | -20.4226 | 1
61.1883 | -7.6428 | 1
24.6077 | 50.2423 | 1
92.8259 | 47.4284 | 1
85.4254 | -0.91013 | 1
39.2865 | 8.6908 | 1
79.465 | -27.5908 | 1
50.9868 | 10.5409 | 1
30.7328 | 31.7611 | 1
57.1778 | -23.9429 | 1
45.6483 | 47.3558 | 1
65.5181 | 58.0706 | 1
69.2502 | 9.8861 | 1
92.3667 | 25.5608 | 1
93.4034 | -25.7581 | 1
56.7173 | 53.7341 | 1
42.0558 | 59.4414 | 1
25.3181 | 21.185 | 1
27.8086 | 32.7429 | 1
90.0313 | 57.6374 | 1
54.236 | 32.2413 | 1
68.3702 | -15.3179 | 1
51.031 | 39.284 | 1
78.9197 | 48.9795 | 1
28.3962 | 52.2343 | 1
100.3905 | 45.892 | 1
80.5919 | -1.3065 | 1
59.7121 | -14.0967 | 1
44.7501 | -22.551 | 1
60.3877 | 35.6111 | 1
93.0566 | 34.4048 | 1
88.2379 | -0.88703 | 1
54.9537 | 6.7756 | 1
54.0206 | 59.3751 | 1
62.6562 | 13.6737 | 1
97.6852 | -23.2318 | 1
87.0236 | 56.5085 | 1
31.3136 | 51.421 | 1
27.0474 | -11.4017 | 1
6.4643 | 46.3334 | 1
96.9424 | -5.101 | 1
86.6715 | 50.3531 | 1
3.9471 | 44.6282 | 1
57.9979 | 37.094 | 1
10.6866 | 3.0577 | 1
35.4502 | 39.1205 | 1
25.9946 | 33.6184 | 1
52.8732 | 35.5564 | 1
0.68497 | 27.3502 | 1
87.9141 | 21.176 | 1
63.9271 | 5.0837 | 1
18.1544 | 0.12173 | 1
46.052 | -17.6678 | 1
58.5133 | 59.5029 | 1
72.7182 | -15.5931 | 1
59.8539 | 1.3863 | 1
5.0961 | 2.3363 | 1
18.9607 | 48.2713 | 1
91.5737 | 40.5081 | 1
60.3241 | -26.1227 | 1
88.4998 | 22.2928 | 1
12.732 | -25.2637 | 1
71.1109 | -23.1721 | 1
92.5148 | 64.2544 | 1
70.9996 | 60.5689 | 1
87.678 | 38.9007 | 1
83.1918 | -25.7445 | 1
80.4282 | -0.29904 | 1
53.118 | -24.1551 | 1
3.1263 | 16.1964 | 1
92.6495 | 31.8438 | 1
45.7553 | 13.1209 | 1
73.0076 | -6.4734 | 1
79.9934 | -1.4288 | 1
53.024 | 51.0452 | 1
56.1387 | -0.75942 | 1
63.2032 | 63.1676 | 1
83.9553 | 58.0109 | 1
15.465 | 36.9107 | 1
52.0082 | 65.7641 | 1
58.0431 | 65.0222 | 1
65.3923 | 46.7872 | 1
22.684 | 3.0707 | 1
34.4861 | 22.128 | 1
86.9279 | 36.0314 | 1
8.4944 | 2.9382 | 1
37.7325 | -29.6292 | 1
97.5241 | 65.9533 | 1
71.2256 | 5.8018 | 1
15.0905 | -2.9602 | 1
27.0306 | -7.9369 | 1
97.7517 | -10.8432 | 1
90.6907 | -16.6286 | 1
94.2361 | 0.39608 | 1
100.6862 | 55.2179 | 1
76.7881 | 48.3831 | 1
61.5487 | 45.933 | 1
10.3807 | -5.0309 | 1
65.5819 | 28.0661 | 1
74.9933 | -23.2277 | 1
15.8582 | 35.0551 | 1
64.5876 | -13.2191 | 1
54.2906 | -11.2291 | 1
51.5881 | 64.4932 | 1
25.7205 | 7.6473 | 1
5.5408 | 66.2586 | 1
80.2632 | 18.2913 | 1
96.6999 | 20.1103 | 1
8.9621 | 25.9987 | 1
20.1487 | -2.0383 | 1
20.6152 | -17.4874 | 1
83.6794 | 59.7033 | 1
35.1004 | 55.044 | 1
6.2477 | 38.7341 | 1
66.4911 | 69.294 | 1
63.3452 | 46.5708 | 1
25.5914 | 1.8142 | 1
74.5281 | -13.4222 | 1
85.5947 | 27.5869 | 1
31.7914 | 4.1404 | 1
70.9338 | 2.1321 | 1
22.9886 | 24.4416 | 1
99.9992 | -18.4544 | 1
1.1612 | -12.2807 | 1
57.2764 | -12.6487 | 1
2.0106 | -29.854 | 1
100.1791 | 3.3754 | 1
28.7603 | 66.7413 | 1
76.0788 | 22.7634 | 1
83.5031 | 17.8175 | 1
57.8823 | 30.0281 | 1
92.8467 | 67.5437 | 1
14.1217 | -18.9845 | 1
14.0252 | 43.7489 | 1
15.6188 | 57.0481 | 1
86.7994 | 22.7954 | 1
40.0799 | 6.8746 | 1
50.227 | -23.3641 | 1
13.7258 | 69.2622 | 1
8.295 | 54.9709 | 1
40.4747 | 46.2801 | 1
84.5536 | -10.624 | 1
30.0489 | 41.1712 | 1
18.2307 | 15.3938 | 1
84.841 | 55.779 | 1
1.9389 | 40.8412 | 1
67.6251 | -13.8851 | 1
94.3091 | 1.0808 | 1
7.1474 | 22.171 | 1
87.6505 | -2.0446 | 1
86.4303 | -16.4568 | 1
5.1608 | 17.5178 | 1
29.2281 | 34.2162 | 1
51.8972 | 0.19605 | 1
69.3071 | 33.2491 | 1
12.5771 | 0.018672 | 1
48.1776 | 59.9145 | 1
61.1265 | 52.2501 | 1
85.2878 | 32.6197 | 1
70.3186 | 30.2959 | 1
65.4517 | 50.7848 | 1
57.2331 | 0.14009 | 1
96.0369 | 47.3441 | 1
54.8104 | 31.3762 | 1
57.6539 | 5.1326 | 1
42.5302 | -4.254 | 1
68.6759 | -0.50475 | 1
32.8634 | 63.5748 | 1
71.6288 | 27.6806 | 1
12.0039 | 52.9383 | 1
14.9413 | 44.2493 | 1
13.2444 | 0.21385 | 1
36.0431 | 59.8532 | 1
87.1373 | 26.8094 | 1
3.2708 | -11.052 | 1
14.8025 | 47.558 | 1
91.8114 | 16.8954 | 1
78.6917 | 68.0543 | 1
76.2195 | 18.3589 | 1
62.7452 | -3.385 | 1
90.3712 | 28.4474 | 1
78.7372 | 68.0686 | 1
60.5294 | -17.3171 | 1
59.5263 | 35.8531 | 1
3.7467 | 56.9703 | 1
90.3602 | 4.7278 | 1
78.4901 | 6.9496 | 1
87.1697 | -1.3513 | 1
44.8071 | -11.1323 | 1
62.3852 | 39.5535 | 1
25.4032 | 35.6924 | 1
16.4454 | -6.13 | 1
49.4908 | -23.9795 | 1
10.7199 | 26.8467 | 1
29.0957 | 5.3548 | 1
97.0862 | 9.6552 | 1
32.0902 | 51.4709 | 1
7.7604 | 9.2178 | 1
22.1705 | 20.8812 | 1
100.9135 | 18.1747 | 1
82.7031 | -25.2322 | 1
39.1026 | 24.2161 | 1
14.9033 | 35.6179 | 1
14.1562 | -7.7468 | 1
65.0532 | 0.096483 | 1
78.0792 | 13.5996 | 1
88.0462 | 31.3315 | 1
89.0065 | 57.8053 | 1
56.411 | -24.5377 | 1
21.0491 | 30.4222 | 1
51.9516 | -10.455 | 1
58.1484 | 69.5331 | 1
95.8887 | 61.6935 | 1
74.5245 | 14.2676 | 1
8.0821 | 30.8112 | 1
76.1707 | 16.6476 | 1
63.5178 | 15.8046 | 1
44.5366 | 28.0039 | 1
94.3705 | 10.7 | 1
59.404 | -2.8127 | 1
83.6863 | 40.7175 | 1
94.4359 | -17.5018 | 1
38.9788 | -7.8679 | 1
77.17 | 16.0807 | 1
16.7186 | 61.9849 | 1
4.3987 | -10.0718 | 1
77.3057 | -16.8884 | 1
34.9049 | -5.9644 | 1
69.0736 | 67.4811 | 1
24.7352 | -22.7569 | 1
59.767 | 58.6568 | 1
28.0935 | 34.1933 | 1
80.492 | 50.5813 | 1
79.2114 | 49.5266 | 1
6.8153 | 18.5869 | 1
87.2689 | 0.61227 | 1
34.2559 | -27.3703 | 1
33.0857 | -27.6021 | 1
42.9022 | -19.2701 | 1
67.177 | 47.5934 | 1
40.6021 | 41.3061 | 1
44.963 | 61.9778 | 1
40.4991 | 32.3329 | 1
14.9388 | -3.5893 | 1
38.5153 | -20.0973 | 1
1.8895 | 48.671 | 1
45.7723 | 44.5024 | 1
84.9321 | 67.4511 | 1
29.4126 | 68.3276 | 1
81.3903 | 39.9121 | 1
48.6967 | -1.3835 | 1
52.5521 | 7.6982 | 1
39.3055 | 67.9786 | 1
57.2229 | 35.7638 | 1
100.9521 | -12.811 | 1
49.4433 | 14.7716 | 1
28.2029 | 16.9139 | 1
30.6336 | -5.8301 | 1
100.4134 | 63.0847 | 1
31.5438 | 61.3909 | 1
8.7997 | 43.5105 | 1
20.4934 | 66.5099 | 1
15.3399 | -20.2584 | 1
78.9879 | 58.2675 | 1
5.7035 | 55.5397 | 1
52.2169 | -17.1139 | 1
52.886 | 55.9508 | 1
3.3855 | 17.3601 | 1
42.6257 | 17.689 | 1
31.2919 | 44.4304 | 1
42.9805 | 51.4111 | 1
97.2495 | 39.0823 | 1
59.4995 | -7.6591 | 1
91.4065 | -19.2924 | 1
37.5359 | -16.5814 | 1
86.9069 | 37.2689 | 1
84.0366 | 68.0418 | 1
93.208 | 24.8855 | 1
74.2683 | 59.0221 | 1
5.9159 | 28.9371 | 1
37.4854 | -9.6272 | 1
10.5151 | -23.8784 | 1
62.5693 | 42.8621 | 1
82.241 | 25.3065 | 1
85.0433 | 66.2305 | 1
83.1522 | 60.3829 | 1
38.2355 | -19.1692 | 1
66.1712 | 45.939 | 1
0.99896 | 39.3897 | 1
89.5429 | -28.7122 | 1
25.4609 | -22.3686 | 1
8.2289 | -26.6848 | 1
69.7447 | 5.681 | 1
45.6161 | 1.1353 | 1
19.7759 | -13.1032 | 1
58.9722 | 51.0304 | 1
6.1465 | 61.6792 | 1
52.2645 | 42.3507 | 1
49.9154 | -2.2102 | 1
56.1869 | 1.531 | 1
31.6961 | 55.6649 | 1
73.0762 | 40.1173 | 1
28.732 | -28.9448 | 1
94.1236 | 64.8332 | 1
23.1799 | 10.9687 | 1
74.1088 | 38.0076 | 1
49.1271 | 20.7299 | 1
20.5773 | 8.7176 | 1
96.7326 | 60.9136 | 1
56.2521 | -20.3852 | 1
23.6472 | 21.212 | 1
66.2591 | 19.3808 | 1
10.6249 | 0.70782 | 1
10.0069 | -2.5283 | 1
32.1689 | 20.4109 | 1
4.5931 | -19.0994 | 1
64.4856 | 0.30561 | 1
66.4029 | -25.2328 | 1
97.062 | 6.3863 | 1
26.3355 | 46.7536 | 1
86.6651 | 41.0664 | 1
4.94 | 59.9493 | 1
51.8348 | 28.1878 | 1
43.0086 | 67.8433 | 1
85.6025 | 44.5496 | 1
100.1799 | 15.8942 | 1
81.8173 | 3.737 | 1
52.0271 | -24.8878 | 1
82.7617 | 11.7945 | 1
13.7807 | -1.4093 | 1
46.9432 | 48.3828 | 1
7.1961 | 42.159 | 1
43.2703 | 54.8201 | 1
50.4999 | 16.1634 | 1
40.6077 | 67.4188 | 1
11.7799 | -1.9097 | 1
47.0959 | -1.631 | 1
49.4802 | 65.3421 | 1
69.3238 | 19.8634 | 1
61.1356 | 67.2176 | 1
9.5747 | 49.9955 | 1
75.3724 | 59.1735 | 1
14.4448 | 25.4407 | 1
39.5175 | 41.672 | 1
40.2698 | 9.0652 | 1
100.694 | -25.5813 | 1
75.7515 | 51.1006 | 1
39.0624 | 67.1884 | 1
59.8304 | -5.5267 | 1
86.1405 | 57.7491 | 1
21.9544 | 24.1871 | 1
24.5135 | 54.4513 | 1
13.0312 | 55.6867 | 1
93.9325 | -15.9711 | 1
61.7211 | 0.81236 | 1
11.2003 | 54.6287 | 1
5.8078 | 64.9069 | 1
64.7494 | 20.887 | 1
91.4546 | -26.0318 | 1
90.8962 | 37.0471 | 1
30.2756 | 3.8668 | 1
41.432 | 4.925 | 1
31.5571 | 47.2484 | 1
65.9301 | 11.4572 | 1
98.1709 | 41.0192 | 1
93.9974 | 25.7669 | 1
18.6543 | -7.9827 | 1
63.9355 | 4.3295 | 1
42.0287 | -29.9066 | 1
44.9757 | -25.3097 | 1
39.57 | 2.4728 | 1
11.5085 | -23.2137 | 1
20.1224 | -5.5001 | 1
50.4451 | -11.142 | 1
6.9316 | 46.3203 | 1
32.0264 | 63.5022 | 1
21.6466 | 38.4323 | 1
41.8101 | 30.1115 | 1
5.4515 | 66.2974 | 1
22.8978 | -27.3221 | 1
79.6521 | -1.286 | 1
65.8705 | 28.0236 | 1
54.9981 | 17.8421 | 1
76.7495 | 24.3187 | 1
13.2067 | -23.2811 | 1
88.0221 | -17.8199 | 1
4.9778 | 31.2551 | 1
40.5284 | -3.6657 | 1
68.8259 | -18.3217 | 1
35.2155 | -14.0847 | 1
49.2478 | -28.4328 | 1
39.3887 | 8.0754 | 1
96.8091 | 11.883 | 1
69.8575 | 48.8014 | 1
33.435 | 0.45229 | 1
21.4367 | -0.69158 | 1
70.0907 | 3.0145 | 1
18.7776 | 19.5529 | 1
93.3623 | 41.5446 | 1
67.1055 | 5.8301 | 1
82.8363 | 43.3435 | 1
35.0211 | 50.6842 | 1
73.9734 | 14.5251 | 1
17.4967 | -19.3804 | 1
45.034 | 26.0259 | 1
89.4102 | 50.882 | 1
4.581 | 50.4057 | 1
96.2544 | 59.3132 | 1
55.1366 | 8.783 | 1
12.2776 | 19.7886 | 1
60.2466 | 55.3921 | 1
41.9836 | -15.3881 | 1
81.3899 | 29.182 | 1
21.7949 | 51.248 | 1
92.7581 | 32.2771 | 1
45.7812 | 8.3122 | 1
32.9474 | -28.027 | 1
38.9593 | 4.3734 | 1
14.2996 | 44.5056 | 1
48.4989 | 19.9966 | 1
47.4343 | 56.0526 | 1
71.6915 | 48.4439 | 1
16.4588 | 49.4477 | 1
66.6081 | -25.8641 | 1
89.7008 | 68.8191 | 1
57.5586 | -11.5673 | 1
92.6384 | 9.022 | 1
22.6445 | 9.0595 | 1
34.2156 | 36.319 | 1
77.9622 | 26.8223 | 1
47.219 | -16.0656 | 1
100.0915 | 31.6097 | 1
4.3995 | -5.457 | 1
81.4136 | 22.547 | 1
95.6469 | 68.4802 | 1
63.948 | -7.1629 | 1
74.0349 | -3.0387 | 1
96.3532 | 20.4336 | 1
76.3868 | 13.374 | 1
93.9766 | 29.4085 | 1
84.7659 | 64.581 | 1
67.1763 | 15.8618 | 1
97.1265 | -26.4236 | 1
23.3202 | -15.6888 | 1
99.5664 | 48.3262 | 1
72.0509 | 69.1332 | 1
50.6748 | -24.2267 | 1
91.3185 | 58.9746 | 1
91.3038 | 66.6791 | 1
85.4163 | -6.6673 | 1
80.1097 | 45.1711 | 1
78.7337 | 53.6433 | 1
19.4623 | 32.9826 | 1
35.0454 | 37.0447 | 1
85.88 | 44.769 | 1
96.8079 | 7.2301 | 1
55.9621 | 24.4505 | 1
11.734 | 8.4993 | 1
6.5234 | 8.9002 | 1
55.4658 | -19.6017 | 1
5.1267 | 37.0828 | 1
54.9265 | 19.3323 | 1
65.4633 | 52.4516 | 1
84.7223 | 4.1265 | 1
4.1707 | -1.2925 | 1
16.7523 | 19.7366 | 1
96.0162 | 61.7779 | 1
98.0471 | 23.7619 | 1
8.402 | 61.4608 | 1
62.1666 | 19.1103 | 1
29.5083 | 46.267 | 1
79.7104 | 11.8986 | 1
73.4493 | 46.6755 | 1
4.8227 | -5.2105 | 1
21.1501 | 34.6178 | 1
67.8096 | 42.3091 | 1
14.5877 | 14.4927 | 1
62.277 | -3.1942 | 1
51.5221 | 4.6889 | 1
38.6493 | -15.8912 | 1
67.135 | -13.6669 | 1
100.6905 | -20.711 | 1
73.1788 | 3.9107 | 1
25.3301 | -27.2918 | 1
94.3739 | -13.6028 | 1
59.3265 | -10.3358 | 1
70.1888 | -11.6803 | 1
46.2862 | 68.2789 | 1
54.2595 | -24.6159 | 1
38.0121 | 64.4813 | 1
37.7741 | 52.9341 | 1
58.5508 | -2.9199 | 1
0.97922 | -8.6961 | 1
2.514 | -10.5868 | 1
83.9039 | 32.2518 | 1
49.7535 | -5.2592 | 1
41.9205 | -4.9001 | 1
17.3229 | 56.2689 | 1
97.3253 | 23.7483 | 1
55.5385 | 18.748 | 1
98.1947 | -28.3904 | 1
61.7581 | 30.2734 | 1
42.0948 | 47.0267 | 1
68.2556 | -8.6943 | 1
88.4125 | 6.05 | 1
67.2736 | 67.985 | 1
31.5946 | 17.7419 | 1
88.7713 | -4.461 | 1
92.2263 | -21.5551 | 1
19.7087 | 7.1829 | 1
72.5172 | 18.6405 | 1
40.6218 | -17.5084 | 1
32.0308 | -29.9381 | 1
78.6679 | 7.1274 | 1
64.049 | 53.4337 | 1
92.4553 | -20.8801 | 1
44.4566 | 4.9384 | 1
43.6799 | 68.1778 | 1
15.5434 | -26.3359 | 1
79.6527 | 42.2777 | 1
20.2146 | 67.7459 | 1
63.7007 | -12.0365 | 1
90.3775 | -11.7364 | 1
50.6323 | 5.0798 | 1
4.556 | 25.5046 | 1
74.2253 | 40.9967 | 1
5.593 | -19.2867 | 1
64.3298 | 43.6122 | 1
58.2235 | 8.7633 | 1
71.9965 | 0.52225 | 1
42.4752 | 67.614 | 1
4.8596 | -15.5686 | 1
22.0406 | -0.048136 | 1
66.2662 | 13.7231 | 1
57.749 | 9.7587 | 1
13.9066 | 6.9542 | 1
84.9219 | 42.1627 | 1
18.865 | 24.5779 | 1
49.5313 | 45.7885 | 1
54.0177 | -6.689 | 1
40.0083 | 68.8298 | 1
86.6105 | 63.4397 | 1
28.4202 | -16.8816 | 1
16.414 | -26.6403 | 1
39.0821 | 3.6562 | 1
95.5233 | -20.221 | 1
21.6364 | 25.3146 | 1
4.7603 | 61.1261 | 1
25.405 | -16.1398 | 1
36.1385 | 8.0381 | 1
82.9861 | -10.4414 | 1
98.9603 | 38.7343 | 1
17.3459 | 14.5787 | 1
70.5612 | 37.3023 | 1
32.4194 | 53.8308 | 1
4.296 | 44.5301 | 1
80.6297 | 66.7864 | 1
40.9143 | -25.2145 | 1
99.6199 | 15.3929 | 1
73.5159 | 68.1397 | 1
75.3012 | 44.4111 | 1
42.4587 | -12.2765 | 1
20.9961 | -26.6363 | 1
8.142 | 25.1606 | 1
3.9767 | -27.1673 | 1
17.5569 | 23.126 | 1
74.5211 | -1.8139 | 1
19.4746 | 49.1918 | 1
51.9505 | -0.85353 | 1
73.6497 | 40.2376 | 1
99.9877 | 4.2485 | 1
42.1834 | -4.1036 | 1
27.7013 | 9.4847 | 1
100.4527 | 54.5991 | 1
53.9912 | -15.9087 | 1
39.0615 | 42.9586 | 1
1.975 | 55.3299 | 1
88.1455 | -12.5034 | 1
8.544 | 55.9584 | 1
61.002 | -29.2351 | 1
2.9898 | 8.8328 | 1
94.0478 | -14.8997 | 1
65.63 | -22.4045 | 1
74.9904 | -16.6651 | 1
74.164 | 25.7124 | 1
32.8688 | -10.4441 | 1
30.7892 | 40.8117 | 1
59.1843 | 61.1443 | 1
2.6942 | 7.3579 | 1
43.1689 | 12.8999 | 1
38.0793 | 6.2012 | 1
53.0676 | 55.3735 | 1
55.4334 | 63.2453 | 1
42.6282 | 4.0059 | 1
49.9745 | 61.894 | 1
87.3271 | 20.523 | 1
1.6723 | 24.2612 | 1
66.8379 | 46.3666 | 1
58.9654 | 21.7759 | 1
98.8714 | 8.8885 | 1
54.7641 | 13.285 | 1
80.71 | 46.3876 | 1
0.76588 | -23.2306 | 1
21.4664 | 13.6121 | 1
85.2801 | 47.3869 | 1
68.8068 | 29.5041 | 1
22.7894 | 38.2432 | 1
74.2162 | 39.8063 | 1
74.4127 | 26.8505 | 1
14.518 | 21.5219 | 1
33.9393 | 45.3405 | 1
2.7846 | -6.6469 | 1
84.8141 | 1.5556 | 1
60.2836 | 69.146 | 1
43.9115 | 54.8091 | 1
23.9637 | 30.0412 | 1
10.458 | -12.6784 | 1
56.8059 | 32.7658 | 1
63.6628 | 33.9445 | 1
34.2645 | 68.8412 | 1
3.7661 | -15.2249 | 1
27.9253 | 51.6641 | 1
42.4107 | 58.7925 | 1
69.0855 | -22.8718 | 1
76.5028 | 3.9025 | 1
24.0397 | -16.4958 | 1
43.7679 | -14.589 | 1
73.0277 | -5.539 | 1
98.5697 | 33.6139 | 1
26.1938 | 20.0155 | 1
45.0085 | -23.6731 | 1
67.1946 | 55.1644 | 1
29.7773 | 39.6007 | 1
85.5356 | -3.8529 | 1
50.4468 | -0.057245 | 1
74.1606 | 8.8965 | 1
91.9257 | 11.6183 | 1
78.9699 | 53.0495 | 1
78.026 | 27.5485 | 1
46.8032 | 38.5199 | 1
58.6217 | -7.3116 | 1
100.4222 | 21.7763 | 1
82.1178 | -8.9062 | 1
31.1665 | 45.6729 | 1
95.8156 | -1.4325 | 1
2.5078 | 9.9307 | 1
90.9364 | 36.5888 | 1
95.5587 | -26.1219 | 1
54.6999 | -13.544 | 1
29.7113 | -22.4832 | 1
10.9532 | 46.348 | 1
54.2951 | 8.0221 | 1
83.3344 | 66.275 | 1
9.4791 | 12.2357 | 1
80.6169 | 13.0611 | 1
93.7904 | 29.7506 | 1
96.0356 | 26.3961 | 1
24.0458 | 58.4608 | 1
82.5256 | 24.8301 | 1
8.0021 | 18.8204 | 1
59.3454 | 52.0384 | 1
94.3051 | 42.2078 | 1
83.5025 | -20.984 | 1
27.9585 | 32.8238 | 1
11.8545 | -22.0389 | 1
71.2869 | -22.5581 | 1
23.8169 | 37.0051 | 1
71.4675 | 45.7579 | 1
39.1549 | 68.695 | 1
62.6836 | 34.5231 | 1
8.8006 | -14.6141 | 1
31.2377 | 60.7033 | 1
96.497 | 19.0358 | 1
74.843 | 37.7022 | 1
31.3022 | -3.3642 | 1
66.7541 | 38.3297 | 1
32.7537 | 8.7578 | 1
3.9488 | 41.7973 | 1
87.441 | -23.74 | 1
88.8435 | 18.0541 | 1
56.8739 | -18.8103 | 1
2.6279 | 41.4918 | 1
53.1432 | 5.1354 | 1
62.5145 | -18.3992 | 1
73.9076 | -3.4044 | 1
61.1059 | 8.1788 | 1
51.9802 | 33.478 | 1
64.2445 | 42.3777 | 1
62.6005 | -22.6195 | 1
55.825 | -25.1629 | 1
75.4414 | -23.0666 | 1
66.2787 | -21.0258 | 1
12.0788 | 64.3545 | 1
26.7573 | 49.1419 | 1
26.8369 | 38.4976 | 1
37.5773 | -22.9393 | 1
26.4004 | -5.0682 | 1
4.0233 | 48.7107 | 1
1.7092 | 3.906 | 1
85.5711 | -8.3949 | 1
74.5175 | 16.8751 | 1
27.4956 | 60.8521 | 1
63.4194 | -13.1418 | 1
17.7089 | 32.1827 | 1
40.095 | 28.0057 | 1
0.044219 | 42.7018 | 1
35.6512 | 40.3627 | 1
65.4324 | 69.4906 | 1
41.2672 | -5.3149 | 1
76.3012 | 17.3454 | 1
55.4152 | -3.993 | 1
98.6272 | 59.6281 | 1
57.1684 | 51.2896 | 1
32.0275 | 62.9455 | 1
97.7438 | 41.8281 | 1
27.0942 | 34.0328 | 1
88.6112 | 5.9126 | 1
47.5828 | 35.5358 | 1
26.9285 | 13.537 | 1
63.6058 | -16.325 | 1
66.4779 | 61.1233 | 1
12.783 | 49.172 | 1
44.8993 | -20.8389 | 1
41.4198 | -11.963 | 1
58.8421 | 32.148 | 1
51.7068 | 35.0166 | 1
39.9904 | 40.6788 | 1
17.3131 | -24.6549 | 1
52.5293 | 40.577 | 1
44.5135 | 45.3094 | 1
36.8454 | 68.938 | 1
11.2734 | 3.099 | 1
91.9395 | 7.0227 | 1
46.6444 | 51.7593 | 1
34.7827 | 14.4787 | 1
9.0414 | 57.9834 | 1
43.9394 | 27.0467 | 1
76.2252 | 10.9149 | 1
100.9359 | 25.0684 | 1
49.4679 | -17.4378 | 1
45.3733 | 68.7922 | 1
1.8336 | 41.1189 | 1
87.0243 | -21.8835 | 1
29.1257 | 38.4364 | 1
54.5417 | -26.3549 | 1
3.3623 | -29.6402 | 1
24.2324 | 5.9079 | 1
14.2353 | -15.359 | 1
11.3312 | 9.7726 | 1
37.8623 | -26.7871 | 1
47.8817 | -7.2197 | 1
78.4116 | -12.6781 | 1
11.9081 | 32.9733 | 1
100.1721 | 50.1161 | 1
66.9596 | 23.002 | 1
63.0247 | 41.5355 | 1
10.152 | 40.104 | 1
14.8289 | -23.2019 | 1
46.0328 | -17.2431 | 1
16.33 | 31.3094 | 1
60.951 | 18.2754 | 1
62.44 | 66.4373 | 1
7.3478 | -17.961 | 1
55.3574 | 4.9127 | 1
81.1641 | 68.9507 | 1
56.0666 | 0.59141 | 1
83.8142 | 68.2038 | 1
1.8881 | 47.3406 | 1
28.8029 | -28.6416 | 1
92.1503 | 62.2629 | 1
2.324 | 33.9258 | 1
68.112 | 42.9424 | 1
25.9326 | 11.0365 | 1
73.565 | 58.5444 | 1
58.3583 | 61.3985 | 1
96.7837 | 15.3511 | 1
16.1542 | 69.7224 | 1
86.96 | 61.7465 | 1
15.8014 | 6.3577 | 1
88.5881 | -15.8506 | 1
95.1649 | 41.1451 | 1
22.8919 | 2.1203 | 1
78.2656 | 61.4151 | 1
75.6135 | -17.5628 | 1
55.6949 | 33.3362 | 1
30.7515 | 34.1897 | 1
59.6313 | -16.0271 | 1
3.218 | 21.1257 | 1
70.5756 | 9.6154 | 1
13.7456 | -0.9085 | 1
62.6961 | 26.6531 | 1
39.4447 | 53.4532 | 1
82.1378 | 57.8453 | 1
75.0844 | -24.294 | 1
10.869 | 48.8686 | 1
25.4233 | -16.6 | 1
21.8674 | 23.2752 | 1
29.8639 | 7.3048 | 1
42.2442 | 69.5536 | 1
34.2971 | 52.5926 | 1
28.9037 | 57.2392 | 1
10.1038 | 10.062 | 1
5.8305 | 22.6285 | 1
48.5884 | 68.9885 | 1
31.2829 | 56.416 | 1
14.434 | 35.98 | 1
90.737 | 34.6623 | 1
95.3367 | -27.8249 | 1
95.5459 | 50.1653 | 1
21.1974 | 22.4241 | 1
37.4612 | 59.5295 | 1
43.4896 | 38.4769 | 1
90.6795 | 61.844 | 1
59.9573 | 30.1422 | 1
26.2027 | -1.4268 | 1
87.1933 | 46.0185 | 1
17.2106 | 37.7938 | 1
12.8866 | 62.6588 | 1
12.5841 | 51.9156 | 1
2.325 | 6.19 | 1
6.7803 | 33.0079 | 1
1.8272 | 2.1162 | 1
9.2093 | -25.9609 | 1
54.2011 | -20.1992 | 1
83.3734 | 69.8696 | 1
26.7606 | -12.918 | 1
37.9611 | -21.1337 | 1
72.9043 | 50.5068 | 1
45.16 | 6.3208 | 1
46.1703 | 66.3162 | 1
2.2271 | 19.1053 | 1
8.7028 | 33.6942 | 1
90.8026 | 33.6631 | 1
81.3637 | 42.0271 | 1
79.5014 | 68.68 | 1
8.3313 | 63.0424 | 1
24.4183 | 8.0764 | 1
62.8251 | 69.3906 | 1
42.0331 | -16.9237 | 1
82.1263 | 20.4041 | 1
6.0682 | 69.2089 | 1
97.858 | -17.1639 | 1
35.4215 | 12.6149 | 1
99.1222 | 53.6112 | 1
27.7222 | 55.6545 | 1
14.4724 | 2.5266 | 1
98.4532 | 11.8489 | 1
86.4739 | -16.189 | 1
98.5489 | -13.437 | 1
7.1937 | 51.871 | 1
35.0763 | -2.1094 | 1
8.3451 | -6.6236 | 1
82.1786 | -19.8679 | 1
58.5494 | -28.5117 | 1
75.1565 | 54.4197 | 1
53.3402 | 22.3121 | 1
23.9798 | 20.0194 | 1
93.9687 | 8.9765 | 1
50.8706 | 19.0166 | 1
27.9744 | 31.7027 | 1
73.2226 | 6.9198 | 1
79.0968 | -20.8747 | 1
54.5426 | 66.0012 | 1
48.486 | 48.6262 | 1
38.1498 | -22.1822 | 1
8.9373 | -4.846 | 1
77.4067 | 13.6037 | 1
48.4123 | 58.3646 | 1
16.5545 | 57.4348 | 1
28.1488 | 46.7797 | 1
67.1974 | -8.7769 | 1
0.7418 | 46.9781 | 1
40.1787 | 44.2625 | 1
10.5614 | -4.1411 | 1
6.4603 | 55.9212 | 1
82.8399 | 51.7472 | 1
50.1773 | -18.1119 | 1
70.5068 | -3.9676 | 1
16.5988 | 23.814 | 1
20.0735 | 21.691 | 1
36.8443 | 8.9946 | 1
59.1299 | 39.3182 | 1
100.8854 | 58.0609 | 1
72.5601 | 54.005 | 1
65.2552 | -26.4895 | 1
11.2448 | 32.1292 | 1
19.3282 | 46.7862 | 1
8.0972 | 57.0891 | 1
53.6093 | 61.7186 | 1
36.4178 | 44.4557 | 1
2.3425 | 28.0138 | 1
97.5926 | -6.6313 | 1
41.2775 | 65.6684 | 1
23.1022 | 8.5902 | 1
36.1865 | 36.8153 | 1
97.1127 | 35.3473 | 1
80.6274 | 36.809 | 1
47.7605 | -12.8764 | 1
27.9431 | 67.1905 | 1
37.6932 | 14.6863 | 1
94.587 | 19.4895 | 1
78.2034 | -7.4383 | 1
78.501 | 9.2249 | 1
65.4194 | 65.9344 | 1
83.1186 | 68.7534 | 1
83.3021 | 10.173 | 1
50.54 | 53.2088 | 1
89.0194 | 46.5212 | 1
62.7456 | 45.2011 | 1
84.0405 | 39.9216 | 1
33.4503 | 64.5347 | 1
52.3328 | 11.7466 | 1
81.9093 | 18.0252 | 1
46.0107 | -13.2064 | 1
37.2808 | 17.5327 | 1
68.8684 | -27.9517 | 1
88.912 | 27.5035 | 1
32.6746 | -25.6553 | 1
66.5591 | 47.8696 | 1
44.31 | 58.9221 | 1
87.1779 | 16.1093 | 1
24.8366 | 10.2955 | 1
19.8181 | -12.5002 | 1
73.1297 | 27.0293 | 1
8.2287 | 41.4993 | 1
84.9984 | 20.3082 | 1
34.4785 | 36.7923 | 1
47.0556 | 58.5081 | 1
63.6307 | 54.6455 | 1
8.8272 | 68.8332 | 1
88.7304 | 51.7802 | 1
62.972 | -5.9992 | 1
85.0127 | 53.3988 | 1
46.8591 | 7.0997 | 1
60.1344 | 9.6816 | 1
31.1845 | -29.0061 | 1
23.3727 | 9.6265 | 1
29.8674 | 36.6928 | 1
89.2253 | 64.3269 | 1
64.8731 | -9.2139 | 1
96.2774 | -2.3225 | 1
36.3784 | -23.7686 | 1
92.9216 | 23.1274 | 1
10.9431 | -2.6922 | 1
32.3784 | -11.0509 | 1
7.4769 | 57.6048 | 1
15.1575 | -18.549 | 1
39.3842 | 32.6563 | 1
83.5796 | 2.849 | 1
47.2844 | 40.6116 | 1
67.398 | 11.1961 | 1
66.1835 | 40.3664 | 1
32.2733 | -9.6032 | 1
78.6225 | -29.0436 | 1
37.8517 | 65.7222 | 1
39.9782 | 41.2071 | 1
12.2329 | 45.7681 | 1
83.6553 | 45.0515 | 1
29.9204 | 66.0379 | 1
15.2079 | 67.2759 | 1
46.5623 | 49.3392 | 1
11.0359 | -3.3052 | 1
45.5723 | 7.5206 | 1
90.0853 | 64.5028 | 1
94.6489 | 53.4416 | 1
78.1677 | -20.5016 | 1
25.67 | 31.6895 | 1
33.9941 | -22.0403 | 1
38.1309 | 12.0793 | 1
51.0254 | 42.7012 | 1
95.9047 | -19.9533 | 1
68.6311 | -10.5492 | 1
18.3491 | -15.639 | 1
95.4433 | 59.0868 | 1
27.6224 | 60.9313 | 1
64.5664 | 53.6259 | 1
3.9645 | 48.7157 | 1
25.4758 | 19.5795 | 1
65.1868 | -22.3895 | 1
64.2732 | -10.7043 | 1
51.5367 | 7.1712 | 1
35.9664 | -3.9081 | 1
49.0277 | -15.4006 | 1
68.1164 | -6.771 | 1
58.1152 | 34.9387 | 1
70.3919 | 42.2611 | 1
0.3382 | 56.6427 | 1
12.8779 | -22.2815 | 1
21.5436 | 11.072 | 1
50.2151 | 40.2876 | 1
0.3839 | 21.4606 | 1
67.4053 | -11.4881 | 1
32.3127 | -13.9068 | 1
34.7505 | 16.3039 | 1
98.9592 | 42.0964 | 1
33.1928 | 62.0616 | 1
36.5821 | 53.5707 | 1
13.0097 | -27.1791 | 1
47.7571 | 66.9223 | 1
66.1992 | -19.2926 | 1
75.3382 | -25.99 | 1
96.0981 | -11.3056 | 1
42.9182 | -16.6026 | 1
7.748 | 19.0188 | 1
79.7389 | -5.9119 | 1
32.1283 | 48.7708 | 1
15.1418 | 67.2441 | 1
29.5064 | 12.5736 | 1
92.3807 | 18.248 | 1
92.8851 | 39.4844 | 1
63.9466 | 44.7582 | 1
65.1516 | 4.2505 | 1
95.2805 | 10.7852 | 1
45.7322 | 19.3377 | 1
48.2685 | -24.292 | 1
60.4973 | 39.9664 | 1
56.398 | -2.1376 | 1
76.1675 | 8.2932 | 1
14.5883 | 48.5885 | 1
74.3973 | -14.658 | 1
78.4669 | 1.18 | 1
41.1156 | -7.115 | 1
47.5302 | -9.1057 | 1
58.2677 | -22.7944 | 1
21.9994 | 47.2109 | 1
21.3604 | -4.0249 | 1
12.722 | 14.1724 | 1
36.6983 | 32.5169 | 1
66.4235 | 64.3361 | 1
43.6118 | 58.0893 | 1
67.7267 | 6.8859 | 1
50.834 | 27.4318 | 1
77.5896 | -1.6284 | 1
98.9524 | -14.4275 | 1
68.0332 | 60.9317 | 1
55.1722 | -8.0528 | 1
98.5226 | 31.6032 | 1
40.855 | -28.7944 | 1
0.079501 | -8.8397 | 1
46.64 | 52.0271 | 1
99.9756 | 3.7091 | 1
46.5297 | -22.1531 | 1
92.6338 | 28.4096 | 1
18.1166 | 22.7503 | 1
100.5355 | -22.83 | 1
89.3612 | 15.08 | 1
33.0063 | 41.1124 | 1
21.5695 | 0.99131 | 1
66.5436 | 23.1226 | 1
52.5588 | 34.3816 | 1
65.6415 | -23.5123 | 1
30.8512 | 31.1817 | 1
91.9223 | 50.3816 | 1
47.4297 | 25.5274 | 1
95.246 | 48.9643 | 1
59.5437 | -11.0979 | 1
21.3825 | 25.5618 | 1
17.9286 | 57.0032 | 1
31.2477 | -10.6091 | 1
94.7851 | -23.8466 | 1
32.8913 | -1.1229 | 1
25.8933 | -27.8587 | 1
37.4737 | -17.7228 | 1
0.44787 | 33.3112 | 1
92.4534 | -7.6865 | 1
7.9325 | 2.885 | 1
15.5693 | 19.4972 | 1
45.5794 | 7.1167 | 1
63.3686 | 40.8815 | 1
6.1386 | -29.1637 | 1
75.5987 | 23.6742 | 1
29.7384 | 12.0245 | 1
1.7061 | 33.0077 | 1
61.2957 | 14.6954 | 1
82.2604 | 42.4244 | 1
68.2928 | 35.7226 | 1
11.0765 | 48.2825 | 1
48.0611 | 7.8581 | 1
30.4448 | 52.8425 | 1
57.9311 | -22.7195 | 1
22.9719 | 68.3668 | 1
49.9519 | 2.8521 | 1
89.4879 | 13.9057 | 1
16.5606 | 41.8059 | 1
84.4967 | 21.8149 | 1
72.4163 | -20.7937 | 1
12.9579 | 41.6019 | 1
10.3169 | 56.622 | 1
18.3867 | -28.8281 | 1
30.3005 | 48.0722 | 1
56.354 | 57.9808 | 1
76.52 | -4.304 | 1
70.4339 | 45.0367 | 1
76.9214 | 28.9288 | 1
60.2083 | 53.4861 | 1
41.3963 | -17.8344 | 1
2.7214 | 16.3102 | 1
29.4025 | 34.1544 | 1
62.0778 | -4.4503 | 1
83.8654 | 25.2292 | 1
63.6032 | 0.55595 | 1
25.0026 | 32.8439 | 1
17.7902 | -0.49979 | 1
68.2178 | 22.7839 | 1
85.1681 | 5.5353 | 1
41.6091 | -18.7153 | 1
25.4517 | 58.9254 | 1
33.3745 | 30.6629 | 1
8.1493 | 21.5005 | 1
82.1517 | -15.5629 | 1
91.1142 | -0.76605 | 1
27.4744 | 25.1788 | 1
71.4526 | -29.446 | 1
100.9541 | 41.9477 | 1
49.3485 | 6.0058 | 1
68.2494 | 21.8555 | 1
15.7642 | 37.16 | 1
32.8805 | 59.0394 | 1
97.7487 | 62.5427 | 1
66.1048 | -3.4613 | 1
47.9057 | -7.2576 | 1
49.8818 | 42.2187 | 1
52.2533 | -5.0917 | 1
53.9605 | -26.8812 | 1
74.3031 | 4.7677 | 1
38.3295 | 64.5136 | 1
69.7386 | -21.8524 | 1
13.0652 | -24.1924 | 1
37.7139 | 42.9043 | 1
89.3299 | -4.3556 | 1
33.8514 | 50.3292 | 1
27.6996 | 18.3414 | 1
71.2096 | 2.8529 | 1
49.0292 | -3.19 | 1
74.4941 | 67.2025 | 1
24.2325 | 28.5562 | 1
54.8647 | -20.3009 | 1
54.8912 | 45.7884 | 1
59.3579 | -7.239 | 1
67.7029 | 50.2895 | 1
24.21 | 10.4672 | 1
6.8505 | 46.1438 | 1
77.7247 | -28.8531 | 1
53.1563 | 29.5468 | 1
98.033 | 38.6393 | 1
12.4891 | -9.4166 | 1
56.1316 | 67.9734 | 1
63.2379 | -17.6353 | 1
79.8544 | 19.8857 | 1
50.2665 | 27.8435 | 1
8.93 | 58.8113 | 1
56.9083 | 22.042 | 1
52.8159 | 23.7266 | 1
18.7477 | -20.2632 | 1
90.8107 | 59.4413 | 1
17.1079 | -18.5713 | 1
64.172 | 4.6953 | 1
99.6183 | 67.3336 | 1
78.8308 | 35.6335 | 1
97.7906 | 21.7697 | 1
48.5544 | 38.3402 | 1
54.7552 | 49.3252 | 1
26.6818 | -27.0385 | 1
14.6816 | 21.9164 | 1
82.9421 | 9.9418 | 1
54.7093 | 52.424 | 1
63.2562 | 57.1773 | 1
13.9432 | 48.4915 | 1
40.5192 | -15.3991 | 1
47.1802 | -15.1718 | 1
48.8604 | 58.955 | 1
26.6857 | 27.0378 | 1
62.9879 | 59.1695 | 1
94.3189 | 41.4783 | 1
93.3433 | 37.8195 | 1
58.9158 | 38.1834 | 1
95.7871 | -28.5572 | 1
9.6416 | 21.041 | 1
93.9792 | -16.2862 | 1
5.894 | 2.3001 | 1
62.3131 | 12.4751 | 1
97.6763 | 46.3062 | 1
35.0067 | 30.9532 | 1
47.0553 | 8.6391 | 1
59.8304 | 14.1302 | 1
0.95241 | 33.0349 | 1
44.9206 | 60.7073 | 1
52.2492 | 15.1675 | 1
14.003 | 36.6377 | 1
7.9173 | -4.7292 | 1
80.8893 | 35.2408 | 1
70.4068 | 66.2981 | 1
24.3407 | 54.459 | 1
63.908 | 49.3616 | 1
22.3654 | 63.4107 | 1
78.7059 | 30.7454 | 1
33.6745 | 32.3108 | 1
92.3057 | 22.4193 | 1
50.3656 | -28.5041 | 1
8.4956 | -5.4232 | 1
98.4415 | 10.2905 | 1
81.5462 | -5.2917 | 1
46.9983 | 32.5427 | 1
24.9503 | -7.3809 | 1
4.9162 | 3.779 | 1
58.2549 | 59.3211 | 1
48.8244 | 25.8384 | 1
96.8412 | 49.0551 | 1
84.882 | 49.0944 | 1
11.1632 | 23.8686 | 1
24.3639 | 8.4435 | 1
53.0655 | 33.3203 | 1
52.1109 | 48.8477 | 1
53.086 | 24.8963 | 1
61.6659 | 3.2269 | 1
17.8475 | 41.7948 | 1
66.6262 | 67.5801 | 1
44.883 | -15.9608 | 1
15.7849 | 13.4672 | 1
86.4134 | 35.3367 | 1
100.5132 | -22.6728 | 1
3.1008 | -7.0584 | 1
32.1786 | 12.8283 | 1
94.913 | 26.0749 | 1
53.6414 | 26.7618 | 1
10.2171 | 28.6606 | 1
18.8861 | 59.0956 | 1
65.1909 | 62.1738 | 1
11.3687 | -10.4998 | 1
95.7482 | 37.1359 | 1
37.2862 | 4.2603 | 1
20.6121 | 56.4615 | 1
80.0736 | 64.2764 | 1
46.7947 | 33.0802 | 1
66.7909 | 24.7189 | 1
84.6951 | -4.1086 | 1
75.3492 | 68.2087 | 1
89.276 | 69.0791 | 1
46.7266 | 43.936 | 1
35.1964 | -14.0438 | 1
32.2918 | 61.5109 | 1
47.1548 | 51.8975 | 1
7.4424 | 10.437 | 1
27.4887 | 46.9135 | 1
49.2459 | 58.0038 | 1
45.5338 | 13.9296 | 1
92.581 | 39.9184 | 1
93.0032 | -22.2268 | 1
28.1755 | 44.6991 | 1
22.6826 | 0.77057 | 1
46.3269 | 16.6461 | 1
52.9507 | 23.7785 | 1
13.7937 | -27.4757 | 1
45.9731 | 49.873 | 1
7.3672 | -11.2802 | 1
24.3583 | 7.9701 | 1
28.057 | -11.7447 | 1
42.6218 | 16.901 | 1
86.5699 | 53.8106 | 1
91.657 | 49.9201 | 1
62.221 | 33.4815 | 1
18.5459 | 31.0607 | 1
83.506 | -20.795 | 1
53.8807 | 63.64 | 1
1.946 | 67.5622 | 1
49.0925 | 1.8217 | 1
63.1999 | 65.9235 | 1
6.1796 | 22.7779 | 1
12.3782 | 14.4651 | 1
67.2958 | 56.8924 | 1
91.958 | 53.3112 | 1
8.4722 | 31.8201 | 1
86.1708 | 32.3976 | 1
71.7574 | -15.682 | 1
31.6225 | 3.0166 | 1
42.6324 | 24.3509 | 1
47.0361 | -1.0886 | 1
41.3161 | 39.6679 | 1
75.2494 | -13.9568 | 1
58.4878 | 44.6138 | 1
80.1342 | 3.8797 | 1
69.1915 | 48.6883 | 1
6.4935 | -26.0871 | 1
5.7138 | -22.7853 | 1
92.3085 | -7.8817 | 1
70.0939 | 18.38 | 1
39.5665 | 7.975 | 1
9.0382 | 8.7723 | 1
45.2644 | 7.4393 | 1
68.48 | 55.59 | 1
72.5596 | 67.6023 | 1
17.2438 | -4.7622 | 1
87.6921 | 37.4678 | 1
57.6827 | 48.2204 | 1
61.4251 | 59.7066 | 1
19.2909 | 18.8034 | 1
43.5657 | 14.3692 | 1
68.7294 | 37.9113 | 1
39.319 | -23.055 | 1
15.6056 | -24.9338 | 1
75.1133 | 8.1287 | 1
88.7563 | 27.0214 | 1
25.5458 | -1.498 | 1
40.0997 | -20.6735 | 1
87.5093 | 50.2082 | 1
82.3777 | 4.2351 | 1
34.7628 | -0.80285 | 1
28.3324 | 43.0739 | 1
50.6326 | 3.687 | 1
42.0906 | 30.5208 | 1
50.6203 | 11.0939 | 1
50.0483 | -2.3391 | 1
43.7632 | -5.6527 | 1
75.8384 | 54.5859 | 1
58.6604 | 17.0281 | 1
5.9429 | -17.4974 | 1
98.546 | 55.2072 | 1
100.4786 | 7.0564 | 1
56.2584 | 60.8682 | 1
86.8725 | 8.9159 | 1
94.9467 | 26.358 | 1
49.7671 | -12.2325 | 1
63.6765 | 12.3543 | 1
30.3314 | 66.6293 | 1
67.4267 | 41.6756 | 1
20.9829 | 53.5293 | 1
16.4031 | -3.0362 | 1
26.4077 | 28.8496 | 1
25.9322 | -13.5137 | 1
36.4924 | -14.5211 | 1
44.3172 | 37.376 | 1
25.04 | 36.7862 | 1
61.2592 | -27.9973 | 1
48.682 | -4.9622 | 1
97.0465 | 17.8384 | 1
43.2112 | -12.1755 | 1
31.3602 | 42.8156 | 1
30.6799 | 19.9603 | 1
4.9325 | -21.9114 | 1
68.147 | 42.2439 | 1
4.3309 | 65.9532 | 1
47.6347 | -3.6977 | 1
50.1791 | 2.0722 | 1
95.1494 | 67.294 | 1
84.481 | 12.2351 | 1
41.5394 | -14.0789 | 1
30.497 | -0.82923 | 1
45.8484 | -22.964 | 1
28.4118 | 68.1668 | 1
97.1068 | 0.17765 | 1
12.3778 | 61.5454 | 1
74.694 | -14.7393 | 1
74.6008 | -27.0451 | 1
49.306 | 46.678 | 1
73.1219 | 29.8979 | 1
86.6954 | -29.4249 | 1
55.3474 | 16.4197 | 1
47.3859 | 25.7914 | 1
23.5598 | 3.401 | 1
82.0797 | 47.8318 | 1
62.8059 | -5.0482 | 1
0.29648 | 16.555 | 1
53.8228 | 1.7064 | 1
44.9059 | 0.078661 | 1
6.7147 | 15.016 | 1
3.3822 | 41.6926 | 1
40.7378 | 66.0412 | 1
37.5326 | 55.8123 | 1
88.4972 | 61.9809 | 1
13.668 | 52.0766 | 1
51.5635 | -22.9978 | 1
68.6303 | 45.0688 | 1
61.6627 | -3.2674 | 1
6.459 | -17.4484 | 1
14.1214 | 40.4427 | 1
6.1381 | -10.3325 | 1
4.4996 | 50.1109 | 1
30.9926 | 43.263 | 1
76.6546 | -25.8984 | 1
81.8776 | 14.2614 | 1
78.0238 | 0.4046 | 1
81.5373 | 66.9533 | 1
94.1657 | 21.4353 | 1
99.909 | 26.3718 | 1
39.3693 | 56.8733 | 1
56.8438 | -21.3747 | 1
12.3793 | 11.5133 | 1
44.3012 | 59.6112 | 1
19.7261 | 18.723 | 1
12.5521 | 54.7793 | 1
99.9878 | 21.0271 | 1
84.7753 | 31.2675 | 1
91.0336 | -5.8651 | 1
93.3969 | 18.4173 | 1
49.6517 | 8.8115 | 1
7.5833 | 46.3679 | 1
68.5654 | 9.4635 | 1
75.7982 | 43.804 | 1
99.5062 | 41.4683 | 1
100.5589 | -28.2553 | 1
5.6565 | 43.0601 | 1
94.8599 | 34.0224 | 1
87.8222 | 6.6973 | 1
15.4013 | 49.0478 | 1
27.918 | 45.3203 | 1
100.6372 | -0.92686 | 1
67.4907 | -18.1568 | 1
85.4802 | 14.0131 | 1
98.5686 | 56.2793 | 1
51.1924 | 20.7581 | 1
16.6539 | 58.3716 | 1
29.9728 | 22.9324 | 1
32.5918 | 65.333 | 1
2.3899 | 2.3337 | 1
62.5177 | 10.2736 | 1
30.7345 | 63.4041 | 1
17.4849 | 59.7159 | 1
3.8029 | -24.1861 | 1
57.5032 | -18.1126 | 1
89.0552 | 17.4613 | 1
26.7516 | 21.63 | 1
86.7196 | 57.1729 | 1
11.3434 | 25.4467 | 1
73.2985 | -26.2144 | 1
58.6608 | 33.3189 | 1
91.371 | 1.7423 | 1
23.0221 | 7.4295 | 1
48.5713 | 35.8434 | 1
11.0584 | 11.3396 | 1
36.4251 | 45.8652 | 1
64.9869 | -4.4753 | 1
68.3502 | 22.1544 | 1
23.4931 | -1.9026 | 1
29.3117 | 66.9085 | 1
69.9154 | 2.9977 | 1
98.2284 | 68.1003 | 1
12.1476 | -27.3473 | 1
1.1086 | 20.4902 | 1
54.2011 | 53.8997 | 1
74.0706 | 27.2075 | 1
71.1662 | -12.5464 | 1
70.4909 | 31.5239 | 1
53.0559 | -10.8042 | 1
49.0905 | 49.9813 | 1
51.074 | 46.3481 | 1
61.4479 | 51.95 | 1
62.7026 | 22.1142 | 1
40.8364 | 51.3966 | 1
24.9608 | 39.4806 | 1
32.2195 | 28.6612 | 1
32.5167 | 20.6853 | 1
3.1003 | 28.1453 | 1
95.848 | 16.2809 | 1
81.7044 | 59.1771 | 1
24.6134 | 49.8708 | 1
63.8239 | -21.2799 | 1
29.2242 | 29.3633 | 1
75.9683 | -1.5291 | 1
19.1338 | 60.3268 | 1
45.1481 | 10.6362 | 1
34.9985 | 58.1708 | 1
67.4787 | -2.8347 | 1
40.5489 | 8.4747 | 1
56.7402 | 30.1884 | 1
95.7259 | 49.551 | 1
17.2269 | 59.5317 | 1
40.3315 | 62.8969 | 1
37.7064 | 58.4075 | 1
99.1242 | -5.3517 | 1
89.7023 | 63.9011 | 1
41.5016 | -20.977 | 1
22.6873 | -21.2342 | 1
93.0231 | 42.9938 | 1
19.8227 | -14.1874 | 1
18.9415 | -17.6767 | 1
56.8796 | 51.4786 | 1
51.6533 | 2.2421 | 1
69.9655 | 4.8032 | 1
31.7649 | 40.8243 | 1
1.2914 | 27.0784 | 1
39.735 | 58.7456 | 1
76.2357 | -4.6977 | 1
83.5355 | 55.026 | 1
78.0798 | -0.94284 | 1
11.9338 | 6.7757 | 1
19.316 | 53.3979 | 1
36.4293 | 25.3844 | 1
49.6216 | 29.7676 | 1
30.0474 | 53.565 | 1
92.7735 | 48.5221 | 1
4.3856 | 61.4745 | 1
60.5696 | 28.9365 | 1
25.694 | 16.0315 | 1
87.9931 | 10.2367 | 1
85.2621 | 20.1774 | 1
60.7273 | 67.4047 | 1
23.2752 | 45.4618 | 1
37.8051 | 42.8909 | 1
97.6304 | -16.4643 | 1
90.0909 | 52.7419 | 1
76.2243 | 69.2606 | 1
62.7332 | -3.8907 | 1
88.3976 | 15.4816 | 1
49.2046 | 56.3747 | 1
60.2575 | 38.7116 | 1
0.0076114 | 33.2276 | 1
51.1418 | -0.72368 | 1
50.5004 | -21.8793 | 1
8.5297 | 60.8952 | 1
78.8593 | 47.0277 | 1
51.6166 | 44.6187 | 1
32.1719 | 16.2407 | 1
52.4402 | 21.6176 | 1
90.2796 | 58.4908 | 1
17.9072 | -15.9848 | 1
36.0973 | 37.3438 | 1
46.2723 | -9.6029 | 1
20.8656 | 38.6538 | 1
11.5529 | -0.44494 | 1
84.1002 | 28.004 | 1
66.1999 | 56.8762 | 1
5.0381 | -11.2706 | 1
49.715 | 39.2525 | 1
53.0516 | 51.5768 | 1
33.2704 | 44.8207 | 1
61.4534 | -14.0954 | 1
10.8705 | 14.3962 | 1
48.9583 | -5.0814 | 1
93.7751 | 2.3463 | 1
22.0204 | 0.75961 | 1
83.941 | 65.5585 | 1
49.5872 | 49.851 | 1
58.5947 | 64.8856 | 1
38.5826 | 7.3333 | 1
74.3861 | 29.0227 | 1
92.4222 | 15.7142 | 1
58.1323 | -4.799 | 1
61.448 | -8.8574 | 1
41.5243 | 41.8965 | 1
76.0947 | -4.871 | 1
72.7394 | 11.0103 | 1
36.4205 | -11.5161 | 1
95.6348 | 60.3116 | 1
38.7975 | 44.0843 | 1
51.575 | 29.4298 | 1
66.7184 | 46.3195 | 1
22.6599 | 36.3805 | 1
51.0307 | 22.0949 | 1
24.6866 | 54.2324 | 1
48.207 | -12.7771 | 1
27.7238 | 19.5786 | 1
60.4515 | 33.7999 | 1
63.6012 | 42.1085 | 1
71.2877 | 47.7843 | 1
52.3494 | -25.7633 | 1
80.9703 | -1.8233 | 1
7.4579 | 48.1739 | 1
9.145 | 63.9367 | 1
39.1247 | 34.6606 | 1
51.9367 | 61.2118 | 1
40.756 | 2.1882 | 1
44.3615 | -6.499 | 1
46.668 | -12.4344 | 1
46.2911 | -26.1654 | 1
73.9074 | -7.2012 | 1
57.1234 | -11.512 | 1
35.879 | -9.5002 | 1
36.0646 | 62.2194 | 1
11.5282 | -15.9418 | 1
55.1661 | 15.3768 | 1
55.3824 | 68.4382 | 1
29.1704 | 4.5324 | 1
66.9313 | 17.5385 | 1
5.1281 | 35.0764 | 1
92.135 | -26.4133 | 1
78.6177 | 13.3518 | 1
6.6589 | 38.3855 | 1
88.2391 | 4.1873 | 1
84.9451 | 10.8736 | 1
81.081 | 41.0003 | 1
96.006 | 57.9984 | 1
86.0762 | -8.2962 | 1
63.2046 | 42.4582 | 1
10.4716 | 36.3535 | 1
2.5286 | 50.2088 | 1
47.4263 | 47.7115 | 1
90.4912 | -20.0144 | 1
4.7378 | 45.4424 | 1
51.3515 | -23.5803 | 1
81.7129 | 9.4292 | 1
72.3783 | 31.1434 | 1
43.0838 | 3.0733 | 1
54.1751 | 37.7817 | 1
69.5463 | 20.0171 | 1
46.8092 | 2.2182 | 1
9.6345 | 63.0005 | 1
66.7057 | 27.8019 | 1
26.0531 | -26.168 | 1
53.7972 | 65.2457 | 1
81.8012 | 30.9848 | 1
53.2178 | 19.2525 | 1
51.2192 | -15.1231 | 1
92.4103 | 48.3532 | 1
89.6896 | -22.2805 | 1
43.2488 | -24.5478 | 1
43.5281 | 18.116 | 1
20.0207 | -12.0986 | 1
73.804 | -12.2651 | 1
86.2883 | -15.5467 | 1
67.5302 | 40.611 | 1
25.5737 | 17.9814 | 1
42.96 | 1.7948 | 1
34.2582 | -13.5838 | 1
62.8467 | -6.9078 | 1
37.2131 | 51.1308 | 1
2.6536 | 0.83705 | 1
64.0819 | 40.2292 | 1
69.2529 | -13.0791 | 1
22.6997 | -29.8688 | 1
27.0682 | 4.5652 | 1
79.435 | 30.6201 | 1
68.572 | 37.8866 | 1
58.8929 | 12.6791 | 1
97.1853 | 56.992 | 1
30.5244 | 10.8507 | 1
25.3189 | 20.8865 | 1
65.4513 | -6.5078 | 1
98.1977 | 9.3334 | 1
71.7603 | 60.7472 | 1
10.6883 | -7.7867 | 1
48.1144 | -21.9156 | 1
78.6852 | 64.2004 | 1
71.6011 | 56.8299 | 1
66.2015 | 29.4785 | 1
18.8574 | 30.8271 | 1
7.5604 | -2.7806 | 1
77.2211 | -6.8646 | 1
89.0249 | 52.643 | 1
94.3593 | 22.359 | 1
50.486 | 27.7625 | 1
16.9027 | 19.7857 | 1
24.8751 | 34.1247 | 1
39.5631 | 14.435 | 1
89.3708 | 49.6558 | 1
87.3471 | -15.6816 | 1
50.1495 | 34.194 | 1
6.6385 | 59.0193 | 1
10.5494 | 65.7688 | 1
35.4442 | -1.7094 | 1
5.8294 | 55.6774 | 1
95.4391 | 46.5855 | 1
26.7681 | 30.6218 | 1
6.8661 | 20.8441 | 1
19.6874 | 19.4421 | 1
2.8097 | 31.3732 | 1
69.0246 | -8.091 | 1
44.98 | 44.7527 | 1
17.791 | 35.7201 | 1
93.2735 | 28.4594 | 1
23.286 | -12.0421 | 1
43.4165 | 4.4037 | 1
11.6657 | 69.3022 | 1
80.9296 | 49.9473 | 1
42.1052 | -5.1741 | 1
35.3065 | 60.9868 | 1
74.5602 | 10.0029 | 1
63.7338 | 5.9292 | 1
93.225 | 27.6013 | 1
12.1754 | 27.2094 | 1
52.045 | -7.8251 | 1
42.1017 | 30.8716 | 1
21.6485 | 35.5972 | 1
45.9737 | 36.0921 | 1
63.2404 | -4.7166 | 1
2.464 | 1.2739 | 1
37.3664 | -23.9308 | 1
77.4763 | -15.7264 | 1
53.1058 | 43.5715 | 1
56.3225 | 29.7912 | 1
51.42 | 40.8504 | 1
22.0118 | -2.3501 | 1
7.0145 | 28.4413 | 1
13.288 | 40.4497 | 1
8.6385 | 69.9206 | 1
62.4991 | 68.9665 | 1
92.244 | -28.9041 | 1
75.3998 | -7.0274 | 1
51.452 | 8.4901 | 1
43.9817 | 12.7392 | 1
88.1835 | 67.7853 | 1
52.4636 | 19.8302 | 1
86.632 | 31.9896 | 1
12.689 | 5.675 | 1
68.3389 | 34.4309 | 1
3.6948 | 39.2349 | 1
40.4199 | 14.2187 | 1
31.8259 | -5.0011 | 1
50.1033 | 18.916 | 1
84.413 | 15.6498 | 1
49.2024 | 4.6395 | 1
53.6224 | -11.8067 | 1
39.7158 | 30.7738 | 1
0.35285 | 21.6489 | 1
10.8759 | 69.9984 | 1
17.5568 | -5.3798 | 1
70.3664 | -18.7343 | 1
31.0225 | 46.871 | 1
86.9145 | 17.3372 | 1
40.5716 | -27.5027 | 1
67.8906 | 43.6237 | 1
17.5149 | -6.3344 | 1
10.2217 | 58.4607 | 1
86.3488 | 37.5144 | 1
100.0166 | 3.6806 | 1
9.3692 | 53.661 | 1
57.6502 | 29.0371 | 1
86.3994 | 68.8475 | 1
34.3299 | 24.1474 | 1
80.2199 | -27.6432 | 1
41.3324 | 43.1736 | 1
73.8491 | 13.1388 | 1
37.9671 | -2.8769 | 1
50.2307 | 8.0854 | 1
12.9014 | 31.0287 | 1
74.5636 | -29.5116 | 1
32.7815 | 23.1612 | 1
86.6575 | 36.1448 | 1
25.7328 | -2.7475 | 1
9.4238 | 44.6643 | 1
94.3902 | -4.212 | 1
91.7916 | 64.9378 | 1
67.2309 | 40.2457 | 1
86.8373 | 62.9392 | 1
98.6316 | 10.6316 | 1
15.4919 | 50.8964 | 1
92.7178 | 62.8047 | 1
33.979 | 58.5246 | 1
20.9208 | 0.34419 | 1
31.4283 | 38.0663 | 1
81.9613 | -8.1541 | 1
21.4744 | -10.6754 | 1
12.2569 | -25.6421 | 1
35.4206 | 11.1278 | 1
86.1026 | -3.6809 | 1
53.9634 | -29.146 | 1
93.6151 | 17.1557 | 1
97.3599 | -25.8776 | 1
5.1512 | 53.0923 | 1
54.8894 | 12.6958 | 1
78.3804 | -2.3908 | 1
4.3403 | -27.116 | 1
7.7405 | 15.646 | 1
34.6128 | 11.4321 | 1
8.8508 | 65.7872 | 1
61.268 | -2.8655 | 1
39.9983 | 65.0083 | 1
3.5074 | -19.2424 | 1
51.5136 | 46.7012 | 1
71.3213 | 67.8576 | 1
40.2838 | 63.8346 | 1
34.1173 | 27.4539 | 1
97.7734 | 33.2178 | 1
43.5839 | -11.7154 | 1
94.1026 | 21.5512 | 1
38.9252 | 52.5929 | 1
21.8342 | 16.6372 | 1
29.8644 | 6.1327 | 1
34.7251 | 35.1093 | 1
51.1088 | -18.007 | 1
97.0485 | 45.8608 | 1
8.101 | 34.5529 | 1
38.3923 | 64.6636 | 1
70.5215 | -15.4763 | 1
10.5014 | 15.3311 | 1
84.1096 | 28.7862 | 1
75.2609 | 55.8815 | 1
33.2793 | 34.7463 | 1
82.7809 | 61.2289 | 1
7.585 | 47.0563 | 1
90.5984 | -23.4898 | 1
99.6821 | -0.97013 | 1
92.7254 | 50.9855 | 1
45.9524 | -20.7881 | 1
54.2549 | -9.9598 | 1
13.1124 | 60.9407 | 1
74.8827 | -23.8212 | 1
38.8616 | 47.2837 | 1
98.1414 | -16.1424 | 1
92.3206 | -17.3881 | 1
3.6468 | 58.961 | 1
28.4779 | -20.2506 | 1
73.3412 | 32.1724 | 1
70.3074 | -4.5666 | 1
73.2575 | -16.0009 | 1
1.9155 | 36.0093 | 1
77.5528 | 30.3997 | 1
86.4737 | -7.7207 | 1
73.1583 | 14.1474 | 1
95.0183 | 51.0204 | 1
54.9718 | -26.219 | 1
43.797 | 69.762 | 1
92.5454 | 10.383 | 1
97.5418 | -17.1024 | 1
59.1121 | 5.5702 | 1
27.0221 | -21.6882 | 1
67.0423 | 10.5462 | 1
54.241 | -10.6566 | 1
4.0474 | 22.9988 | 1
59.8237 | 45.4228 | 1
99.397 | -2.6023 | 1
11.2807 | 2.8148 | 1
7.359 | -22.5938 | 1
5.9431 | -20.7645 | 1
49.8059 | 1.9879 | 1
28.6725 | 15.5614 | 1
29.3659 | 66.4315 | 1
53.1015 | -12.6907 | 1
97.733 | -21.2708 | 1
40.7465 | 17.9029 | 1
35.2461 | 35.9099 | 1
48.7639 | 52.5365 | 1
75.9949 | -6.8857 | 1
5.9803 | -27.6441 | 1
95.9132 | 42.4204 | 1
22.4476 | 59.1035 | 1
65.5864 | 51.0483 | 1
32.9708 | -29.5003 | 1
65.5585 | 34.6635 | 1
86.0875 | 62.2945 | 1
96.5324 | 69.3313 | 1
53.4758 | 50.4921 | 1
95.8326 | 31.564 | 1
99.7224 | 56.9724 | 1
73.3427 | 54.434 | 1
58.1851 | 10.0133 | 1
39.4966 | 12.3641 | 1
66.6424 | -25.1335 | 1
31.2739 | -26.1491 | 1
82.0119 | 43.0066 | 1
25.6172 | 41.6615 | 1
39.2192 | -27.0384 | 1
31.4772 | -15.6007 | 1
5.0738 | -11.6068 | 1
50.0289 | 1.1894 | 1
70.4303 | 49.8094 | 1
12.9882 | 36.0292 | 1
92.2759 | -3.5902 | 1
20.7016 | 10.4094 | 1
66.1839 | 60.9932 | 1
56.5453 | 35.965 | 1
33.8009 | -28.5416 | 1
87.6266 | -14.5813 | 1
53.4002 | 23.7385 | 1
54.5797 | -8.8518 | 1
97.2212 | 39.5863 | 1
41.6057 | 43.0076 | 1
44.9173 | 66.4956 | 1
2.428 | 26.6284 | 1
83.7811 | 52.6666 | 1
33.1736 | -9.476 | 1
60.1834 | 51.4849 | 1
21.9468 | -17.9206 | 1
63.5075 | -25.5934 | 1
59.0599 | 35.6642 | 1
9.9824 | 22.6035 | 1
34.279 | -28.2949 | 1
54.8129 | 34.7213 | 1
35.4386 | 43.8516 | 1
18.3412 | 46.1818 | 1
25.8432 | 51.3931 | 1
52.528 | 0.35113 | 1
91.9129 | 36.1819 | 1
18.049 | 14.1938 | 1
77.775 | -6.2762 | 1
48.8997 | 55.951 | 1
35.7538 | 3.8907 | 1
93.3798 | 27.2301 | 1
88.9232 | 53.4677 | 1
80.8712 | 61.8124 | 1
46.1365 | 60.2945 | 1
33.9399 | -13.826 | 1
35.9701 | 44.7027 | 1
15.6085 | 12.0962 | 1
43.0516 | 65.389 | 1
91.923 | 46.5723 | 1
89.5767 | 7.5632 | 1
64.0307 | 43.4678 | 1
60.3534 | 16.8774 | 1
69.7741 | -3.2502 | 1
84.7385 | 2.2548 | 1
51.6788 | 22.1143 | 1
4.7217 | 19.8193 | 1
3.2016 | 15.8592 | 1
40.3832 | 31.8796 | 1
19.6575 | -6.9093 | 1
7.8435 | 27.0028 | 1
26.9757 | 3.9561 | 1
83.0638 | -20.065 | 1
20.4647 | -18.7198 | 1
18.4394 | -2.4817 | 1
9.2878 | 17.109 | 1
83.3748 | -5.6344 | 1
6.4377 | 67.7615 | 1
8.7134 | -15.7823 | 1
6.8621 | 44.8198 | 1
6.0331 | 21.9708 | 1
23.4739 | 46.9905 | 1
10.4664 | 26.2415 | 1
69.7525 | -5.861 | 1
95.4733 | 11.4366 | 1
17.3013 | -17.8832 | 1
54.9486 | -12.0433 | 1
70.7851 | -15.9559 | 1
100.0973 | -13.0197 | 1
5.9782 | -16.1473 | 1
28.9203 | -25.2153 | 1
65.7498 | 6.8909 | 1
48.0984 | 65.5044 | 1
88.8482 | 65.9851 | 1
80.6331 | 14.5506 | 1
85.365 | 48.8261 | 1
53.6395 | 43.3464 | 1
39.3401 | 54.1033 | 1
53.3906 | 44.9552 | 1
57.1658 | 33.5919 | 1
85.7011 | -4.9233 | 1
61.8533 | 0.57462 | 1
11.3001 | -2.4047 | 1
76.4849 | 27.5691 | 1
30.1798 | 28.2293 | 1
66.7064 | 53.4094 | 1
5.6777 | 35.5122 | 1
55.9683 | -12.9209 | 1
70.3223 | -25.09 | 1
60.7575 | 18.1639 | 1
42.5529 | 5.4967 | 1
58.0854 | -3.0226 | 1
64.7047 | -23.4905 | 1
86.6149 | 59.5227 | 1
72.1658 | -4.8761 | 1
55.944 | 14.175 | 1
14.2537 | 50.9475 | 1
11.7721 | 44.5787 | 1
77.5265 | 44.839 | 1
18.4311 | 14.8022 | 1
30.6041 | 3.7574 | 1
15.5712 | -20.1915 | 1
8.9759 | -1.6479 | 1
78.7126 | 8.9269 | 1
82.3009 | -5.838 | 1
65.8446 | 43.6977 | 1
75.2443 | -5.3307 | 1
88.0574 | 4.0671 | 1
23.6477 | 1.2631 | 1
50.7876 | 3.1037 | 1
64.061 | 19.7897 | 1
60.2127 | 17.8024 | 1
75.2813 | 46.2555 | 1
78.9258 | 1.3627 | 1
18.7034 | -21.484 | 1
41.3628 | 49.462 | 1
53.5531 | 48.2977 | 1
74.4635 | 36.4403 | 1
51.1963 | 52.4456 | 1
77.0286 | -5.9615 | 1
56.2727 | 36.3291 | 1
76.4947 | 56.8749 | 1
87.4863 | 27.1755 | 1
50.0561 | 65.8747 | 1
53.7792 | 50.2018 | 1
3.0532 | 40.9708 | 1
67.8737 | 6.4984 | 1
64.9933 | 16.3417 | 1
74.7513 | 44.9223 | 1
27.066 | 69.9079 | 1
88.6003 | 36.9966 | 1
75.2322 | 10.2225 | 1
44.4206 | 21.3962 | 1
29.5501 | 12.7647 | 1
82.2512 | 20.9476 | 1
33.9795 | 10.6851 | 1
65.199 | 68.4596 | 1
52.9877 | 12.6487 | 1
17.6122 | 10.4698 | 1
57.6569 | 0.16037 | 1
65.8862 | 65.4957 | 1
31.5525 | -19.0338 | 1
35.7386 | 41.6836 | 1
5.6226 | 28.6131 | 1
86.8746 | 32.1338 | 1
97.7494 | 15.8706 | 1
64.3425 | 12.2849 | 1
9.5794 | 21.1976 | 1
63.0406 | -17.2962 | 1
37.816 | 28.0348 | 1
51.0157 | 6.5773 | 1
8.721 | 66.3751 | 1
91.8791 | 27.1002 | 1
71.6069 | -25.3301 | 1
49.5267 | 38.0333 | 1
43.1783 | 40.6968 | 1
51.3869 | 50.2966 | 1
21.0185 | -25.5351 | 1
26.5787 | 23.2785 | 1
52.5431 | 30.7917 | 1
57.8335 | -8.1721 | 1
59.5459 | 68.6167 | 1
7.4973 | 1.9559 | 1
91.2235 | 21.3489 | 1
11.5502 | 63.724 | 1
75.0826 | 9.7743 | 1
74.4705 | 21.2534 | 1
44.0781 | 21.1589 | 1
62.7993 | 5.9803 | 1
5.6317 | 64.45 | 1
70.0215 | 53.1897 | 1
76.2187 | 62.0612 | 1
34.4035 | -5.3275 | 1
52.5755 | -22.5978 | 1
75.1127 | 66.3647 | 1
57.8923 | -21.4496 | 1
29.457 | 27.5496 | 1
51.1462 | 48.1406 | 1
71.2161 | -4.4603 | 1
5.9342 | 54.3548 | 1
13.096 | 10.7921 | 1
63.8788 | -7.2988 | 1
2.6304 | -24.956 | 1
98.3049 | 30.0289 | 1
52.5074 | -19.4584 | 1
80.2946 | -15.9197 | 1
63.197 | 51.7 | 1
23.6769 | 45.4281 | 1
3.9998 | 26.5186 | 1
66.7155 | 13.113 | 1
68.826 | 40.1296 | 1
83.6909 | 19.1063 | 1
72.8318 | 42.7507 | 1
47.6973 | -17.4473 | 1
41.9455 | -27.2353 | 1
14.7751 | 54.3383 | 1
27.5114 | 15.8742 | 1
57.2405 | 45.3208 | 1
31.6277 | 48.1092 | 1
60.1986 | 24.053 | 1
63.216 | 31.701 | 1
46.3012 | 27.6354 | 1
30.8306 | -23.0515 | 1
17.1546 | 40.3399 | 1
87.254 | -20.8851 | 1
18.1871 | -16.907 | 1
63.4947 | 44.4477 | 1
34.7924 | 56.0741 | 1
16.0423 | 31.362 | 1
72.0608 | 61.6572 | 1
11.7976 | 52.2153 | 1
92.7809 | 69.812 | 1
71.3953 | -8.7725 | 1
13.0813 | 1.9395 | 1
24.4438 | -5.3919 | 1
49.0012 | 57.4511 | 1
54.1645 | -16.1895 | 1
33.8292 | 56.9123 | 1
85.979 | 28.9719 | 1
83.888 | 8.6326 | 1
52.9025 | -17.0833 | 1
99.3555 | -21.2342 | 1
47.3138 | 65.7462 | 1
3.3229 | -21.9158 | 1
49.9042 | 64.0024 | 1
67.8913 | -10.964 | 1
69.1443 | -24.2722 | 1
55.2976 | 21.7933 | 1
52.7486 | 3.2648 | 1
91.8762 | 59.7347 | 1
71.7367 | 2.1707 | 1
100.0447 | 64.7092 | 1
50.9734 | -25.4071 | 1
72.3468 | 27.3821 | 1
64.2128 | -9.7429 | 1
78.9786 | -21.4525 | 1
80.0097 | 69.257 | 1
13.9931 | 33.9146 | 1
66.3283 | -19.5665 | 1
57.4485 | 1.0143 | 1
9.5286 | 32.9553 | 1
93.7164 | -7.3656 | 1
58.1943 | -20.843 | 1
25.5775 | 66.0208 | 1
68.4579 | 29.2328 | 1
93.6713 | 34.7637 | 1
99.3855 | -9.7966 | 1
18.1962 | 43.5264 | 1
79.9683 | -24.154 | 1
92.4341 | 47.1052 | 1
80.4424 | 4.1948 | 1
41.5674 | 32.0981 | 1
13.6625 | -10.4474 | 1
4.8517 | 36.8837 | 1
24.6689 | 15.6569 | 1
35.0993 | -22.7032 | 1
34.2892 | 30.4148 | 1
90.0331 | 9.5704 | 1
40.5658 | 20.4941 | 1
46.4116 | 41.8475 | 1
75.5315 | 49.2259 | 1
2.9468 | -4.7997 | 1
58.4333 | -18.1608 | 1
91.8384 | 7.3874 | 1
17.827 | 38.0989 | 1
65.002 | -26.7902 | 1
70.6721 | 69.8244 | 1
83.6776 | 33.8852 | 1
3.4557 | 33.2915 | 1
68.2722 | -28.6248 | 1
23.4584 | 54.5826 | 1
27.3504 | -5.1402 | 1
40.55 | 43.3272 | 1
19.3675 | -12.4556 | 1
88.7329 | -5.7892 | 1
5.6696 | 36.8751 | 1
97.5498 | 53.2908 | 1
41.8905 | -19.6211 | 1
95.0218 | 2.7855 | 1
7.0393 | -6.7441 | 1
58.4049 | 47.71 | 1
84.9322 | 66.3633 | 1
67.2612 | 2.7203 | 1
57.4902 | 17.3986 | 1
98.2557 | 24.548 | 1
69.0445 | -21.2769 | 1
34.2966 | 30.2915 | 1
85.4128 | 64.2058 | 1
3.3516 | -12.4667 | 1
13.2559 | 12.4885 | 1
95.831 | 11.1298 | 1
80.8158 | 28.4366 | 1
36.0768 | 19.3076 | 1
75.3587 | 12.2204 | 1
77.0945 | -5.5519 | 1
13.0325 | -23.0737 | 1
63.209 | 21.2663 | 1
31.6337 | 26.7532 | 1
41.9438 | 29.8006 | 1
60.6874 | 5.1611 | 1
91.5483 | 17.5984 | 1
45.4728 | -20.1458 | 1
48.0602 | 44.6205 | 1
28.4933 | 53.2927 | 1
100.6124 | 56.5596 | 1
0.036725 | 57.9161 | 1
99.6202 | 55.8165 | 1
62.7881 | 57.7889 | 1
62.8002 | 56.2348 | 1
93.2378 | 69.1807 | 1
4.3406 | 66.2912 | 1
34.0626 | 1.5393 | 1
68.2546 | 1.4426 | 1
89.5835 | -15.1033 | 1
88.9873 | 39.8662 | 1
76.3452 | -14.0967 | 1
32.624 | 25.9159 | 1
44.415 | 17.6311 | 1
29.8251 | 35.0132 | 1
39.7534 | 29.6136 | 1
53.8007 | 55.6223 | 1
27.8345 | 49.6175 | 1
51.3368 | -5.36 | 1
98.8853 | -18.871 | 1
47.3025 | 30.1848 | 1
31.3023 | 14.545 | 1
38.5489 | 7.0293 | 1
68.7705 | -2.1697 | 1
76.0666 | -2.5135 | 1
92.0875 | -3.1096 | 1
28.0171 | -23.3415 | 1
19.5259 | 2.4394 | 1
44.5398 | -10.1619 | 1
38.7081 | -23.5702 | 1
43.6517 | -10.8815 | 1
24.2485 | 27.9643 | 1
58.8711 | -20.4243 | 1
8.9705 | 14.5045 | 1
79.8518 | 45.1301 | 1
22.5872 | 23.3307 | 1
5.8809 | 40.9961 | 1
81.2163 | -23.2294 | 1
99.4932 | 40.0036 | 1
83.8433 | -26.3788 | 1
3.0337 | -25.9627 | 1
78.7209 | 20.4054 | 1
81.5686 | -10.2904 | 1
34.5998 | -8.902 | 1
28.7493 | -19.6324 | 1
28.6252 | 65.4379 | 1
65.8052 | 68.4311 | 1
93.3214 | 5.0445 | 1
61.3516 | 48.08 | 1
38.2722 | 58.3271 | 1
23.0478 | 46.6177 | 1
2.7901 | -0.49034 | 1
98.3648 | 18.052 | 1
24.631 | 0.073029 | 1
59.1082 | -20.3866 | 1
18.331 | 22.2589 | 1
6.5235 | 38.7703 | 1
90.4664 | 35.6072 | 1
58.8853 | 9.108 | 1
1.7097 | -25.7169 | 1
41.9031 | -6.6166 | 1
69.5996 | 29.6689 | 1
50.9145 | -16.9361 | 1
29.8447 | 65.1093 | 1
99.6053 | -6.4185 | 1
87.1795 | 25.4059 | 1
83.9713 | 8.9125 | 1
38.7736 | 21.731 | 1
12.9318 | -27.9768 | 1
70.8747 | 47.2953 | 1
36.866 | 45.093 | 1
15.2274 | 55.5958 | 1
85.5531 | 3.5216 | 1
29.9027 | -11.0151 | 1
53.9219 | 41.3201 | 1
40.2348 | 48.9016 | 1
91.3504 | 24.5596 | 1
36.6342 | 8.5387 | 1
2.8576 | 8.513 | 1
54.9702 | 0.33589 | 1
22.3684 | 16.4282 | 1
64.5131 | -15.7641 | 1
27.7194 | -0.93983 | 1
82.7677 | 66.9478 | 1
58.0979 | 47.9438 | 1
54.4516 | -3.0023 | 1
13.9768 | 11.1178 | 1
74.6583 | 61.6103 | 1
5.5524 | 34.3488 | 1
63.4815 | -26.5034 | 1
51.4221 | -12.1515 | 1
31.315 | 9.8435 | 1
70.2362 | 64.274 | 1
65.1881 | -1.1051 | 1
19.3649 | -26.0779 | 1
84.763 | 61.7358 | 1
39.5963 | 63.133 | 1
29.5338 | 20.1142 | 1
61.5033 | 18.1973 | 1
26.108 | 23.6751 | 1
53.2072 | 11.4837 | 1
38.1464 | 68.7092 | 1
80.368 | -16.8905 | 1
40.5188 | -14.5992 | 1
58.1602 | 52.3713 | 1
9.5466 | -14.7977 | 1
75.2463 | 12.116 | 1
90.8502 | -2.0567 | 1
61.086 | -27.7347 | 1
78.6756 | 27.6505 | 1
78.9478 | 39.0855 | 1
63.9299 | 30.0013 | 1
54.3031 | 30.5375 | 1
17.9739 | 24.2869 | 1
97.3112 | -29.6978 | 1
51.6744 | -18.6114 | 1
34.955 | 27.8133 | 1
12.3949 | 55.8217 | 1
19.4272 | -15.6787 | 1
93.3172 | -27.0246 | 1
34.2995 | 34.5088 | 1
30.4508 | 60.6627 | 1
25.58 | -5.0356 | 1
38.4976 | 40.3375 | 1
18.0375 | 60.0833 | 1
83.5321 | 58.479 | 1
63.3529 | 59.5372 | 1
15.824 | -19.2903 | 1
66.9837 | 43.8273 | 1
75.01 | 55.5558 | 1
73.9624 | 4.602 | 1
93.8882 | -13.1217 | 1
50.5568 | 10.3037 | 1
58.9317 | 37.2943 | 1
34.2802 | 68.9013 | 1
39.297 | 2.7576 | 1
33.9703 | -19.0911 | 1
56.4261 | 20.9149 | 1
10.7432 | 13.3275 | 1
3.4324 | 19.519 | 1
3.999 | 61.3554 | 1
77.3741 | 19.5755 | 1
62.8136 | -19.2715 | 1
32.9986 | 34.1512 | 1
35.5658 | -9.2646 | 1
87.7249 | 41.1819 | 1
14.0609 | -12.7697 | 1
93.0201 | 6.67 | 1
14.6383 | 24.6798 | 1
34.6447 | -17.6489 | 1
80.4924 | 66.7986 | 1
2.1336 | 11.8097 | 1
30.7883 | 20.4764 | 1
4.3919 | -8.1158 | 1
12.445 | 38.515 | 1
99.9058 | 39.4224 | 1
44.9514 | -20.5571 | 1
12.0506 | -8.532 | 1
97.0323 | 12.6647 | 1
74.0417 | -19.8634 | 1
12.8535 | 24.5797 | 1
7.8924 | 48.4902 | 1
95.2067 | -3.2977 | 1
96.0003 | 67.1784 | 1
21.3952 | 10.3403 | 1
2.0873 | -5.3923 | 1
15.7416 | -10.4129 | 1
88.8277 | 34.3005 | 1
13.3819 | 50.4109 | 1
74.7888 | 51.694 | 1
8.9114 | 9.757 | 1
12.8068 | 65.729 | 1
47.8462 | 15.5052 | 1
74.0814 | -0.8125 | 1
23.8875 | -24.5448 | 1
52.206 | 31.4535 | 1
48.2485 | -7.0002 | 1
57.0682 | 55.4216 | 1
97.8251 | 9.2152 | 1
68.6301 | 7.3674 | 1
40.8744 | 31.1347 | 1
15.2214 | 19.3907 | 1
28.9007 | -21.7432 | 1
33.3657 | 24.945 | 1
15.8982 | 3.2673 | 1
78.3444 | 17.7525 | 1
83.5113 | 9.7374 | 1
87.3443 | 37.2269 | 1
20.1764 | 45.8693 | 1
93.618 | 43.8875 | 1
96.4712 | -21.5757 | 1
55.5602 | 57.0772 | 1
14.075 | -11.8682 | 1
93.2636 | 12.7281 | 1
72.0892 | -27.9258 | 1
29.5943 | -21.2449 | 1
62.9989 | 57.9296 | 1
4.4582 | 8.8612 | 1
52.6373 | -28.3569 | 1
37.5969 | 47.1208 | 1
10.9752 | 31.9693 | 1
59.2812 | 22.3367 | 1
10.0241 | 55.8414 | 1
30.405 | 13.5354 | 1
1.4414 | 53.1539 | 1
11.7189 | 19.667 | 1
76.1166 | -8.4279 | 1
51.4755 | -0.92061 | 1
70.7102 | 16.7415 | 1
14.7902 | 69.6432 | 1
17.7371 | 8.8404 | 1
10.4039 | -17.3933 | 1
43.5891 | 46.1878 | 1
83.5831 | 42.8138 | 1
17.351 | 68.2893 | 1
48.0025 | -26.7584 | 1
51.2352 | -9.161 | 1
40.0689 | 28.3752 | 1
70.0546 | 35.5598 | 1
37.7525 | 57.31 | 1
7.6085 | 53.5593 | 1
35.6803 | 69.4157 | 1
85.0204 | 31.762 | 1
47.1261 | 63.3088 | 1
44.5535 | 17.7625 | 1
24.2691 | 40.5617 | 1
87.8831 | -14.3984 | 1
74.4537 | 26.1606 | 1
5.7513 | 42.3658 | 1
76.0309 | -8.85 | 1
12.2209 | -28.443 | 1
83.8863 | -13.0274 | 1
5.8391 | 36.4649 | 1
86.2894 | 51.462 | 1
69.5824 | 38.0528 | 1
81.9384 | 17.3577 | 1
9.7395 | 59.4517 | 1
88.4152 | -1.3735 | 1
77.9495 | -12.0131 | 1
31.912 | 53.3138 | 1
95.7365 | 21.0576 | 1
11.1601 | 25.0319 | 1
19.4298 | 21.7888 | 1
63.879 | -26.2245 | 1
90.6235 | 9.3039 | 1
61.7622 | 25.3758 | 1
82.417 | 63.6309 | 1
43.2176 | 22.8168 | 1
69.1011 | 46.2677 | 1
67.0715 | 68.9554 | 1
46.2563 | 3.8498 | 1
40.3313 | 27.6711 | 1
0.49333 | -8.0347 | 1
50.5853 | -9.3534 | 1
14.9958 | 2.5515 | 1
26.2341 | 53.5907 | 1
20.4295 | -1.2009 | 1
50.3176 | 23.5861 | 1
83.1753 | 25.8066 | 1
97.693 | 31.5991 | 1
50.5593 | 12.2232 | 1
98.2785 | 58.8168 | 1
39.0621 | 37.4802 | 1
50.2821 | 39.8983 | 1
55.7194 | -22.1282 | 1
13.1194 | 68.8737 | 1
29.7545 | -5.8078 | 1
37.6136 | 26.5716 | 1
53.6733 | -9.5379 | 1
6.5003 | 57.9519 | 1
43.8884 | -14.0702 | 1
3.7537 | -1.9496 | 1
100.8914 | 47.7744 | 1
66.9079 | 32.0441 | 1
50.9451 | 21.8008 | 1
88.4715 | 41.0913 | 1
28.1578 | -20.4363 | 1
30.9896 | 13.6122 | 1
64.774 | 21.6749 | 1
30.7101 | 67.1825 | 1
0.32687 | -22.1703 | 1
1.6953 | -21.7561 | 1
88.4749 | -5.6758 | 1
87.9499 | 44.7398 | 1
30.4471 | 25.4432 | 1
68.0348 | 57.6942 | 1
64.9882 | 64.0858 | 1
39.3782 | 18.0752 | 1
17.0352 | 40.8491 | 1
64.7637 | -3.5644 | 1
64.9083 | 60.0631 | 1
28.2984 | 38.8088 | 1
16.6062 | 28.8932 | 1
63.2158 | 15.9765 | 1
36.3374 | -25.6285 | 1
77.7911 | 37.3019 | 1
81.9621 | 8.973 | 1
32.8834 | 68.8258 | 1
6.7919 | -11.8888 | 1
37.5605 | 50.7637 | 1
43.9782 | 57.6013 | 1
77.4969 | 48.5281 | 1
70.8365 | 36.6817 | 1
56.5848 | 20.7803 | 1
15.438 | -5.6516 | 1
53.7009 | 25.1157 | 1
8.2409 | -9.2398 | 1
92.404 | 25.9727 | 1
94.173 | 19.366 | 1
0.61584 | 44.7982 | 1
13.5549 | -1.0629 | 1
91.6682 | -10.0985 | 1
99.8255 | 68.4777 | 1
26.5264 | 26.8461 | 1
51.2199 | 4.9705 | 1
100.4982 | 22.2527 | 1
50.346 | 0.22998 | 1
63.5556 | 53.9638 | 1
73.784 | -4.05 | 1
84.2208 | 2.9933 | 1
12.1178 | 41.7714 | 1
4.6451 | -12.988 | 1
38.6084 | 12.4963 | 1
0.27156 | 47.6727 | 1
40.1594 | 7.2005 | 1
52.0253 | 38.0368 | 1
7.4104 | -19.9082 | 1
76.9253 | -27.1607 | 1
51.318 | 31.5987 | 1
78.3572 | 59.8284 | 1
92.804 | 7.2497 | 1
47.2399 | 3.9787 | 1
62.3801 | -5.2181 | 1
81.8332 | 42.7357 | 1
51.992 | -0.3646 | 1
69.1399 | 21.8682 | 1
28.3584 | 6.8526 | 1
14.5141 | 23.2108 | 1
28.5203 | -0.50495 | 1
36.1259 | 43.8272 | 1
25.4519 | 46.4921 | 1
55.0802 | -9.0609 | 1
57.8635 | -3.9444 | 1
100.2921 | 14.4349 | 1
28.8502 | 10.52 | 1
9.4112 | -14.6508 | 1
55.9915 | 60.7579 | 1
65.5968 | 3.6539 | 1
64.8676 | 8.9521 | 1
22.713 | -24.5781 | 1
56.6479 | 25.2071 | 1
24.8422 | 64.5631 | 1
1.0505 | -8.6093 | 1
6.5814 | 58.5137 | 1
22.0704 | 27.5552 | 1
43.0267 | 41.9897 | 1
48.8928 | 58.0069 | 1
2.1738 | -24.3468 | 1
94.3445 | 47.5874 | 1
6.1784 | -13.2105 | 1
32.1825 | 26.9269 | 1
48.1606 | 16.2023 | 1
53.797 | -11.6766 | 1
76.7396 | 19.9818 | 1
62.3036 | 47.2624 | 1
33.278 | 66.637 | 1
95.2404 | 51.3637 | 1
0.13368 | 10.3734 | 1
46.9132 | 8.5178 | 1
4.7204 | 31.7106 | 1
46.8334 | 19.1398 | 1
17.8569 | 49.9025 | 1
92.8756 | 46.1531 | 1
45.063 | 50.1841 | 1
61.9684 | -18.5311 | 1
91.6722 | 43.024 | 1
62.4768 | 43.4256 | 1
53.8456 | 58.6164 | 1
9.6344 | -29.0405 | 1
26.3632 | 66.02 | 1
17.2675 | 23.9841 | 1
46.7861 | 13.6314 | 1
31.0033 | 17.7817 | 1
60.6229 | -5.0019 | 1
11.9698 | 28.4404 | 1
21.6887 | -25.594 | 1
8.207 | -19.5143 | 1
43.7619 | 33.6068 | 1
62.6565 | 3.4783 | 1
70.9213 | 61.017 | 1
90.7735 | 17.8513 | 1
21.5095 | -12.6857 | 1
40.6015 | 14.3599 | 1
44.7141 | 3.0553 | 1
75.2225 | 46.0156 | 1
89.3839 | -25.9009 | 1
78.5735 | 51.2793 | 1
45.3153 | 62.1161 | 1
6.4918 | 39.7008 | 1
65.5766 | -6.6782 | 1
99.6617 | -29.5092 | 1
72.8164 | -16.5655 | 1
32.9704 | -27.1231 | 1
81.8137 | 54.8965 | 1
7.0813 | 5.0535 | 1
57.0776 | 44.8577 | 1
18.3735 | -29.0046 | 1
20.6021 | -29.2406 | 1
59.5498 | -26.189 | 1
97.5162 | -12.4579 | 1
98.5428 | 66.8438 | 1
45.4046 | 54.534 | 1
11.7775 | -3.0697 | 1
94.3864 | -19.6419 | 1
66.578 | 7.7507 | 1
22.0542 | 19.0697 | 1
4.7236 | -17.9717 | 1
0.47421 | -2.8152 | 1
49.0041 | 17.2961 | 1
41.617 | -8.1869 | 1
78.314 | 59.8334 | 1
63.7065 | 63.9162 | 1
59.0546 | 5.1945 | 1
93.5816 | 3.4557 | 1
77.5387 | 48.7939 | 1
84.2242 | 28.9496 | 1
51.1984 | 43.7169 | 1
81.0053 | 11.5829 | 1
27.9342 | 51.9703 | 1
72.1559 | 28.361 | 1
8.8031 | -9.7962 | 1
84.5329 | -10.7485 | 1
41.1542 | 6.6944 | 1
63.9501 | 59.8705 | 1
7.66 | -0.16126 | 1
16.446 | 32.7386 | 1
48.2645 | -18.842 | 1
51.0609 | 60.9239 | 1
100.5618 | 44.3481 | 1
29.8267 | -7.4333 | 1
93.3404 | -1.5898 | 1
44.0225 | 63.1686 | 1
21.0677 | 54.0788 | 1
50.2361 | 26.413 | 1
44.4786 | 42.4358 | 1
68.0494 | 47.1059 | 1
34.8058 | 2.2226 | 1
65.7989 | 23.4636 | 1
59.5706 | -27.519 | 1
32.9353 | 16.1854 | 1
39.1697 | 25.5 | 1
11.4183 | 1.6327 | 1
6.0433 | 10.4875 | 1
32.94 | 11.5941 | 1
45.5649 | 9.228 | 1
81.1135 | 43.6504 | 1
86.7627 | 43.6133 | 1
28.2467 | -15.5405 | 1
50.1901 | -5.5469 | 1
36.287 | -21.8789 | 1
12.8343 | 6.6576 | 1
65.7039 | 5.4018 | 1
90.1514 | 51.1927 | 1
11.6526 | 64.6145 | 1
63.146 | -27.0692 | 1
12.9008 | -27.7855 | 1
70.8788 | 32.7518 | 1
37.6258 | -26.8485 | 1
50.2182 | -13.7988 | 1
70.3324 | 39.7969 | 1
11.9402 | -11.8195 | 1
23.1826 | 44.2364 | 1
35.1594 | 1.1229 | 1
66.6291 | 20.7614 | 1
6.2125 | 7.9957 | 1
26.5622 | -4.6675 | 1
51.723 | 27.988 | 1
49.5978 | -8.3263 | 1
42.5904 | 50.6669 | 1
84.5785 | -8.8553 | 1
86.5607 | 27.8073 | 1
38.334 | 30.677 | 1
38.2634 | -2.0655 | 1
99.9314 | 66.0281 | 1
54.5085 | -19.3977 | 1
75.2909 | -26.5753 | 1
35.5512 | 69.734 | 1
32.295 | 43.2228 | 1
87.1815 | -19.0137 | 1
67.7089 | 21.854 | 1
79.172 | 40.1419 | 1
73.012 | 56.8001 | 1
25.6966 | 67.5695 | 1
100.2172 | 45.144 | 1
77.6793 | 38.4701 | 1
21.9626 | 68.8304 | 1
10.6313 | 12.7265 | 1
55.8903 | 43.0421 | 1
18.0908 | -23.9681 | 1
22.7793 | 42.0293 | 1
89.8799 | -13.6331 | 1
88.5497 | -11.8711 | 1
71.1807 | -24.2752 | 1
47.2064 | 10.7112 | 1
67.2288 | -25.0875 | 1
6.0675 | 3.5952 | 1
45.1431 | -13.6657 | 1
36.9565 | 50.6662 | 1
41.552 | 7.9991 | 1
90.4042 | 41.1194 | 1
46.1176 | 28.9744 | 1
59.9893 | 3.1325 | 1
36.3527 | 54.7113 | 1
4.5038 | 59.7556 | 1
76.4845 | 55.1837 | 1
78.9606 | 36.5373 | 1
36.2965 | 59.8583 | 1
78.0788 | 46.8312 | 1
66.9734 | -9.9697 | 1
95.9315 | -17.5051 | 1
4.2524 | 53.2087 | 1
60.0074 | -24.8863 | 1
73.4265 | -16.7311 | 1
63.6847 | 29.2173 | 1
46.3229 | 52.3307 | 1
41.0118 | 21.8323 | 1
34.2518 | -20.3666 | 1
89.9861 | 47.4476 | 1
2.0801 | 65.7069 | 1
88.8291 | 8.6156 | 1
34.0693 | -20.1399 | 1
59.5038 | 55.8767 | 1
81.3824 | -13.5502 | 1
29.4114 | -2.801 | 1
16.8125 | -15.3767 | 1
29.3417 | -7.9037 | 1
21.939 | 65.0258 | 1
78.3042 | 14.1256 | 1
84.5055 | 30.5796 | 1
50.3179 | 62.4409 | 1
18.5479 | -13.7024 | 1
77.4733 | 52.9577 | 1
62.2117 | 62.7244 | 1
44.6263 | -21.7907 | 1
9.9154 | -15.5649 | 1
89.788 | 63.812 | 1
14.6145 | 31.2088 | 1
86.804 | 31.5548 | 1
55.0101 | 40.4823 | 1
95.9436 | -23.996 | 1
59.0971 | 61.4898 | 1
15.6008 | 63.7824 | 1
59.0714 | 13.6564 | 1
3.0914 | 58.5356 | 1
48.189 | 55.429 | 1
41.4942 | 20.7411 | 1
52.862 | 30.9764 | 1
96.339 | 52.0725 | 1
78.0621 | -23.5983 | 1
19.6722 | -9.2672 | 1
55.4867 | 64.7544 | 1
14.6616 | 30.4681 | 1
27.7906 | 9.5806 | 1
58.3845 | 43.5517 | 1
84.8793 | 45.1306 | 1
31.0218 | 28.5017 | 1
2.6802 | -7.4611 | 1
33.4059 | 59.9654 | 1
92.6526 | 46.8374 | 1
69.1821 | -8.5195 | 1
90.7719 | -10.1645 | 1
41.6854 | -21.6152 | 1
90.6185 | -16.5627 | 1
49.7126 | 30.7108 | 1
23.6177 | 29.4255 | 1
80.6754 | 12.7377 | 1
81.7015 | 55.3138 | 1
58.115 | 41.9556 | 1
73.9895 | 25.7187 | 1
58.5727 | 59.3376 | 1
86.5597 | 48.9262 | 1
49.412 | 24.3734 | 1
14.8953 | -23.3195 | 1
14.3096 | -14.9173 | 1
9.7509 | 4.0137 | 1
19.741 | 32.7967 | 1
42.5832 | 61.3724 | 1
71.8622 | -3.4945 | 1
15.7904 | -1.3989 | 1
41.5629 | 21.1642 | 1
26.8675 | 44.6251 | 1
12.0086 | 4.5902 | 1
78.9877 | 30.5072 | 1
83.3448 | -23.7207 | 1
72.9295 | 15.2681 | 1
73.0268 | -4.9557 | 1
96.7004 | 49.2376 | 1
21.0572 | 42.3295 | 1
40.822 | 45.5088 | 1
77.841 | 69.6466 | 1
15.4519 | 63.4617 | 1
44.0676 | -16.8023 | 1
86.8406 | -10.9724 | 1
26.6948 | -22.2436 | 1
0.50017 | -0.13203 | 1
41.3697 | 44.349 | 1
52.3424 | 58.2784 | 1
52.8495 | 68.8187 | 1
7.9544 | 6.2395 | 1
20.0105 | 25.7806 | 1
35.8939 | 3.3708 | 1
26.9154 | -19.3546 | 1
64.5818 | 1.1069 | 1
3.0709 | 62.6689 | 1
12.6943 | -13.047 | 1
75.0021 | 53.99 | 1
90.4508 | 47.1452 | 1
26.6932 | 58.0254 | 1
72.5536 | -24.5303 | 1
65.5075 | 24.1739 | 1
52.0233 | 67.3036 | 1
10.0469 | 64.5434 | 1
69.393 | -6.5302 | 1
0.31723 | 28.2336 | 1
88.8651 | 18.4759 | 1
59.0223 | -19.0467 | 1
27.6004 | 31.6867 | 1
61.1006 | -24.0234 | 1
81.7953 | 62.5634 | 1
60.2238 | 11.8745 | 1
85.9752 | -19.9037 | 1
71.5589 | -28.2344 | 1
97.5445 | 32.4188 | 1
31.6509 | -1.9405 | 1
19.1003 | 7.9256 | 1
89.2581 | 45.028 | 1
98.8419 | 61.9491 | 1
90.2502 | 43.4159 | 1
83.1914 | 9.1533 | 1
83.4954 | 6.5062 | 1
93.6845 | 61.2138 | 1
64.4313 | -13.6727 | 1
55.5589 | 7.3057 | 1
23.0366 | 69.3317 | 1
2.1243 | 56.5957 | 1
23.1931 | 33.8004 | 1
82.865 | 36.488 | 1
60.5285 | 62.8387 | 1
5.3194 | 42.3058 | 1
70.287 | 39.2832 | 1
41.6666 | 2.2109 | 1
72.4551 | -10.727 | 1
63.9925 | 45.4454 | 1
73.6501 | -1.068 | 1
14.6237 | 22.0816 | 1
58.4142 | 49.4029 | 1
97.0074 | 3.9686 | 1
81.9718 | 39.8568 | 1
24.036 | 12.088 | 1
39.485 | -2.3932 | 1
89.2666 | 19.4176 | 1
43.2831 | -21.9296 | 1
54.5343 | 34.6204 | 1
23.3026 | -10.683 | 1
27.6885 | 61.7574 | 1
1.1884 | 45.9635 | 1
55.0586 | -19.7043 | 1
35.2637 | 29.9009 | 1
38.8276 | -2.4322 | 1
26.3165 | -13.2903 | 1
45.3514 | 29.6304 | 1
80.4002 | 51.6441 | 1
49.4064 | -15.362 | 1
29.765 | 21.9815 | 1
23.457 | 43.3091 | 1
34.2226 | -25.9298 | 1
72.2661 | -0.59123 | 1
13.3625 | 13.6576 | 1
64.0898 | 66.5973 | 1
3.3045 | 1.3949 | 1
24.1371 | 47.7056 | 1
68.1111 | 14.3687 | 1
56.5261 | 45.899 | 1
60.5556 | 26.8321 | 1
24.2897 | 64.9099 | 1
86.0143 | -8.7763 | 1
19.6251 | 16.7552 | 1
54.8366 | 39.8204 | 1
65.1297 | 51.9935 | 1
25.7782 | 40.5672 | 1
46.9394 | 24.1193 | 1
24.3688 | 42.5959 | 1
0.97118 | 21.4187 | 1
74.8911 | 9.5339 | 1
40.0047 | 8.5746 | 1
61.0016 | 11.28 | 1
61.8998 | 29.2631 | 1
23.2936 | 63.6139 | 1
63.8341 | 40.751 | 1
17.0493 | 37.2023 | 1
8.5401 | 22.0058 | 1
21.6947 | 57.3393 | 1
66.1857 | 37.6745 | 1
59.7405 | -25.0238 | 1
73.5206 | -29.171 | 1
50.1179 | -6.902 | 1
62.4722 | 11.8086 | 1
0.20948 | 28.7001 | 1
98.3431 | 20.8429 | 1
14.4967 | 27.0148 | 1
10.8868 | 20.8786 | 1
13.5523 | 30.9093 | 1
58.3871 | 1.9989 | 1
95.1556 | 60.6195 | 1
10.3619 | 4.7252 | 1
98.4022 | 52.6689 | 1
22.0464 | 2.8594 | 1
54.8803 | 40.078 | 1
6.4691 | -11.9081 | 1
50.9749 | 53.6742 | 1
52.7477 | -17.2143 | 1
63.636 | 8.1154 | 1
49.2454 | -20.8541 | 1
71.0916 | 37.0071 | 1
93.9218 | 21.9171 | 1
63.9139 | 61.122 | 1
82.261 | 61.9716 | 1
54.2302 | 61.7047 | 1
26.8137 | 29.7249 | 1
46.2124 | 1.1955 | 1
11.5019 | -11.0995 | 1
57.3468 | -20.9386 | 1
75.7114 | 34.6039 | 1
33.3129 | 33.8545 | 1
13.0937 | 16.6575 | 1
19.2348 | 66.2617 | 1
26.1632 | 60.4831 | 1
67.2857 | 63.7156 | 1
87.4007 | -27.1314 | 1
48.6216 | 55.1015 | 1
31.0425 | -20.2725 | 1
40.2296 | 48.3132 | 1
2.7845 | -12.909 | 1
78.3984 | 40.0017 | 1
71.4609 | -11.237 | 1
29.0822 | 52.5665 | 1
7.4938 | -14.7973 | 1
89.3934 | 68.2338 | 1
85.9132 | -3.0961 | 1
82.3079 | 36.0619 | 1
98.329 | 66.8213 | 1
45.3086 | -11.3399 | 1
48.003 | 46.0836 | 1
56.9314 | 4.5202 | 1
27.2644 | 28.6857 | 1
91.8432 | 24.3194 | 1
56.4973 | 8.912 | 1
58.4313 | -15.9448 | 1
88.8841 | 7.3466 | 1
87.9699 | 20.3488 | 1
93.9413 | -12.8444 | 1
94.5872 | -28.5545 | 1
55.2086 | 19.2487 | 1
42.1524 | 56.5144 | 1
15.4049 | -3.7073 | 1
58.4349 | 57.0471 | 1
0.71227 | 54.2661 | 1
74.6617 | -14.0227 | 1
61.2404 | 28.072 | 1
66.7403 | -22.8428 | 1
65.3339 | -21.1318 | 1
84.5526 | 62.1291 | 1
86.6833 | 0.28818 | 1
6.7473 | -13.136 | 1
35.1709 | 14.5114 | 1
98.9287 | 64.9933 | 1
29.3449 | 30.1774 | 1
76.2048 | -9.886 | 1
53.8772 | -21.1191 | 1
23.2837 | -12.411 | 1
4.5385 | 49.1764 | 1
50.9106 | 33.5203 | 1
86.2985 | 31.5883 | 1
15.2399 | 52.891 | 1
19.2938 | -21.3674 | 1
42.3134 | 66.9319 | 1
20.6003 | 64.4761 | 1
33.2908 | 53.9706 | 1
86.5188 | 33.7182 | 1
77.0146 | -1.0498 | 1
91.5847 | 34.203 | 1
94.8051 | 19.5943 | 1
64.2036 | 33.801 | 1
28.6202 | -2.0952 | 1
55.1208 | -7.654 | 1
73.4817 | -6.8787 | 1
71.7672 | 67.8395 | 1
52.541 | -17.1311 | 1
51.8952 | 47.5342 | 1
49.5805 | 4.7496 | 1
43.1806 | 11.0984 | 1
74.7955 | 13.8899 | 1
14.8064 | 26.4217 | 1
25.9713 | 65.124 | 1
37.5119 | 54.9169 | 1
3.8948 | 3.1253 | 1
25.9323 | 55.7553 | 1
20.4794 | -25.4704 | 1
47.8277 | -11.5922 | 1
16.9121 | 43.6468 | 1
46.5279 | -18.3084 | 1
92.2375 | 11.4833 | 1
43.1028 | -29.8962 | 1
100.3288 | -12.0984 | 1
87.0252 | 47.9717 | 1
33.2016 | 48.1864 | 1
13.4486 | 40.5695 | 1
42.1901 | 13.2213 | 1
74.1502 | -13.0878 | 1
60.7384 | 39.8355 | 1
75.1661 | -14.5426 | 1
32.0105 | -17.8073 | 1
82.8984 | -6.6474 | 1
10.8246 | -6.889 | 1
49.7467 | -0.27835 | 1
59.6478 | -28.3325 | 1
93.0796 | -18.7046 | 1
22.8613 | -29.8175 | 1
46.7043 | 24.8915 | 1
36.0698 | 24.5023 | 1
75.4339 | -20.6042 | 1
95.0663 | 46.6409 | 1
62.8499 | 60.5298 | 1
96.8312 | -19.3354 | 1
42.5261 | -19.7816 | 1
79.0356 | 35.1277 | 1
81.0679 | -7.8727 | 1
4.1111 | 12.3619 | 1
34.7783 | 53.61 | 1
44.8594 | 58.7785 | 1
4.8742 | -17.4212 | 1
5.8738 | 15.2225 | 1
67.7816 | -12.2238 | 1
13.6201 | 26.1682 | 1
0.24446 | 5.1374 | 1
19.2765 | 34.0697 | 1
62.2054 | 28.7781 | 1
47.505 | -2.4076 | 1
100.4269 | 59.3566 | 1
41.3332 | 8.9115 | 1
57.1421 | -21.9959 | 1
17.393 | -14.6175 | 1
48.9852 | 2.5915 | 1
70.7305 | 25.3224 | 1
83.9281 | 8.5727 | 1
100.2309 | 40.8494 | 1
63.3454 | 68.9717 | 1
22.7723 | 33.5791 | 1
71.1859 | 0.063331 | 1
5.7563 | 53.6312 | 1
34.2786 | 54.0543 | 1
55.6787 | -26.934 | 1
2.1074 | -24.4909 | 1
62.6331 | -29.8905 | 1
66.2603 | 46.6438 | 1
87.1252 | 25.9047 | 1
93.8194 | -0.10178 | 1
26.4924 | 26.3806 | 1
75.3311 | -15.1524 | 1
69.4418 | 9.7634 | 1
36.0658 | -6.3784 | 1
68.9225 | 37.3556 | 1
96.699 | 57.3371 | 1
43.3554 | 37.95 | 1
47.1724 | -11.4709 | 1
30.736 | -25.5151 | 1
89.6345 | 0.22013 | 1
37.745 | -21.8059 | 1
50.9114 | 39.6989 | 1
55.0226 | 13.883 | 1
29.1864 | -29.181 | 1
74.1759 | 52.3478 | 1
23.1208 | 56.2013 | 1
40.5779 | 19.4097 | 1
58.8531 | 44.7849 | 1
9.6992 | 25.4527 | 1
84.4253 | -28.3481 | 1
21.5496 | 30.3876 | 1
41.1471 | 21.9861 | 1
97.5992 | -16.7291 | 1
62.5191 | 60.8283 | 1
20.3178 | -10.9316 | 1
93.7888 | -27.4422 | 1
95.7626 | 40.8863 | 1
92.4865 | -24.8545 | 1
24.795 | 46.1838 | 1
7.1838 | 0.22269 | 1
81.9887 | 2.9237 | 1
42.7963 | 34.1811 | 1
23.2232 | 0.41161 | 1
92.0932 | -28.6107 | 1
85.3785 | 23.9283 | 1
27.266 | 63.5044 | 1
99.2751 | 5.0432 | 1
1.8211 | 12.6396 | 1
86.2344 | -15.6422 | 1
72.4032 | 26.096 | 1
12.9673 | -5.2028 | 1
7.0128 | 28.1217 | 1
4.8134 | -17.3416 | 1
0.75426 | -8.4018 | 1
52.8582 | 56.2663 | 1
85.8437 | -4.4985 | 1
16.3114 | -17.1217 | 1
40.7584 | 34.4172 | 1
3.3182 | 69.9523 | 1
1.9101 | 9.5522 | 1
96.5559 | -10.9439 | 1
9.5448 | 52.3758 | 1
39.1279 | 68.7543 | 1
23.4053 | -0.29207 | 1
40.1579 | 19.3643 | 1
95.8912 | -4.257 | 1
88.7989 | 41.9522 | 1
68.3591 | 46.473 | 1
56.8387 | 36.7987 | 1
50.2461 | -7.0204 | 1
52.9824 | 25.3165 | 1
33.6918 | 7.8016 | 1
18.3301 | -18.5527 | 1
59.729 | -3.6503 | 1
73.357 | -2.9899 | 1
38.3007 | 31.7844 | 1
6.0468 | -8.2406 | 1
37.7692 | 52.8188 | 1
29.7221 | -16.6297 | 1
34.7016 | 48.4305 | 1
58.3012 | 4.7394 | 1
1.7259 | 49.1284 | 1
21.0555 | 10.1585 | 1
73.2664 | -8.9541 | 1
34.0501 | 66.2333 | 1
14.7144 | 35.4686 | 1
56.878 | 18.2851 | 1
42.0565 | 60.9046 | 1
50.6418 | 5.0418 | 1
0.26766 | 7.6938 | 1
92.2461 | 16.6342 | 1
98.9709 | -20.0714 | 1
80.4755 | 8.9693 | 1
24.3503 | -18.0839 | 1
17.4676 | 58.5525 | 1
97.7227 | 62.976 | 1
72.7886 | -2.348 | 1
19.7087 | 66.5957 | 1
15.1205 | -2.7163 | 1
29.0259 | 46.7016 | 1
9.4552 | 34.6111 | 1
99.9636 | 25.3834 | 1
71.7959 | 42.1606 | 1
57.4535 | 54.9155 | 1
78.346 | 53.1821 | 1
43.6537 | 35.2232 | 1
11.4889 | 7.3418 | 1
100.1415 | 25.6073 | 1
31.9876 | 39.8706 | 1
79.5905 | 31.1441 | 1
79.5935 | 9.1546 | 1
20.9391 | 43.4347 | 1
22.9235 | 37.7683 | 1
60.0314 | 23.3035 | 1
28.8894 | -9.3959 | 1
96.7025 | 47.0609 | 1
5.5478 | -4.3316 | 1
87.0206 | 69.7599 | 1
40.2361 | -26.3168 | 1
58.489 | 44.4688 | 1
46.1099 | 26.578 | 1
62.9053 | 59.0465 | 1
98.9756 | 53.4579 | 1
68.873 | 32.644 | 1
47.2602 | -16.0953 | 1
29.2498 | 56.6735 | 1
57.2179 | 29.6716 | 1
6.4434 | 50.9122 | 1
27.8066 | -19.776 | 1
28.9471 | 27.1936 | 1
79.6418 | -18.8201 | 1
16.7532 | -18.3106 | 1
48.1411 | 39.3078 | 1
13.6673 | 23.8835 | 1
11.4532 | -11.966 | 1
5.2837 | -6.3671 | 1
22.3421 | 37.379 | 1
23.5318 | -17.6429 | 1
15.2198 | 20.8049 | 1
85.7818 | 41.6012 | 1
95.8284 | 63.2125 | 1
51.7529 | -10.0843 | 1
1.268 | -3.6538 | 1
62.0537 | -18.9234 | 1
11.4569 | -19.5866 | 1
98.695 | 31.4195 | 1
94.3891 | 42.6188 | 1
39.0317 | 56.019 | 1
79.9695 | -5.2333 | 1
80.5548 | 2.2183 | 1
10.2929 | 12.7526 | 1
63.285 | -14.1549 | 1
27.8522 | 13.6951 | 1
50.0749 | 53.1973 | 1
16.7901 | -12.0382 | 1
12.8291 | -12.037 | 1
51.5802 | 49.7874 | 1
80.9733 | -29.5745 | 1
40.2433 | 39.9301 | 1
52.8035 | 41.2495 | 1
32.3153 | -13.0542 | 1
0.29186 | 2.1136 | 1
56.821 | 69.7438 | 1
8.6311 | -6.8989 | 1
13.5408 | -27.9756 | 1
84.9018 | 61.9828 | 1
65.2004 | 37.3511 | 1
83.368 | -3.7548 | 1
37.6481 | 45.0574 | 1
78.7614 | 61.9076 | 1
100.1787 | 58.8575 | 1
76.2069 | 44.8285 | 1
0.09207 | 50.7566 | 1
88.239 | -2.066 | 1
13.1732 | 69.4252 | 1
38.8734 | 21.99 | 1
31.7568 | 5.7231 | 1
91.5305 | 35.3995 | 1
88.5282 | -4.6646 | 1
13.7681 | -27.0383 | 1
90.4575 | 12.427 | 1
28.2631 | 67.1955 | 1
67.7709 | -19.2815 | 1
45.6253 | 7.0609 | 1
83.3396 | 25.6398 | 1
82.7253 | 2.7447 | 1
15.6064 | 57.0125 | 1
48.3509 | -18.4807 | 1
64.9161 | 67.9266 | 1
4.8558 | 7.4132 | 1
37.9335 | 5.6633 | 1
81.3803 | 53.3302 | 1
56.8339 | -24.2003 | 1
4.0452 | 63.0714 | 1
97.0614 | 17.8965 | 1
0.61346 | -23.143 | 1
64.5614 | 49.1728 | 1
74.9639 | -28.6046 | 1
43.0256 | 41.8287 | 1
36.6137 | 60.6604 | 1
16.5446 | -3.3441 | 1
31.8 | 32.0362 | 1
39.1612 | 28.9367 | 1
37.7604 | 50.4293 | 1
65.9957 | 39.1829 | 1
55.0581 | 6.8863 | 1
18.9401 | 10.0295 | 1
7.3118 | -19.2657 | 1
12.6185 | 33.6145 | 1
6.7174 | -29.9459 | 1
56.1921 | -15.3569 | 1
16.8506 | 59.9884 | 1
92.5212 | -26.5595 | 1
69.7107 | 33.7542 | 1
48.9486 | 10.9949 | 1
35.6009 | -18.8655 | 1
100.932 | 0.7786 | 1
4.0202 | 11.177 | 1
32.4125 | 65.9253 | 1
1.489 | 30.9489 | 1
61.1005 | 25.7342 | 1
89.1913 | 44.2653 | 1
17.7139 | 45.8431 | 1
73.0408 | 64.7892 | 1
30.5607 | -8.666 | 1
99.7137 | -15.5378 | 1
80.666 | 11.7261 | 1
92.3244 | 61.5806 | 1
8.3375 | 12.7241 | 1
19.4068 | -25.6029 | 1
40.6895 | 20.3686 | 1
100.5366 | 12.0623 | 1
0.91478 | 27.3687 | 1
38.8241 | 2.4986 | 1
86.6657 | -29.4812 | 1
54.5168 | 31.4581 | 1
5.4197 | -17.8048 | 1
17.3545 | 4.3475 | 1
58.7078 | -3.5181 | 1
92.1182 | 9.1185 | 1
29.5019 | -8.2165 | 1
12.5784 | 52.1381 | 1
75.7641 | 35.5733 | 1
63.2762 | 23.1223 | 1
16.514 | 51.7492 | 1
94.5771 | 62.7658 | 1
14.4628 | 35.4773 | 1
86.7448 | 32.0158 | 1
85.2333 | 13.5272 | 1
37.0041 | 1.0999 | 1
26.0238 | 57.4328 | 1
72.8305 | 3.6318 | 1
93.7018 | 20.566 | 1
79.883 | 29.8605 | 1
9.8975 | 16.2502 | 1
10.9545 | 69.5581 | 1
85.9852 | 20.8404 | 1
59.5045 | -28.3073 | 1
37.3489 | 3.855 | 1
64.3386 | -10.2384 | 1
46.0771 | 2.0477 | 1
45.0546 | 38.2037 | 1
22.4709 | 12.2148 | 1
50.6432 | 30.112 | 1
53.0056 | 2.7473 | 1
77.8858 | -9.0884 | 1
84.5961 | 40.478 | 1
75.0896 | -13.1191 | 1
51.6366 | 20.253 | 1
34.8141 | -20.3686 | 1
21.3507 | 25.1523 | 1
49.3354 | 26.8476 | 1
96.0923 | -3.7182 | 1
96.7688 | 15.6945 | 1
32.2291 | -5.7382 | 1
59.9916 | 20.9756 | 1
48.0675 | 27.2811 | 1
72.6553 | -20.4791 | 1
84.5063 | 17.0773 | 1
64.8791 | 10.2547 | 1
93.2569 | 47.3953 | 1
17.7259 | -27.3897 | 1
44.7964 | 21.4729 | 1
81.9678 | -13.3991 | 1
71.9949 | -6.0201 | 1
43.3665 | 5.1143 | 1
61.7866 | 9.2282 | 1
94.7446 | 24.8615 | 1
99.9823 | 37.2258 | 1
76.6045 | -29.8215 | 1
18.2782 | 60.3353 | 1
64.7559 | -3.9068 | 1
79.0457 | -3.7509 | 1
26.4165 | 59.1138 | 1
84.8498 | 44.6738 | 1
40.0409 | -26.1459 | 1
62.1067 | 32.0849 | 1
13.7963 | -21.4475 | 1
87.3762 | 47.7564 | 1
54.3298 | 31.8711 | 1
61.2584 | 40.0308 | 1
55.2436 | 46.5092 | 1
92.8039 | 49.7706 | 1
48.1228 | 11.619 | 1
35.462 | 6.1339 | 1
62.1715 | -14.5634 | 1
78.1277 | 3.991 | 1
95.0707 | 28.5563 | 1
24.4395 | 45.0579 | 1
78.021 | 30.2369 | 1
50.6529 | 15.4267 | 1
34.2222 | 11.3465 | 1
17.3455 | 63.7007 | 1
66.6993 | 51.7644 | 1
35.702 | 12.0409 | 1
46.9305 | 29.1416 | 1
56.028 | 62.068 | 1
27.9814 | -29.363 | 1
16.8721 | 39.8674 | 1
72.8915 | -1.9446 | 1
63.7853 | 7.0825 | 1
35.8934 | 13.995 | 1
3.1609 | 49.969 | 1
51.0505 | -5.4503 | 1
92.3848 | 9.4283 | 1
65.1923 | 6.0878 | 1
85.227 | -13.6497 | 1
48.2854 | 28.7086 | 1
53.3622 | 58.0752 | 1
84.6974 | 55.9585 | 1
80.4189 | -8.283 | 1
91.6365 | 50.7146 | 1
14.1379 | 67.4228 | 1
89.6825 | 39.4918 | 1
93.7289 | 30.282 | 1
28.5743 | -20.5437 | 1
4.8018 | -18.4709 | 1
35.6414 | -13.1665 | 1
16.4354 | -17.7989 | 1
18.112 | 54.5673 | 1
44.5378 | 9.6639 | 1
12.051 | 16.299 | 1
54.5968 | 10.3204 | 1
25.242 | 44.5101 | 1
93.3373 | -16.8516 | 1
3.3898 | -29.5228 | 1
49.1012 | 49.112 | 1
51.7104 | 40.4016 | 1
57.6794 | -19.499 | 1
96.3086 | 19.1622 | 1
31.6861 | 50.2049 | 1
28.2426 | 67.7366 | 1
76.7915 | 32.7139 | 1
34.4583 | 43.9972 | 1
69.5687 | -2.402 | 1
4.5404 | 56.9606 | 1
53.9261 | 3.1816 | 1
92.6571 | 26.3773 | 1
4.4649 | 13.8767 | 1
93.9702 | 35.4164 | 1
10.9379 | -28.808 | 1
49.2819 | -23.4866 | 1
45.8178 | -9.0346 | 1
65.0726 | -26.5111 | 1
17.1365 | -3.1493 | 1
79.8205 | 51.8712 | 1
96.9321 | 67.4897 | 1
2.7529 | 37.8773 | 1
65.3867 | 51.8922 | 1
6.0971 | 20.7515 | 1
37.4027 | -15.1736 | 1
28.8699 | 7.7237 | 1
6.645 | -29.9564 | 1
75.4937 | 23.0543 | 1
47.0026 | -23.3028 | 1
78.251 | -13.3927 | 1
29.1178 | 37.6991 | 1
36.6102 | -9.9776 | 1
71.3176 | -3.9602 | 1
5.4336 | -1.0582 | 1
13.2774 | 68.1427 | 1
62.0013 | 28.5185 | 1
1.8034 | -22.8858 | 1
9.3877 | 32.5802 | 1
19.8002 | 59.6062 | 1
63.6671 | 59.513 | 1
97.2205 | 49.8394 | 1
69.4801 | 18.5339 | 1
11.1526 | 20.8375 | 1
0.76141 | 22.5024 | 1
58.524 | 48.004 | 1
7.5387 | -23.6248 | 1
91.2243 | -1.9974 | 1
10.0404 | -7.2595 | 1
27.7615 | 56.5568 | 1
5.654 | 57.9506 | 1
73.2061 | 42.9191 | 1
67.4448 | 32.6071 | 1
67.4617 | 13.8209 | 1
67.4464 | 61.6472 | 1
35.2124 | 31.6661 | 1
9.2581 | 45.7196 | 1
81.6923 | 41.6373 | 1
42.8463 | 66.5189 | 1
81.554 | 62.5969 | 1
1.4345 | -26.224 | 1
66.398 | 57.0993 | 1
50.5313 | 51.6255 | 1
39.5073 | -16.8015 | 1
60.8588 | 26.8016 | 1
16.6891 | 22.103 | 1
78.5448 | 18.8234 | 1
11.6834 | -10.6646 | 1
56.5363 | 31.3799 | 1
31.05 | 68.2601 | 1
70.0967 | 34.2846 | 1
68.3112 | 54.4888 | 1
77.1691 | 18.1707 | 1
62.8278 | 29.1431 | 1
45.0807 | 49.1508 | 1
51.1107 | 59.7342 | 1
11.3272 | 26.548 | 1
95.9005 | -4.9417 | 1
74.1831 | -25.0023 | 1
25.5326 | 35.0153 | 1
65.5201 | 45.0917 | 1
98.7074 | 54.318 | 1
96.821 | 34.9056 | 1
25.8451 | 59.8257 | 1
45.8504 | 45.4348 | 1
82.5134 | -19.256 | 1
28.5824 | 22.243 | 1
51.7298 | 18.1967 | 1
49.8441 | 10.5985 | 1
75.518 | 15.4877 | 1
70.4851 | -29.5564 | 1
2.2187 | -23.6262 | 1
44.2719 | 16.1569 | 1
37.0362 | 59.1493 | 1
80.346 | 50.8302 | 1
25.6586 | 50.4203 | 1
28.1582 | 34.7151 | 1
60.6213 | -10.2921 | 1
64.5334 | -18.7662 | 1
30.3818 | -13.9731 | 1
69.8922 | 21.2494 | 1
21.9595 | 1.6902 | 1
58.357 | -9.3607 | 1
93.6374 | 5.3796 | 1
55.0385 | 41.0911 | 1
20.0359 | 8.6012 | 1
17.0911 | 6.3915 | 1
77.9434 | 35.2772 | 1
80.4226 | -29.9715 | 1
58.1176 | 46.8758 | 1
23.0195 | 26.2372 | 1
10.5698 | 1.7962 | 1
47.9433 | 17.1878 | 1
91.1161 | 62.3621 | 1
99.2819 | 59.9855 | 1
0.2794 | 56.0117 | 1
24.5101 | 54.0051 | 1
11.3861 | 33.2073 | 1
69.7391 | 8.4907 | 1
89.2263 | 44.5006 | 1
10.4039 | -28.0532 | 1
49.6349 | 53.9405 | 1
11.3975 | 57.4322 | 1
75.109 | -26.2315 | 1
85.5209 | 51.4189 | 1
6.9644 | -11.1284 | 1
31.4795 | 3.406 | 1
74.7832 | 16.1568 | 1
30.3232 | -0.20472 | 1
82.0456 | -8.9321 | 1
78.8712 | 66.9248 | 1
94.0373 | 51.304 | 1
51.1672 | -24.4288 | 1
11.901 | 7.7126 | 1
88.8081 | 0.94856 | 1
57.634 | -17.7716 | 1
77.4029 | -8.4953 | 1
23.3222 | -5.3115 | 1
9.1938 | 19.6291 | 1
13.6145 | -25.8615 | 1
27.7454 | 27.345 | 1
83.3785 | 39.4834 | 1
58.9777 | 2.352 | 1
80.1603 | 25.1594 | 1
40.0246 | -26.9659 | 1
22.9089 | -0.23657 | 1
52.556 | 47.6745 | 1
40.2544 | 7.8842 | 1
34.9517 | 17.4238 | 1
36.976 | -17.7204 | 1
11.7187 | 20.8574 | 1
25.1443 | 30.2688 | 1
55.288 | -5.3594 | 1
9.5764 | 68.4599 | 1
3.8665 | 42.2015 | 1
97.7499 | 49.7182 | 1
66.2921 | 24.2227 | 1
92.5626 | -20.0386 | 1
62.0613 | 68.9781 | 1
17.0157 | 6.9586 | 1
44.7549 | 18.1123 | 1
82.9445 | -1.383 | 1
57.8143 | -24.4444 | 1
14.2451 | 59.8899 | 1
59.0995 | 42.1498 | 1
96.5266 | -23.8163 | 1
12.6157 | -6.9014 | 1
89.9302 | 22.3838 | 1
89.924 | 19.8359 | 1
88.3102 | 25.97 | 1
84.3344 | -0.55079 | 1
75.0263 | -24.9076 | 1
26.0862 | 26.9126 | 1
66.5265 | 57.8232 | 1
64.1619 | -6.7742 | 1
90.8401 | 2.3731 | 1
20.6537 | 61.2349 | 1
50.1822 | 12.2832 | 1
41.7323 | 28.0795 | 1
18.0499 | -16.454 | 1
63.9753 | 56.1911 | 1
49.9252 | 11.3149 | 1
27.2542 | -29.5322 | 1
34.1648 | 34.4337 | 1
58.517 | -27.6726 | 1
66.258 | 69.0673 | 1
6.422 | -0.13811 | 1
50.8246 | 34.8473 | 1
28.1636 | 22.1735 | 1
6.2405 | 63.5206 | 1
28.5977 | 28.7849 | 1
2.1828 | 5.2674 | 1
38.7224 | 40.9119 | 1
53.8751 | 36.0701 | 1
14.21 | -3.1076 | 1
74.1461 | 29.7403 | 1
64.3084 | 2.9786 | 1
53.9413 | 50.8458 | 1
83.1112 | -8.166 | 1
21.6196 | 36.6244 | 1
52.3385 | 26.1366 | 1
89.3903 | 39.4542 | 1
8.5492 | -12.5769 | 1
91.1535 | 53.5282 | 1
67.1339 | -27.2007 | 1
32.3861 | 50.2707 | 1
58.2127 | -4.5575 | 1
75.5916 | -3.0998 | 1
51.61 | 41.7982 | 1
73.6122 | 51.0884 | 1
89.6519 | 22.919 | 1
78.1201 | 38.2544 | 1
86.3384 | 26.8996 | 1
78.8612 | 40.2671 | 1
39.1922 | 58.0482 | 1
67.5292 | 59.3129 | 1
96.3805 | -5.7946 | 1
3.8726 | 45.9107 | 1
85.8981 | 54.4289 | 1
72.2775 | 51.8163 | 1
82.3088 | -20.9329 | 1
15.3363 | -17.7771 | 1
4.1366 | 2.7874 | 1
82.1008 | 21.6545 | 1
37.4711 | 12.5036 | 1
98.1939 | 33.9742 | 1
12.5709 | 40.3904 | 1
52.2239 | -9.3676 | 1
94.7754 | 1.4904 | 1
100.0992 | -21.0873 | 1
5.8364 | -5.979 | 1
82.4067 | 55.3316 | 1
18.1105 | 7.6222 | 1
21.5394 | 13.8501 | 1
4.1139 | 36.8179 | 1
49.3861 | 57.1446 | 1
22.8519 | -1.0225 | 1
99.8027 | 13.3368 | 1
69.3261 | 9.8347 | 1
15.7036 | 51.3605 | 1
63.2752 | 45.4946 | 1
0.057413 | 35.8131 | 1
32.7598 | 33.7507 | 1
6.9562 | 52.8189 | 1
36.214 | 32.845 | 1
25.1568 | -16.4974 | 1
86.5743 | 45.9527 | 1
75.9264 | 17.6086 | 1
91.6807 | -24.721 | 1
11.3031 | 7.8771 | 1
19.505 | 19.2014 | 1
54.7888 | -14.3753 | 1
30.3724 | 51.9279 | 1
78.6216 | 6.1935 | 1
18.1163 | -22.8546 | 1
58.9414 | 3.3571 | 1
30.564 | 45.5636 | 1
44.2644 | 42.7045 | 1
87.814 | 55.9495 | 1
2.5919 | 32 | 1
54.7313 | -26.9617 | 1
99.2622 | 42.8566 | 1
21.1165 | 14.6291 | 1
61.8868 | 24.1309 | 1
14.4236 | 68.8013 | 1
39.1795 | 31.9127 | 1
22.0433 | 49.4082 | 1
96.9365 | -11.1703 | 1
34.3609 | 68.863 | 1
72.144 | -9.3347 | 1
45.457 | -21.8363 | 1
24.7024 | 68.4861 | 1
14.9894 | -23.6965 | 1
69.8145 | -5.5547 | 1
46.3489 | -10.2333 | 1
49.8191 | -8.8023 | 1
92.0776 | 22.6074 | 1
5.6293 | -16.8059 | 1
75.3164 | -8.6363 | 1
57.262 | 60.2946 | 1
19.9621 | -21.8596 | 1
5.7774 | -28.6832 | 1
84.0043 | -26.1183 | 1
3.8707 | 44.5362 | 1
75.5867 | 1.448 | 1
85.4029 | 5.7264 | 1
62.0916 | -29.4531 | 1
62.2076 | 55.9136 | 1
71.5924 | -26.1734 | 1
94.1539 | 46.0792 | 1
65.2845 | 40.2156 | 1
48.8633 | -15.7715 | 1
61.1415 | 46.6308 | 1
40.875 | 42.913 | 1
1.6196 | 69.9785 | 1
72.5998 | -21.7509 | 1
50.8496 | 36.6348 | 1
35.038 | -6.918 | 1
53.1425 | 56.6837 | 1
41.8279 | 61.3368 | 1
39.4636 | 41.1596 | 1
10.766 | -0.15718 | 1
35.7908 | -15.4622 | 1
89.2032 | 68.1948 | 1
25.6942 | -21.4936 | 1
22.3326 | 4.5716 | 1
4.5275 | 16.5078 | 1
52.0545 | -17.9598 | 1
40.6017 | 48.388 | 1
52.1986 | -10.1667 | 1
0.66244 | 35.9483 | 1
49.0064 | 49.7602 | 1
15.3884 | -8.6634 | 1
82.5592 | -27.7123 | 1
81.2614 | -18.5236 | 1
64.6806 | 20.8876 | 1
99.1452 | 6.0656 | 1
43.0161 | -29.6817 | 1
41.2927 | 62.0113 | 1
43.8464 | 32.9806 | 1
95.5069 | -11.6001 | 1
24.5022 | -20.6903 | 1
99.9335 | 23.6611 | 1
53.8151 | -15.4596 | 1
69.1472 | -3.8912 | 1
97.8675 | 67.2203 | 1
67.8592 | 8.0757 | 1
71.2709 | 23.6487 | 1
62.6554 | 4.8526 | 1
11.0756 | 30.7328 | 1
84.8319 | 7.7661 | 1
11.7624 | -9.3794 | 1
94.9962 | 66.5682 | 1
90.425 | -4.4417 | 1
53.9821 | -18.9936 | 1
36.5 | -26.1239 | 1
28.0053 | 51.1215 | 1
4.8859 | -13.4739 | 1
47.6087 | 48.9326 | 1
46.1188 | -4.47 | 1
62.3846 | 63.4006 | 1
86.263 | -22.5195 | 1
49.092 | 27.3411 | 1
60.5944 | 6.8925 | 1
8.874 | 38.6371 | 1
8.0772 | -1.6127 | 1
51.4247 | 56.7836 | 1
56.8075 | 44.2378 | 1
33.567 | 3.4466 | 1
100.5445 | 63.1624 | 1
9.5756 | 58.9532 | 1
86.2517 | -18.5742 | 1
67.7401 | 48.3931 | 1
56.4424 | 25.9878 | 1
22.3873 | 68.4762 | 1
34.4279 | -11.4149 | 1
55.3125 | -28.7012 | 1
71.1105 | 24.993 | 1
38.9053 | 46.6916 | 1
77.2867 | 55.3504 | 1
89.3763 | 40.118 | 1
14.3848 | 24.6734 | 1
46.9336 | 36.0282 | 1
30.3765 | -26.0713 | 1
66.4482 | -6.8403 | 1
16.709 | 49.2983 | 1
4.9032 | 35.2352 | 1
88.0539 | 49.4504 | 1
24.7574 | 13.7478 | 1
79.3586 | 31.7726 | 1
9.5712 | 67.5389 | 1
72.14 | 36.0837 | 1
86.9 | -17.398 | 1
65.4577 | 6.7739 | 1
57.4378 | 0.44367 | 1
72.4112 | 17.6331 | 1
16.962 | 21.4716 | 1
14.908 | 40.4919 | 1
82.7002 | 69.8233 | 1
12.3574 | 40.165 | 1
85.6697 | -28.6955 | 1
1.1938 | 13.7705 | 1
16.5182 | -9.2786 | 1
49.6521 | 69.8482 | 1
74.3999 | 56.1736 | 1
12.27 | -14.1653 | 1
54.3984 | 62.45 | 1
10.8935 | -14.7285 | 1
15.5351 | 19.294 | 1
88.0651 | 68.5277 | 1
5.3857 | -12.9631 | 1
75.5366 | 43.3015 | 1
50.3595 | 46.9331 | 1
70.5128 | 42.7585 | 1
30.2846 | 47.7254 | 1
93.2043 | 6.0763 | 1
19.9469 | 58.4005 | 1
94.5336 | 39.0721 | 1
91.7861 | 57.4342 | 1
21.441 | -3.4629 | 1
23.5681 | 54.6767 | 1
19.9434 | 26.3854 | 1
26.2498 | -11.875 | 1
29.9509 | 58.9278 | 1
79.1705 | 48.1788 | 1
83.2557 | 43.3603 | 1
67.2917 | 51.3698 | 1
76.7903 | 39.3794 | 1
60.0937 | -13.7787 | 1
13.0978 | 1.3985 | 1
14.7703 | -2.8509 | 1
11.3906 | 31.505 | 1
10.5894 | 68.0303 | 1
9.5945 | 40.8238 | 1
75.8662 | 10.4177 | 1
98.3761 | 16.055 | 1
95.9698 | 24.672 | 1
47.8787 | 68.5352 | 1
61.7813 | 22.3274 | 1
91.4045 | 62.1323 | 1
90.2648 | 57.5505 | 1
86.9754 | -12.0359 | 1
29.1969 | 60.7655 | 1
1.3247 | 39.5636 | 1
97.1257 | 35.7113 | 1
84.8961 | -25.2635 | 1
38.0841 | 1.8306 | 1
85.0474 | 34.4135 | 1
74.7884 | 28.3735 | 1
69.7665 | 28.2013 | 1
56.0512 | -7.6553 | 1
14.6802 | 56.301 | 1
12.8509 | 57.9094 | 1
40.4246 | 18.24 | 1
19.9065 | -27.7838 | 1
93.3321 | -29.9181 | 1
75.5394 | 8.1826 | 1
40.6392 | -18.2093 | 1
12.4566 | -11.5403 | 1
59.9685 | 45.397 | 1
67.2483 | -16.5824 | 1
37.4665 | 67.637 | 1
0.04545 | 19.1114 | 1
86.1956 | -7.615 | 1
92.0995 | -13.7655 | 1
55.8923 | 57.5166 | 1
36.8541 | 26.8666 | 1
32.5929 | 0.38245 | 1
58.9849 | 14.1976 | 1
18.6695 | -2.6336 | 1
51.988 | 55.583 | 1
44.8641 | 5.1066 | 1
100.5871 | 17.8774 | 1
80.788 | 25.3339 | 1
12.412 | 14.2453 | 1
96.2787 | 24.9002 | 1
21.7795 | -25.4458 | 1
9.8033 | -1.7558 | 1
19.9685 | -16.4848 | 1
12.8045 | -19.1332 | 1
53.8225 | -12.4414 | 1
90.6133 | 46.3491 | 1
50.0543 | 52.6426 | 1
59.0482 | 53.9971 | 1
80.8424 | -6.9992 | 1
60.2648 | 7.1155 | 1
47.507 | -14.093 | 1
87.0975 | -1.0557 | 1
28.6175 | 65.5763 | 1
82.9017 | -12.4446 | 1
9.8893 | 50.7067 | 1
38.3034 | 33.6771 | 1
8.2816 | 14.9407 | 1
60.0658 | 29.1616 | 1
96.0125 | 68.4156 | 1
90.1693 | -28.6961 | 1
77.6856 | 61.9967 | 1
98.7412 | 26.2164 | 1
92.8124 | 21.2252 | 1
91.8115 | 54.2649 | 1
99.7512 | 11.2898 | 1
52.1664 | 32.0006 | 1
74.2961 | -6.7043 | 1
42.8848 | 26.924 | 1
13.9458 | 69.5028 | 1
61.4842 | 16.4941 | 1
35.7559 | 9.393 | 1
84.3967 | 10.7869 | 1
38.083 | 53.78 | 1
85.876 | 35.7349 | 1
76.425 | -10.4704 | 1
53.312 | 56.2423 | 1
11.1778 | -2.297 | 1
38.4377 | 27.7248 | 1
39.53 | 46.0386 | 1
61.348 | -12.7719 | 1
53.6203 | -8.1105 | 1
33.8523 | -1.907 | 1
68.4949 | 31.2005 | 1
90.3612 | 1.0855 | 1
33.6555 | 9.0371 | 1
96.3571 | -14.0207 | 1
98.3118 | 8.4824 | 1
75.6983 | 62.6714 | 1
79.5462 | 36.5528 | 1
20.9815 | 48.9693 | 1
21.8535 | 2.3404 | 1
99.3298 | 59.8421 | 1
32.8239 | 33.4901 | 1
22.7217 | 10.8418 | 1
22.9291 | -12.3599 | 1
20.7464 | 18.732 | 1
80.416 | 65.0251 | 1
31.0094 | 28.3446 | 1
28.0906 | -28.9237 | 1
58.3925 | 61.2633 | 1
97.3723 | 55.9499 | 1
59.3757 | 69.7883 | 1
23.8808 | -26.0688 | 1
3.7253 | -14.1957 | 1
12.1148 | -13.1262 | 1
1.7456 | -3.4097 | 1
51.2542 | 46.4989 | 1
51.5348 | -13.8577 | 1
29.5177 | -20.5107 | 1
35.1258 | 52.2028 | 1
93.9272 | 46.7923 | 1
50.7564 | 52.098 | 1
38.0675 | 4.3371 | 1
16.0224 | -13.8141 | 1
69.7293 | 43.9813 | 1
12.8366 | 11.495 | 1
10.5265 | -2.2082 | 1
39.9251 | 14.6934 | 1
65.3356 | 62.9591 | 1
56.9442 | 63.4944 | 1
95.1124 | 59.4563 | 1
33.5367 | 4.4137 | 1
63.9933 | 18.1497 | 1
72.9883 | -12.8126 | 1
11.2362 | 10.6268 | 1
36.0396 | -17.5086 | 1
82.3549 | 36.8779 | 1
100.6733 | 54.5859 | 1
97.0128 | -9.94 | 1
70.658 | 55.2046 | 1
70.9951 | -29.8395 | 1
47.0307 | 66.4827 | 1
84.8652 | -14.6064 | 1
64.9228 | -17.6258 | 1
42.6489 | 15.969 | 1
82.9743 | -19.8832 | 1
20.2164 | -0.68788 | 1
82.7382 | -3.6555 | 1
35.4255 | 13.188 | 1
67.1143 | 33.824 | 1
58.7643 | 50.7459 | 1
48.2258 | 68.4252 | 1
32.5546 | 46.9538 | 1
81.4807 | -25.7206 | 1
17.8574 | -29.1849 | 1
4.8892 | 28.9279 | 1
77.0404 | 18.8659 | 1
54.9884 | 54.9465 | 1
82.2643 | -25.9597 | 1
99.9806 | 37.7037 | 1
17.7154 | 60.3402 | 1
99.7877 | 13.0261 | 1
34.6985 | 57.7531 | 1
77.013 | -27.4512 | 1
87.5211 | 34.7829 | 1
26.5603 | 24.5263 | 1
39.422 | 22.0854 | 1
6.2439 | 23.1705 | 1
52.4255 | -17.3769 | 1
23.654 | 55.4499 | 1
65.6383 | 46.5907 | 1
21.0751 | -16.5308 | 1
91.1183 | 4.0888 | 1
13.2206 | 18.7138 | 1
8.4659 | -9.1445 | 1
30.3153 | 54.779 | 1
41.3687 | -18.8771 | 1
73.5732 | 63.6158 | 1
21.8506 | 20.0318 | 1
28.4547 | 57.4685 | 1
33.8623 | -20.4283 | 1
91.2215 | -22.9084 | 1
4.9101 | -1.5696 | 1
56.5072 | 61.9754 | 1
66.6029 | 39.9936 | 1
97.4983 | 65.5941 | 1
87.6865 | -3.7527 | 1
72.315 | 16.7486 | 1
83.512 | 58.2377 | 1
21.478 | 65.2315 | 1
5.6909 | 13.8828 | 1
3.819 | 28.0115 | 1
88.1842 | 63.1801 | 1
75.2734 | 10.2642 | 1
84.4662 | 31.1782 | 1
42.8237 | 21.3856 | 1
33.4831 | 45.9358 | 1
99.3081 | 63.8245 | 1
13.2761 | 38.7828 | 1
97.8837 | 21.9948 | 1
46.5263 | -26.0865 | 1
36.499 | 69.2532 | 1
100.977 | 44.8851 | 1
35.4402 | -12.6017 | 1
91.5147 | 14.3549 | 1
42.8705 | -10.6832 | 1
47.2534 | 44.7872 | 1
49.5849 | 10.6882 | 1
49.8079 | -16.9704 | 1
44.0689 | -17.8077 | 1
76.6484 | 20.6419 | 1
37.0418 | 59.1506 | 1
4.184 | 45.5168 | 1
65.2541 | 56.9542 | 1
42.7319 | 65.2459 | 1
26.2805 | 57.0949 | 1
68.3968 | 32.0265 | 1
17.2287 | 15.5866 | 1
40.6 | 8.3227 | 1
65.2841 | 25.5413 | 1
54.5603 | -18.4073 | 1
18.8751 | 23.5157 | 1
16.0132 | 45.6453 | 1
77.3305 | 37.3106 | 1
41.8199 | 19.4565 | 1
34.3492 | 3.5877 | 1
37.5103 | -18.8438 | 1
65.7293 | 46.0626 | 1
34.1192 | 54.3147 | 1
42.6295 | 3.869 | 1
81.0452 | 38.6459 | 1
37.7711 | 38.208 | 1
76.7654 | 35.9899 | 1
40.915 | 66.8511 | 1
44.0973 | -3.9207 | 1
78.6935 | 36.5672 | 1
90.7344 | 40.1953 | 1
97.7288 | 24.1856 | 1
89.9795 | 17.317 | 1
51.8537 | -29.5002 | 1
91.078 | 31.0607 | 1
76.5167 | -0.60146 | 1
98.1177 | 13.6826 | 1
73.0677 | 16.8268 | 1
65.5883 | 44.7858 | 1
67.3338 | 63.1072 | 1
68.5626 | 40.4639 | 1
3.2274 | 49.5908 | 1
81.1689 | 28.2177 | 1
46.549 | 38.8613 | 1
24.5086 | -3.261 | 1
84.5653 | -21.5312 | 1
16.5008 | -5.6831 | 1
13.4469 | 5.6213 | 1
68.863 | 53.9783 | 1
26.5353 | 25.7721 | 1
2.668 | 36.2554 | 1
91.3543 | 8.1506 | 1
2.6013 | 34.5838 | 1
40.6213 | 6.3911 | 1
86.0128 | -16.5514 | 1
89.0844 | 16.9236 | 1
83.107 | 39.3522 | 1
89.7601 | 28.2265 | 1
90.0933 | 38.8821 | 1
94.4605 | 8.4586 | 1
62.9438 | 64.8563 | 1
91.2014 | 2.1232 | 1
38.073 | 43.39 | 1
57.3307 | 31.4814 | 1
20.1273 | -12.9394 | 1
77.7929 | 39.7786 | 1
10.8612 | 3.6685 | 1
33.5131 | -7.8959 | 1
64.6839 | 32.1243 | 1
84.965 | -28.2887 | 1
18.5493 | 16.2791 | 1
36.1781 | -16.6714 | 1
13.2092 | 41.3214 | 1
55.7131 | 66.2434 | 1
5.3885 | -11.9678 | 1
52.6521 | 57.0276 | 1
97.4135 | -26.366 | 1
41.7391 | 40.3916 | 1
30.3073 | 13.2454 | 1
75.8635 | 7.7064 | 1
57.2338 | 32.6257 | 1
22.625 | 41.7072 | 1
78.388 | 40.5843 | 1
49.0878 | 41.9418 | 1
33.3484 | 33.6924 | 1
8.6204 | 55.208 | 1
2.9874 | -17.4534 | 1
0.55081 | 27.6468 | 1
93.6027 | -8.6294 | 1
58.1799 | -14.7316 | 1
18.9799 | 49.6154 | 1
45.8233 | 39.7555 | 1
46.4004 | 26.1295 | 1
25.6961 | 69.7648 | 1
91.4747 | 52.5223 | 1
28.1933 | 14.7714 | 1
37.2683 | 63.8709 | 1
50.3924 | -8.445 | 1
11.4052 | 25.7044 | 1
0.59883 | 22.1049 | 1
39.5862 | 69.9918 | 1
24.0348 | 50.2896 | 1
22.9421 | 12.7226 | 1
51.2526 | 11.0071 | 1
21.9737 | 59.4867 | 1
98.7067 | 44.9307 | 1
36.7943 | 23.4196 | 1
69.0288 | 40.8659 | 1
50.4394 | 69.6774 | 1
24.2876 | 43.03 | 1
22.5241 | 7.4148 | 1
68.5361 | 43.4659 | 1
53.143 | -11.446 | 1
80.2152 | 65.1701 | 1
18.0666 | 7.2021 | 1
10.4732 | 69.6066 | 1
55.368 | 17.3355 | 1
11.8549 | 50.6796 | 1
97.8955 | -12.701 | 1
100.9526 | -10.6736 | 1
97.3718 | 18.8314 | 1
0.61381 | 20.6344 | 1
47.7348 | 0.54068 | 1
25.3556 | -3.2314 | 1
38.059 | 19.1747 | 1
45.4495 | 4.8069 | 1
67.0083 | -12.0674 | 1
2.2641 | -27.2148 | 1
95.216 | 2.0433 | 1
68.836 | 11.048 | 1
75.3344 | -20.0909 | 1
24.5695 | 53.8494 | 1
88.8043 | 42.2423 | 1
96.1254 | -20.6405 | 1
26.4077 | 0.80406 | 1
19.3178 | -9.3984 | 1
77.3854 | -8.8679 | 1
91.6527 | 59.8326 | 1
91.0068 | -15.0226 | 1
60.9412 | 0.40807 | 1
58.2369 | -9.8352 | 1
38.2919 | 32.0217 | 1
94.6546 | -20.2202 | 1
61.2423 | 25.4863 | 1
88.8106 | 13.7134 | 1
10.5995 | 22.5211 | 1
47.2681 | -19.0735 | 1
87.7886 | 26.8414 | 1
54.291 | 61.3667 | 1
27.0695 | 21.9911 | 1
70.7776 | 31.6198 | 1
2.7586 | -19.7597 | 1
53.5796 | 69.7322 | 1
9.8392 | -9.5369 | 1
43.2558 | 13.6312 | 1
98.5606 | 69.7226 | 1
97.224 | 51.9818 | 1
55.7574 | 40.9926 | 1
13.4284 | 17.4286 | 1
51.6259 | -8.8031 | 1
59.9743 | 1.4532 | 1
14.3339 | -15.7537 | 1
11.229 | 9.6322 | 1
15.4173 | -20.7846 | 1
45.5932 | -2.2172 | 1
16.6261 | 55.3609 | 1
34.2339 | 33.7247 | 1
2.2959 | -21.3036 | 1
95.796 | -13.7726 | 1
64.6326 | 24.0943 | 1
24.7016 | 4.1269 | 1
4.6677 | -8.4525 | 1
40.6983 | 18.2277 | 1
77.6249 | 46.9572 | 1
92.9902 | -24.8363 | 1
42.153 | 14.1798 | 1
49.6299 | 7.9053 | 1
99.9261 | 60.8385 | 1
60.432 | 65.0454 | 1
100.5023 | 2.3328 | 1
47.4925 | 25.9645 | 1
85.8897 | 31.7423 | 1
51.2856 | 33.2048 | 1
48.9679 | 38.746 | 1
21.6335 | 42.7553 | 1
3.3493 | -7.3673 | 1
43.9688 | -15.7937 | 1
6.8854 | 46.4366 | 1
49.1354 | -18.6358 | 1
18.8131 | 63.1452 | 1
21.4616 | 17.5121 | 1
12.0701 | 60.6519 | 1
55.3419 | 34.3386 | 1
4.0855 | 36.1095 | 1
80.9038 | 42.3282 | 1
74.7641 | 49.8865 | 1
31.1327 | 28.7961 | 1
11.7172 | -24.4638 | 1
28.2711 | 17.459 | 1
8.6782 | 33.3014 | 1
2.8551 | 23.4338 | 1
43.7696 | 42.7778 | 1
94.2451 | 6.1097 | 1
53.2261 | 53.4246 | 1
70.514 | 4.4029 | 1
45.7114 | 30.4132 | 1
18.0499 | 4.4457 | 1
4.0695 | 18.1352 | 1
67.4509 | 28.5535 | 1
3.5568 | 33.4121 | 1
49.9443 | -25.7056 | 1
31.2963 | 65.5263 | 1
51.06 | 65.6674 | 1
89.8757 | 57.7389 | 1
57.8925 | 54.5559 | 1
27.4295 | 38.4361 | 1
88.6776 | 47.9921 | 1
41.7087 | 14.0138 | 1
32.7783 | 59.8008 | 1
2.5832 | -13.8793 | 1
85.3868 | 27.5125 | 1
50.7408 | 69.1767 | 1
78.4906 | 25.0167 | 1
28.7253 | 50.7072 | 1
49.0141 | 38.8678 | 1
53.778 | 42.1953 | 1
58.2957 | -15.4204 | 1
64.5759 | 30.5882 | 1
10.2409 | -21.4767 | 1
56.9298 | 47.9412 | 1
36.2559 | 17.519 | 1
72.4134 | 3.7571 | 1
78.7884 | 10.659 | 1
44.0397 | 10.4168 | 1
91.1481 | 54.6223 | 1
48.774 | -20.6719 | 1
36.0084 | 45.8574 | 1
6.3036 | -14.7949 | 1
80.968 | 40.3905 | 1
1.8405 | -12.8719 | 1
7.0907 | -3.0812 | 1
14.3873 | 39.9887 | 1
70.603 | -22.8069 | 1
41.5418 | 9.6763 | 1
36.9252 | 22.3552 | 1
96.6577 | 58.8473 | 1
6.5941 | 2.8942 | 1
60.5772 | 45.6889 | 1
12.9325 | 65.1456 | 1
79.1264 | 44.8749 | 1
50.2651 | 4.5702 | 1
7.1679 | -13.4714 | 1
71.0399 | -13.9467 | 1
50.6078 | -29.9827 | 1
87.1036 | 22.4011 | 1
46.3331 | -24.9965 | 1
33.6711 | 7.6878 | 1
21.6099 | 24.626 | 1
46.7989 | -4.0702 | 1
50.9483 | -12.952 | 1
75.9595 | 63.4745 | 1
26.9516 | -26.0314 | 1
33.5441 | -3.7059 | 1
95.591 | 23.6502 | 1
97.1001 | 41.2333 | 1
17.8914 | 29.6642 | 1
37.0897 | -13.4322 | 1
33.8317 | 1.7852 | 1
80.7459 | 64.7895 | 1
59.9261 | -23.9971 | 1
95.4847 | -27.7278 | 1
55.2991 | 65.3347 | 1
57.919 | -5.8603 | 1
55.4882 | -2.9094 | 1
44.562 | -0.2385 | 1
76.7928 | -11.6151 | 1
28.7132 | 2.4525 | 1
48.0533 | 19.5339 | 1
47.0198 | -8.7175 | 1
5.6846 | 46.6857 | 1
1.0843 | 35.0014 | 1
86.3579 | 0.17121 | 1
65.4713 | -20.0968 | 1
19.632 | 68.7003 | 1
56.7946 | -15.0308 | 1
43.4273 | -11.0155 | 1
27.6068 | -6.2717 | 1
71.6329 | -6.3133 | 1
17.0482 | 60.6884 | 1
77.5196 | 54.4185 | 1
36.0035 | 10.993 | 1
100.4458 | 20.8689 | 1
65.4249 | -21.6506 | 1
47.2355 | 61.7909 | 1
19.7203 | 65.0981 | 1
35.9447 | 60.982 | 1
93.7781 | -11.3766 | 1
4.9598 | 13.219 | 1
45.8548 | 3.6105 | 1
62.8436 | 57.5063 | 1
38.5228 | 57.9128 | 1
73.5472 | 40.3871 | 1
0.04176 | 0.34052 | 1
58.4827 | -28.3893 | 1
34.9259 | 21.3409 | 1
47.9746 | 11.4975 | 1
5.0769 | 63.7849 | 1
80.0617 | 13.1844 | 1
35.8275 | 50.532 | 1
73.392 | -18.4974 | 1
7.0388 | 7.4646 | 1
95.68 | 20.3833 | 1
3.5767 | 44.7921 | 1
43.8435 | 1.9674 | 1
7.9856 | 25.0514 | 1
75.0549 | 51.3671 | 1
41.0338 | -17.5054 | 1
29.8596 | 40.102 | 1
57.8759 | 10.007 | 1
13.9165 | -6.8079 | 1
66.5881 | 60.1641 | 1
4.6691 | 56.5348 | 1
9.5011 | 66.8141 | 1
84.3007 | -11.7781 | 1
86.0154 | -29.0032 | 1
28.7822 | 56.3957 | 1
26.1301 | 43.3031 | 1
23.9398 | -14.5935 | 1
39.228 | 19.4199 | 1
36.1237 | 11.649 | 1
93.1564 | 11.2011 | 1
29.9974 | 27.4639 | 1
64.4562 | 46.9499 | 1
93.3147 | 5.5238 | 1
28.124 | -29.6342 | 1
5.2739 | 11.4296 | 1
85.4094 | 62.2852 | 1
73.8853 | -6.3249 | 1
29.5418 | 18.8362 | 1
60.8623 | 7.4775 | 1
36.09 | 33.0373 | 1
22.945 | -26.1295 | 1
88.9016 | 9.5947 | 1
93.8986 | 26.058 | 1
2.3781 | -18.1604 | 1
68.181 | 20.0288 | 1
6.3953 | 29.0011 | 1
14.6397 | -29.9757 | 1
79.2574 | -14.7357 | 1
87.6743 | -20.9451 | 1
85.0698 | 45.3544 | 1
83.9249 | 61.3721 | 1
82.8631 | 22.7265 | 1
52.1447 | 12.5406 | 1
4.4595 | 68.1674 | 1
78.4809 | 69.4821 | 1
0.36525 | 22.8327 | 1
7.3267 | 16.1252 | 1
96.5937 | -16.5999 | 1
47.1076 | 15.3211 | 1
31.1017 | 9.981 | 1
31.6726 | 31.2371 | 1
20.6006 | 41.9828 | 1
66.1196 | 62.5909 | 1
50.9252 | 9.9784 | 1
58.1399 | -19.2094 | 1
84.9683 | 60.8492 | 1
72.6362 | -13.9039 | 1
36.0939 | 55.9495 | 1
77.4838 | 33.0995 | 1
27.2203 | 29.9971 | 1
58.1554 | 0.37724 | 1
97.781 | -7.2386 | 1
9.7133 | -23.8358 | 1
63.9134 | 15.4843 | 1
78.3984 | 1.9339 | 1
87.3725 | -1.4767 | 1
92.3349 | 31.0014 | 1
40.5065 | -29.9799 | 1
4.5934 | 61.2832 | 1
16.3915 | 12.6993 | 1
98.0075 | 49.2604 | 1
5.5077 | -16.7095 | 1
5.6467 | -29.203 | 1
60.5272 | -9.2713 | 1
4.318 | -29.3963 | 1
29.794 | 66.3482 | 1
26.9352 | 16.3908 | 1
0.56737 | 30.3959 | 1
74.0997 | 68.9941 | 1
16.8409 | 0.57034 | 1
38.8491 | 53.7898 | 1
6.6956 | 29.7979 | 1
7.9288 | -16.7588 | 1
58.7403 | -23.1445 | 1
26.5407 | 10.2874 | 1
9.517 | 16.9065 | 1
7.4281 | 23.7877 | 1
29.4724 | 45.4857 | 1
63.9281 | 54.1762 | 1
26.9569 | 16.2867 | 1
69.4546 | -27.4571 | 1
84.305 | 29.0457 | 1
38.4004 | 13.7064 | 1
60.0142 | 10.7969 | 1
94.3215 | 29.6944 | 1
50.1194 | -13.1654 | 1
88.3701 | -17.262 | 1
94.9073 | 61.3702 | 1
29.7824 | 44.6278 | 1
59.1724 | 66.9566 | 1
15.7255 | -12.5253 | 1
17.8789 | -13.5178 | 1
95.575 | 64.3141 | 1
27.1633 | 9.7856 | 1
99.2123 | 14.7683 | 1
65.3489 | 49.2794 | 1
30.7734 | 37.7191 | 1
17.5753 | 6.9789 | 1
54.829 | -28.451 | 1
21.716 | 48.1249 | 1
55.9245 | -15.7872 | 1
65.8714 | 11.0781 | 1
100.9929 | 49.4206 | 1
80.2088 | -18.9779 | 1
54.087 | -1.4162 | 1
98.1964 | -18.7488 | 1
57.3838 | -28.0919 | 1
32.9341 | -2.2726 | 1
58.2325 | 66.4996 | 1
76.8657 | 19.9948 | 1
95.4107 | -2.0648 | 1
99.2977 | 64.5426 | 1
42.1484 | -25.8179 | 1
23.63 | 65.8322 | 1
1.0353 | 52.0234 | 1
56.7156 | 38.7367 | 1
3.2446 | 44.8428 | 1
90.5716 | -9.1157 | 1
87.4586 | 6.7864 | 1
60.8096 | -0.026075 | 1
73.3652 | 26.4639 | 1
13.7447 | 11.8089 | 1
54.2982 | 69.6942 | 1
48.241 | 30.4616 | 1
97.2817 | -2.4058 | 1
72.8565 | 3.4729 | 1
89.0287 | 40.9917 | 1
10.9637 | 7.4966 | 1
55.4579 | 62.3048 | 1
20.0467 | 56.7492 | 1
37.9515 | -26.1705 | 1
53.406 | -8.1185 | 1
89.1642 | 40.8184 | 1
96.0376 | 41.5828 | 1
27.2131 | 53.1267 | 1
69.2722 | 63.9341 | 1
95.4693 | 58.6693 | 1
100.23 | -17.7494 | 1
16.6296 | 20.8151 | 1
28.9205 | 21.9016 | 1
10.8202 | 7.5784 | 1
92.8041 | 19.3398 | 1
22.0868 | 6.6795 | 1
22.9934 | 23.2851 | 1
9.1164 | 56.2628 | 1
69.7314 | -2.5872 | 1
30.342 | 54.8619 | 1
75.6516 | 11.0434 | 1
35.3893 | -12.7726 | 1
42.8017 | 19.8584 | 1
29.4116 | 24.2026 | 1
56.3482 | 10.8295 | 1
90.7292 | 64.4685 | 1
94.6752 | 31.7989 | 1
30.8031 | 15.6848 | 1
48.6592 | 31.3939 | 1
11.8137 | 38.0036 | 1
50.6822 | 10.4971 | 1
17.8952 | 24.425 | 1
78.2408 | -14.4534 | 1
80.923 | 46.8142 | 1
8.8642 | -9.071 | 1
61.221 | 8.8367 | 1
99.3364 | 23.5154 | 1
50.995 | 19.2733 | 1
35.1082 | -16.5772 | 1
46.1818 | 65.7889 | 1
4.3389 | 66.5595 | 1
36.9426 | 40.2276 | 1
71.3231 | 3.2425 | 1
75.9912 | 23.3501 | 1
61.391 | 57.3565 | 1
14.7041 | -23.4936 | 1
52.1486 | 21.1023 | 1
49.4275 | -7.3466 | 1
42.4082 | 18.5118 | 1
70.3062 | 15.3575 | 1
91.8736 | 60.761 | 1
58.7308 | 43.8675 | 1
89.7199 | -28.1387 | 1
50.6464 | -19.9733 | 1
53.3812 | 5.9441 | 1
94.0039 | 62.5716 | 1
81.2703 | 48.4346 | 1
94.363 | 9.7094 | 1
78.7342 | -4.0763 | 1
21.1665 | 7.9601 | 1
95.3602 | -3.1617 | 1
35.1209 | -26.3491 | 1
42.6349 | 20.9002 | 1
41.6741 | 41.2266 | 1
99.6776 | 18.6202 | 1
33.8969 | -24.3435 | 1
98.8039 | 10.5535 | 1
82.8825 | 38.6266 | 1
37.1583 | 53.7584 | 1
1.1452 | -21.1364 | 1
18.7616 | 61.1699 | 1
67.0699 | -14.4118 | 1
64.4241 | 14.9586 | 1
6.1505 | -20.1677 | 1
26.5289 | 38.3958 | 1
97.1743 | 28.8484 | 1
5.325 | -28.1135 | 1
60.1789 | -13.8866 | 1
9.6302 | 57.8805 | 1
9.0714 | -16.674 | 1
70.7317 | -13.552 | 1
7.5791 | 38.2581 | 1
28.7973 | -19.9063 | 1
63.9399 | -8.9224 | 1
70.6349 | -21.0812 | 1
50.2995 | 64.3974 | 1
64.8768 | 9.7069 | 1
79.0246 | 22.832 | 1
88.0827 | 65.5396 | 1
6.7718 | 38.129 | 1
18.5233 | 9.444 | 1
100.3642 | 8.8474 | 1
87.4361 | -16.9721 | 1
11.3614 | -4.6318 | 1
59.2659 | -5.7282 | 1
82.3694 | -28.8333 | 1
85.1707 | 55.0362 | 1
10.5255 | -22.5857 | 1
22.7755 | 31.7971 | 1
62.5734 | 11.6121 | 1
24.4778 | 22.144 | 1
66.2692 | -29.1828 | 1
5.6502 | -21.0652 | 1
75.9058 | 28.3242 | 1
66.379 | -22.4171 | 1
99.3467 | -1.9504 | 1
97.5623 | -17.9626 | 1
48.3322 | 51.7213 | 1
36.5815 | 13.0436 | 1
75.8157 | 54.7784 | 1
73.3705 | -4.0184 | 1
44.0636 | 20.7849 | 1
31.6444 | 8.7628 | 1
48.3587 | 65.7092 | 1
25.15 | 43.1418 | 1
31.3624 | 48.9942 | 1
59.5596 | -29.0306 | 1
9.2769 | 56.9377 | 1
85.5642 | 11.6691 | 1
60.893 | -14.9832 | 1
17.9958 | 66.016 | 1
16.9647 | 32.9876 | 1
36.2165 | 0.40605 | 1
96.7464 | 7.6362 | 1
94.606 | 47.3164 | 1
54.7574 | 54.6226 | 1
65.6087 | -21.5172 | 1
78.6396 | 62.1641 | 1
86.0177 | -1.382 | 1
97.7222 | 39.268 | 1
77.0627 | 28.8812 | 1
39.5188 | 56.128 | 1
59.7804 | -11.2029 | 1
38.0826 | -14.4056 | 1
48.0264 | 4.2121 | 1
99.2628 | 27.4831 | 1
63.3631 | 64.9795 | 1
1.0974 | 17.0143 | 1
63.6832 | -25.5757 | 1
88.7666 | 48.8197 | 1
63.2261 | 28.4322 | 1
29.4678 | -11.3627 | 1
45.1278 | 10.1692 | 1
16.2623 | 2.8458 | 1
5.9579 | 3.8324 | 1
16.1148 | -19.1812 | 1
24.5431 | -15.9521 | 1
3.8764 | -14.0003 | 1
81.7976 | 68.0695 | 1
66.6108 | 13.4315 | 1
29.9921 | 69.8401 | 1
70.3291 | -20.9313 | 1
58.6157 | -24.9743 | 1
11.7651 | 35.0089 | 1
22.0856 | -22.2411 | 1
94.1457 | -9.0863 | 1
75.283 | -29.1765 | 1
63.2613 | 37.7661 | 1
97.7898 | -27.2611 | 1
7.797 | 21.6323 | 1
87.7016 | 60.8926 | 1
27.7614 | 42.9552 | 1
57.0313 | -19.6842 | 1
41.8713 | 68.7653 | 1
30.1004 | 27.1126 | 1
69.7762 | -16.0964 | 1
22.8313 | 21.2723 | 1
91.1754 | 13.2655 | 1
35.7817 | 55.3346 | 1
16.6899 | -6.9955 | 1
17.0941 | -25.2907 | 1
29.15 | 31.0907 | 1
14.262 | 49.4723 | 1
22.3048 | -23.3673 | 1
57.0943 | 57.4151 | 1
91.2414 | 32.4178 | 1
81.9893 | -9.4604 | 1
78.6554 | -0.81213 | 1
66.368 | 31.6741 | 1
70.262 | -24.7431 | 1
92.8458 | -2.445 | 1
48.1064 | -4.2995 | 1
13.3764 | 52.7826 | 1
89.5198 | 8.4475 | 1
71.9662 | -27.3666 | 1
10.6371 | 11.8894 | 1
40.4162 | 7.6038 | 1
3.4088 | 52.0675 | 1
21.844 | -14.8526 | 1
88.694 | 60.6232 | 1
63.0776 | -8.5799 | 1
68.432 | 16.2145 | 1
82.6879 | -29.2717 | 1
34.885 | 40.6833 | 1
21.9162 | 37.9115 | 1
50.8245 | 62.8776 | 1
18.2124 | 39.4968 | 1
65.0055 | 1.0896 | 1
20.6867 | 1.4284 | 1
68.7855 | -4.5516 | 1
23.1531 | 30.3776 | 1
55.6812 | -13.2706 | 1
85.2211 | 25.2759 | 1
47.9627 | 5.4823 | 1
14.2132 | 39.5507 | 1
6.1728 | 35.5004 | 1
18.6287 | -7.2755 | 1
89.4818 | 2.1786 | 1
74.1208 | 53.1677 | 1
63.5589 | 43.8076 | 1
100.3333 | -22.828 | 1
39.3681 | 30.9051 | 1
23.5875 | -5.4949 | 1
68.4712 | -21.0704 | 1
81.7056 | 67.9188 | 1
34.088 | -14.3625 | 1
59.716 | 66.6389 | 1
83.3381 | 52.0056 | 1
80.6116 | 36.4925 | 1
100.9545 | 11.0603 | 1
13.4181 | 56.0246 | 1
75.4252 | 24.4805 | 1
23.2633 | 30.523 | 1
30.2678 | -28.894 | 1
89.7599 | 13.3371 | 1
82.6505 | -17.5399 | 1
64.1773 | 12.298 | 1
12.4594 | 40.4989 | 1
49.5336 | 63.9011 | 1
33.6546 | -16.1867 | 1
35.0072 | 41.6228 | 1
29.6698 | 47.3589 | 1
28.4365 | -25.2319 | 1
63.6461 | 5.1087 | 1
21.1409 | 42.6098 | 1
79.2956 | 14.5362 | 1
73.5391 | 17.6665 | 1
76.8264 | 38.1718 | 1
94.6846 | 8.2239 | 1
5.0366 | 3.1587 | 1
65.8574 | 63.6563 | 1
64.5616 | -1.9106 | 1
64.714 | -13.8362 | 1
63.5991 | 33.1799 | 1
19.607 | 49.0668 | 1
16.9354 | 37.9678 | 1
23.6959 | 44.0858 | 1
94.6169 | -15.8148 | 1
3.6079 | 64.7263 | 1
54.266 | 67.3784 | 1
37.8775 | 11.1397 | 1
85.0624 | 53.7835 | 1
64.9274 | -11.6986 | 1
50.4247 | 17.6407 | 1
1.5521 | 11.7705 | 1
15.6458 | 49.7331 | 1
32.6295 | -22.6264 | 1
53.29 | 22.1565 | 1
77.373 | 34.8819 | 1
95.5536 | -24.8107 | 1
1.7587 | 3.7493 | 1
0.72193 | 32.4393 | 1
58.9184 | 8.4252 | 1
43.7067 | -22.3876 | 1
5.1619 | 68.6807 | 1
66.5783 | 31.0596 | 1
14.3919 | 38.2116 | 1
65.9858 | 59.9283 | 1
44.5545 | 2.3224 | 1
22.911 | 37.2618 | 1
41.4315 | 46.1518 | 1
54.4596 | 37.4124 | 1
87.7624 | 5.4102 | 1
12.1318 | 17.1537 | 1
30.1408 | 12.6563 | 1
3.4095 | 44.2058 | 1
33.4328 | 54.796 | 1
65.5439 | 56.6225 | 1
96.6417 | 14.4339 | 1
60.0151 | 0.68852 | 1
14.3994 | -8.7611 | 1
1.3348 | 45.9243 | 1
36.2417 | -21.5763 | 1
22.5545 | -14.2899 | 1
63.5619 | 41.5041 | 1
49.0471 | 67.5268 | 1
51.2107 | 17.213 | 1
16.1522 | 34.5038 | 1
54.4768 | -10.2003 | 1
81.1979 | -12.6558 | 1
89.8665 | 57.6027 | 1
3.8912 | 23.7417 | 1
39.2906 | 12.1135 | 1
47.7126 | 11.4485 | 1
55.69 | 49.4371 | 1
0.37731 | 2.6418 | 1
76.4982 | 41.6711 | 1
91.8672 | 36.7102 | 1
30.7456 | 8.5447 | 1
68.6553 | 63.562 | 1
61.3323 | 8.5165 | 1
48.9994 | 26.4386 | 1
1.4206 | 18.7775 | 1
75.9886 | 12.3081 | 1
79.0393 | -29.6514 | 1
0.82358 | 29.3104 | 1
76.9307 | 19.5284 | 1
25.6131 | 13.0486 | 1
84.1039 | 39.4221 | 1
91.5525 | 50.9078 | 1
21.5268 | -22.8673 | 1
41.1354 | -15.3222 | 1
76.9506 | 35.5513 | 1
42.324 | -25.1487 | 1
6.6637 | -25.1609 | 1
99.5236 | -10.2544 | 1
13.4618 | 17.4403 | 1
52.4735 | -21.9282 | 1
77.1304 | 33.1373 | 1
71.8562 | 48.3104 | 1
31.7677 | 54.9663 | 1
60.7101 | -19.1081 | 1
33.2332 | 21.0543 | 1
0.79409 | -21.8482 | 1
57.1289 | 12.5111 | 1
17.7187 | -1.9311 | 1
41.0331 | 34.6224 | 1
12.4824 | 57.7704 | 1
14.6847 | 61.1891 | 1
11.894 | 51.2508 | 1
39.7445 | 18.5469 | 1
43.3291 | 20.0443 | 1
87.3406 | 55.6617 | 1
2.9649 | 21.1783 | 1
28.474 | 10.5963 | 1
40.3484 | 28.0303 | 1
84.1566 | -9.0427 | 1
55.949 | 21.0612 | 1
58.4884 | 9.1521 | 1
6.4973 | -9.3906 | 1
98.6395 | 61.8068 | 1
99.6094 | -24.0361 | 1
24.4325 | 8.625 | 1
69.1276 | 55.4897 | 1
1.5876 | 46.7086 | 1
70.5182 | 67.1034 | 1
47.87 | 65.4618 | 1
31.3381 | 9.5611 | 1
79.5724 | 56.5627 | 1
9.0866 | -14.3665 | 1
84.9207 | 52.3216 | 1
22.2279 | 2.451 | 1
10.1556 | -5.0391 | 1
84.0093 | 57.3442 | 1
33.6716 | -17.8722 | 1
60.9622 | -20.4903 | 1
29.02 | 67.3008 | 1
40.5727 | -7.1306 | 1
34.757 | 6.8135 | 1
85.5769 | -17.6917 | 1
45.4002 | 46.9925 | 1
56.7834 | 15.6523 | 1
1.0645 | 68.8801 | 1
45.1217 | -11.6358 | 1
5.2489 | 42.5483 | 1
86.6673 | 4.1791 | 1
100.5397 | 68.1049 | 1
95.7806 | 45.38 | 1
85.481 | 59.3026 | 1
47.1398 | -12.1865 | 1
92.9677 | -5.6427 | 1
9.9288 | -3.3574 | 1
68.2633 | 51.8092 | 1
18.9662 | 50.2611 | 1
62.5116 | 53.0943 | 1
4.4261 | 22.0081 | 1
36.302 | 59.3977 | 1
81.4729 | 14.9186 | 1
40.8702 | -22.1752 | 1
35.8811 | 8.884 | 1
62.3715 | -2.3667 | 1
57.9316 | 29.7416 | 1
9.7991 | 23.2481 | 1
37.2442 | -11.7573 | 1
1.0147 | 1.3545 | 1
97.3604 | 36.147 | 1
93.141 | -17.048 | 1
26.5772 | -17.1978 | 1
70.6463 | -7.3595 | 1
1.9603 | -3.0027 | 1
63.6646 | 6.721 | 1
97.3939 | 42.903 | 1
10.3691 | 51.188 | 1
67.141 | 33.7616 | 1
32.443 | 24.1049 | 1
58.4746 | -28.9863 | 1
52.7638 | 23.5171 | 1
38.8373 | 34.1152 | 1
18.6814 | 64.3991 | 1
40.34 | 42.3292 | 1
43.2793 | 61.086 | 1
24.911 | -16.2576 | 1
92.3822 | 37.2967 | 1
0.83275 | -10.7247 | 1
68.5306 | 61.288 | 1
21.0399 | 39.0245 | 1
86.2124 | 43.8114 | 1
17.1687 | 37.172 | 1
26.2202 | 30.464 | 1
71.5158 | 34.0175 | 1
55.6871 | -4.5695 | 1
63.4872 | 21.193 | 1
10.0994 | -18.2055 | 1
67.0286 | -9.4233 | 1
42.661 | -13.7428 | 1
79.1426 | -23.749 | 1
85.4104 | 32.3162 | 1
56.3567 | 48.9944 | 1
86.0726 | 25.8293 | 1
23.4403 | -0.52859 | 1
45.2604 | -20.3742 | 1
58.302 | 26.2005 | 1
53.1513 | 39.8948 | 1
72.2715 | 53.3886 | 1
63.0037 | 42.8582 | 1
88.8835 | 26.6749 | 1
13.3634 | 0.3654 | 1
17.8745 | 52.3349 | 1
77.4632 | -11.076 | 1
6.2366 | -18.9598 | 1
87.4459 | 37.7507 | 1
80.5143 | 69.9616 | 1
90.0987 | 55.3566 | 1
29.0483 | 57.1024 | 1
58.6346 | 48.3514 | 1
99.6531 | -27.9221 | 1
75.9939 | -19.4222 | 1
29.8158 | 2.5534 | 1
92.8896 | 39.2581 | 1
40.7216 | 57.932 | 1
13.1869 | 32.5985 | 1
97.9588 | -29.1069 | 1
41.4585 | 62.793 | 1
16.1337 | 1.5804 | 1
2.072 | 9.3038 | 1
20.5805 | -15.1335 | 1
87.6066 | -14.7094 | 1
55.2849 | 30.1441 | 1
69.3103 | 49.4949 | 1
73.7595 | -9.2541 | 1
94.2075 | 26.6634 | 1
37.2729 | -8.2876 | 1
81.6326 | 42.8972 | 1
33.6413 | 14.7844 | 1
2.8755 | 54.5775 | 1
31.0489 | 19.5406 | 1
90.9337 | -25.7842 | 1
52.7445 | 28.3158 | 1
77.6586 | 53.3122 | 1
100.2797 | 46.8403 | 1
66.2771 | 2.007 | 1
21.7305 | 16.9168 | 1
94.3328 | -9.6413 | 1
100.1074 | -3.6052 | 1
21.3001 | -26.064 | 1
39.0979 | 44.5471 | 1
76.6417 | 41.6848 | 1
73.5847 | 27.0436 | 1
24.207 | -29.223 | 1
31.7794 | 57.8072 | 1
95.7655 | -6.5173 | 1
78.6303 | 21.4281 | 1
54.4833 | 2.9325 | 1
27.894 | -18.8041 | 1
76.3861 | 44.1394 | 1
24.9066 | 23.8776 | 1
87.5788 | -26.147 | 1
31.1665 | 61.7561 | 1
32.7714 | -17.1334 | 1
46.3869 | -21.0301 | 1
77.8566 | -6.3772 | 1
34.2098 | 37.8588 | 1
0.074173 | 0.85925 | 1
13.2887 | 66.2872 | 1
90.9287 | 53.9886 | 1
89.468 | 65.8136 | 1
12.0806 | -22.1274 | 1
32.5983 | 36.3059 | 1
26.1553 | 44.1327 | 1
91.6362 | 6.4806 | 1
43.6763 | -5.5466 | 1
0.60325 | 32.3378 | 1
21.5913 | 2.939 | 1
49.779 | 5.4911 | 1
43.3973 | 0.10592 | 1
57.7432 | 20.2352 | 1
57.8761 | -3.8423 | 1
16.0277 | 57.102 | 1
95.5916 | -26.6159 | 1
14.2299 | 14.1557 | 1
20.9617 | 39.0962 | 1
51.1224 | 27.7014 | 1
39.0694 | -18.9372 | 1
65.7265 | -21.9985 | 1
29.6432 | 22.1114 | 1
28.1909 | -14.4073 | 1
91.8334 | -17.2134 | 1
33.1088 | 20.1126 | 1
100.2911 | 69.0353 | 1
21.4666 | 16.767 | 1
21.6801 | 12.7059 | 1
88.817 | 18.7819 | 1
7.7254 | 35.8889 | 1
10.2309 | 17.3227 | 1
90.3648 | 29.1802 | 1
15.9194 | 35.2777 | 1
42.0445 | -22.4572 | 1
15.3948 | 1.1789 | 1
30.605 | -22.6408 | 1
15.0012 | 43.2024 | 1
96.202 | -18.2683 | 1
100.7042 | 60.9189 | 1
42.6928 | 58.2739 | 1
61.4194 | 38.9342 | 1
33.3707 | 5.3602 | 1
1.0459 | -27.9039 | 1
17.0969 | 39.5669 | 1
82.1313 | 32.4897 | 1
78.3968 | -20.8473 | 1
10.136 | -27.9357 | 1
2.6685 | 12.926 | 1
15.3094 | -22.1548 | 1
67.1933 | -8.1589 | 1
84.1284 | 36.3646 | 1
97.4131 | 6.0632 | 1
36.1879 | -0.90659 | 1
53.797 | -1.7514 | 1
90.1576 | -24.9487 | 1
22.5853 | -18.8798 | 1
54.8031 | -29.2906 | 1
70.8926 | 28.1391 | 1
22.7302 | -20.2928 | 1
99.9052 | 4.5128 | 1
3.2447 | 56.5835 | 1
85.3824 | -10.7734 | 1
78.9968 | 58.6572 | 1
10.0675 | 59.1212 | 1
87.1779 | 43.4893 | 1
79.1286 | -26.8973 | 1
11.8487 | 67.1998 | 1
35.4025 | 39.7637 | 1
17.3106 | 2.2947 | 1
34.1794 | 26.0289 | 1
84.5311 | 26.3793 | 1
42.208 | -22.5605 | 1
34.8448 | 17.6873 | 1
58.165 | -0.73188 | 1
92.5225 | 39.4965 | 1
61.8291 | 8.9004 | 1
0.47219 | 14.64 | 1
24.4813 | 48.0602 | 1
19.06 | 64.1272 | 1
26.8044 | 46.9724 | 1
29.33 | 42.5895 | 1
86.3188 | -14.2982 | 1
71.875 | 18.5008 | 1
54.4258 | 21.8393 | 1
26.7075 | 25.4948 | 1
48.7495 | -26.8588 | 1
5.7526 | 61.6652 | 1
80.4673 | 23.7313 | 1
59.7529 | 60.5145 | 1
26.8215 | -17.7827 | 1
65.3062 | 59.7618 | 1
77.7872 | 28.1052 | 1
33.1831 | 1.7047 | 1
58.3603 | -3.6179 | 1
60.2987 | 2.6564 | 1
92.059 | -20.7332 | 1
43.5401 | 26.3065 | 1
11.7499 | 17.5361 | 1
47.8323 | 22.6361 | 1
37.2368 | -7.5149 | 1
94.8763 | 16.6626 | 1
37.8584 | -26.1889 | 1
17.6065 | 50.9995 | 1
44.3955 | 2.2368 | 1
4.4624 | -22.7553 | 1
49.4454 | 51.0295 | 1
61.6745 | 9.6295 | 1
29.6943 | 69.152 | 1
59.843 | -26.3012 | 1
5.2843 | 44.6975 | 1
76.3677 | -8.264 | 1
1.1652 | 28.6247 | 1
39.4079 | -29.5187 | 1
22.7542 | 65.3177 | 1
99.679 | -10.387 | 1
57.772 | 20.6293 | 1
14.8664 | -6.139 | 1
43.381 | 26.8863 | 1
100.7562 | -1.4837 | 1
25.1472 | 29.0102 | 1
92.5324 | 13.3284 | 1
38.946 | 16.4357 | 1
25.7234 | 39.1807 | 1
25.2512 | 53.209 | 1
74.4414 | 64.6049 | 1
80.9021 | -11.1057 | 1
3.2819 | 22.9785 | 1
49.0765 | -16.7891 | 1
89.9219 | -29.931 | 1
41.1038 | 35.2959 | 1
77.8075 | 4.8309 | 1
62.0911 | 49.3669 | 1
90.6183 | 50.6454 | 1
14.9933 | 59.049 | 1
1.7775 | 1.4052 | 1
62.7759 | 16.6537 | 1
34.6882 | 69.882 | 1
59.6583 | -23.2951 | 1
21.3648 | -28.3815 | 1
44.3489 | 28.8349 | 1
100.0814 | 47.8537 | 1
11.6065 | 28.8432 | 1
46.9699 | 30.0856 | 1
41.3391 | 13.3971 | 1
61.6115 | 14.6991 | 1
66.9622 | -0.40063 | 1
98.1064 | 0.29279 | 1
68.9869 | -22.8365 | 1
80.421 | 29.8491 | 1
34.0775 | 25.2892 | 1
22.8784 | -21.0207 | 1
2.276 | -24.9506 | 1
11.58 | -10.0115 | 1
66.0509 | 32.2456 | 1
46.8085 | -25.0762 | 1
98.2261 | -8.1038 | 1
8.1276 | -4.8408 | 1
65.9792 | 32.5809 | 1
40.4459 | 30.3082 | 1
46.4051 | -5.0009 | 1
84.7343 | -4.1396 | 1
70.5834 | 30.3357 | 1
61.1038 | 60.4668 | 1
54.0645 | 44.1282 | 1
21.3668 | 25.1493 | 1
27.7083 | 21.1052 | 1
38.2753 | -12.6262 | 1
56.5291 | 53.7688 | 1
61.0407 | -0.78624 | 1
12.1773 | 64.2001 | 1
26.7463 | 50.1328 | 1
56.4923 | 32.4831 | 1
11.5531 | -0.095895 | 1
22.0273 | 17.5588 | 1
61.5766 | 1.1272 | 1
88.0756 | 52.9621 | 1
59.8968 | 31.3002 | 1
66.8763 | 42.5972 | 1
22.4986 | 27.6971 | 1
14.4663 | 54.0042 | 1
36.9244 | 25.1947 | 1
2.43 | 27.9075 | 1
13.0434 | 33.5595 | 1
56.0791 | -16.7213 | 1
31.2597 | -24.497 | 1
22.1048 | 22.2172 | 1
26.2946 | 64.438 | 1
38.7999 | -11.5289 | 1
71.9458 | 36.7053 | 1
62.3029 | 49.2767 | 1
77.5866 | 69.8338 | 1
32.3207 | 16.5591 | 1
7.6525 | 27.5336 | 1
91.3859 | 5.1651 | 1
7.5361 | 2.2033 | 1
14.2604 | -0.61207 | 1
6.6212 | -26.5819 | 1
45.2492 | 7.8067 | 1
25.8912 | 59.755 | 1
13.1591 | 24.6031 | 1
3.1677 | 15.8757 | 1
37.6768 | 52.2595 | 1
90.861 | -23.9256 | 1
0.85696 | 51.1359 | 1
13.0339 | -11.1407 | 1
0.98254 | 48.3946 | 1
26.3705 | 0.17752 | 1
79.2018 | 35.3538 | 1
60.6785 | -6.0177 | 1
44.7278 | 12.9812 | 1
86.809 | 34.0328 | 1
23.0446 | 58.2461 | 1
81.2712 | -7.1224 | 1
38.1224 | 12.5391 | 1
40.9074 | 63.967 | 1
94.2781 | 52.93 | 1
8.8882 | 36.8935 | 1
19.3788 | 66.8629 | 1
93.4583 | -1.2047 | 1
11.0301 | 69.4792 | 1
94.2158 | 54.2423 | 1
90.218 | -15.9693 | 1
56.0337 | 67.1318 | 1
89.1095 | 8.6994 | 1
87.2198 | 6.7942 | 1
97.4728 | 16.7417 | 1
75.1642 | 12.6572 | 1
92.2165 | 55.2528 | 1
89.6016 | 1.5881 | 1
31.0786 | -18.7217 | 1
50.3269 | 54.1281 | 1
56.5888 | 12.1592 | 1
46.8715 | -1.065 | 1
50.1204 | 59.8989 | 1
83.4263 | 9.8798 | 1
50.5875 | 22.5825 | 1
72.2976 | 12.8421 | 1
10.4222 | 46.7613 | 1
86.735 | 59.1569 | 1
44.5346 | 54.0497 | 1
80.9173 | -13.1848 | 1
29.6711 | 28.6261 | 1
32.6374 | -22.2776 | 1
16.8774 | -18.885 | 1
41.1862 | -17.4094 | 1
98.5276 | 52.4156 | 1
73.1079 | 40.5236 | 1
60.0014 | 0.61856 | 1
66.8647 | -2.5676 | 1
16.5503 | 1.2145 | 1
55.5624 | -10.9119 | 1
58.3007 | 42.0139 | 1
87.173 | 21.7427 | 1
79.0227 | 45.4063 | 1
9.5355 | -6.9277 | 1
49.406 | 45.448 | 1
1.13 | -15.6309 | 1
89.1323 | 33.2112 | 1
33.6405 | 12.7396 | 1
71.0168 | 58.514 | 1
64.7314 | 50.5311 | 1
76.2381 | 8.5111 | 1
40.7948 | -6.838 | 1
75.9861 | 41.1376 | 1
51.5787 | 1.1395 | 1
98.8578 | 64.327 | 1
34.5519 | 6.0077 | 1
32.9965 | 54.7713 | 1
47.2015 | 31.6307 | 1
72.883 | 2.7543 | 1
49.1787 | -11.3692 | 1
21.9168 | 8.7566 | 1
69.1834 | 48.8227 | 1
5.2857 | 9.5923 | 1
19.2997 | 7.7372 | 1
94.5154 | 64.1612 | 1
97.0679 | 16.9132 | 1
88.233 | 26.597 | 1
57.809 | 48.2181 | 1
60.2975 | 15.0166 | 1
73.2676 | -4.3928 | 1
68.9753 | 40.1964 | 1
98.8523 | 55.4924 | 1
57.2803 | 12.5982 | 1
66.7602 | 2.9594 | 1
47.6847 | 22.1967 | 1
75.8467 | -13.6241 | 1
20.8758 | -24.4502 | 1
70.2729 | -7.2832 | 1
100.1614 | 44.4153 | 1
72.9292 | 56.1686 | 1
75.7546 | 23.9816 | 1
9.5711 | 49.3641 | 1
76.5256 | 66.6846 | 1
7.2908 | 40.0362 | 1
98.5096 | -9.0129 | 1
20.6641 | -27.5675 | 1
70.4785 | 0.47786 | 1
40.0159 | 7.1311 | 1
53.7727 | -0.52265 | 1
47.5364 | 50.5592 | 1
95.1193 | 34.7346 | 1
80.6131 | -27.5242 | 1
36.0725 | -14.2014 | 1
30.1596 | -13.2301 | 1
18.2541 | 1.0571 | 1
91.6308 | 31.7094 | 1
41.9587 | -4.4898 | 1
25.6632 | -0.079575 | 1
52.8073 | 48.3358 | 1
16.7534 | 55.312 | 1
23.1482 | -18.9896 | 1
10.1717 | -17.2099 | 1
37.9349 | -18.1268 | 1
48.4512 | -7.5932 | 1
60.5184 | 0.61767 | 1
4.4072 | -24.3063 | 1
69.242 | 10.7502 | 1
6.9762 | -7.7213 | 1
90.5756 | 8.4189 | 1
53.9529 | -19.7718 | 1
47.9592 | -9.2017 | 1
22.2962 | -3.9969 | 1
87.1596 | 38.844 | 1
84.4206 | -21.762 | 1
32.5672 | 51.9425 | 1
95.5006 | 51.7714 | 1
48.855 | -26.5524 | 1
89.3684 | -20.0762 | 1
9.6684 | -4.3344 | 1
2.5601 | 9.8107 | 1
42.0425 | 18.0092 | 1
0.40883 | 45.1661 | 1
40.9577 | 5.6993 | 1
86.9404 | 39.6548 | 1
12.813 | 8.6996 | 1
2.33 | 60.3062 | 1
2.2763 | 33.4518 | 1
76.2432 | -5.1052 | 1
36.8135 | 68.7108 | 1
38.6407 | -26.0739 | 1
60.7834 | 67.1636 | 1
99.5614 | 32.2889 | 1
12.825 | 62.7438 | 1
14.6754 | 25.425 | 1
28.6811 | 3.7644 | 1
23.9295 | 58.3657 | 1
74.4736 | 45.0347 | 1
78.7949 | 1.4238 | 1
38.8131 | 43.5048 | 1
92.7521 | 25.0625 | 1
3.2494 | 20.3905 | 1
12.0683 | 42.8874 | 1
75.7037 | 28.403 | 1
6.1819 | 13.3713 | 1
95.3801 | 22.2385 | 1
5.0059 | -6.6686 | 1
30.4752 | 53.4557 | 1
31.4291 | -1.2564 | 1
51.1722 | 26.0335 | 1
99.2762 | -11.1586 | 1
7.0387 | -14.4565 | 1
87.1112 | 32.4397 | 1
18.7082 | -16.2191 | 1
76.309 | -3.6853 | 1
69.2395 | 44.6127 | 1
44.2839 | 38.7364 | 1
48.5621 | 37.6224 | 1
84.9109 | 37.7562 | 1
53.9135 | 45.2008 | 1
50.5935 | -22.6269 | 1
54.0994 | -13.6319 | 1
28.0759 | 46.7398 | 1
58.8999 | 3.9512 | 1
49.5351 | 46.058 | 1
45.4837 | -24.7119 | 1
60.3433 | 46.457 | 1
73.9711 | 59.123 | 1
100.865 | -12.406 | 1
33.1812 | 11.9082 | 1
51.2319 | 60.4543 | 1
21.4018 | 52.9658 | 1
65.4216 | 37.8598 | 1
87.9175 | 11.9273 | 1
57.9889 | 67.4283 | 1
69.3954 | 30.5396 | 1
40.6867 | -27.4713 | 1
41.2184 | -15.1565 | 1
79.0121 | 54.3762 | 1
100.7365 | 64.8195 | 1
96.3583 | 29.9891 | 1
84.9676 | 48.9988 | 1
75.6922 | -11.8101 | 1
64.5301 | 5.3619 | 1
65.2645 | 27.9052 | 1
79.2799 | 66.5748 | 1
59.72 | 44.313 | 1
36.4028 | 58.8082 | 1
22.4092 | 55.229 | 1
44.1367 | -7.9115 | 1
7.0702 | 62.0888 | 1
39.428 | 66.7478 | 1
80.413 | 13.4693 | 1
64.8679 | -28.8854 | 1
42.5154 | -14.3419 | 1
99.0339 | 8.7436 | 1
7.8256 | -13.7818 | 1
27.0508 | 18.8799 | 1
25.3507 | 32.4941 | 1
36.1978 | 10.8953 | 1
41.332 | 18.6024 | 1
79.2246 | 24.7677 | 1
42.2283 | -19.4464 | 1
59.0573 | 67.8251 | 1
43.5454 | -5.0856 | 1
54.7465 | 66.0007 | 1
16.6748 | -17.3475 | 1
91.7817 | -18.3914 | 1
46.5154 | 6.6635 | 1
86.3855 | 55.5293 | 1
36.8816 | 8.816 | 1
54.4003 | -26.4893 | 1
46.7434 | -26.0416 | 1
61.8674 | -24.3911 | 1
36.5507 | 18.6816 | 1
33.0788 | 14.5268 | 1
65.0208 | -11.0939 | 1
85.2955 | 26.8699 | 1
16.5731 | 68.1612 | 1
44.9339 | 17.4754 | 1
78.0843 | -12.9985 | 1
68.6172 | 30.505 | 1
72.2961 | 34.1837 | 1
8.4882 | 15.7564 | 1
90.4349 | -18.1989 | 1
44.1589 | -20.9186 | 1
63.7877 | 47.0751 | 1
40.0773 | 44.9286 | 1
34.614 | 2.3264 | 1
91.3716 | 18.5619 | 1
85.1039 | 64.3606 | 1
60.5446 | 46.1136 | 1
25.0046 | -22.8202 | 1
88.3295 | -9.7114 | 1
20.9488 | 15.0917 | 1
20.5618 | -24.216 | 1
42.0685 | 42.4663 | 1
43.7998 | 3.8074 | 1
3.6851 | 37.5799 | 1
80.1929 | -28.4277 | 1
96.8936 | -4.2095 | 1
56.416 | 15.3792 | 1
54.4265 | 39.3759 | 1
97.4889 | -26.4859 | 1
9.4877 | -21.4956 | 1
83.7134 | -3.1294 | 1
68.0636 | 1.0779 | 1
3.7573 | -10.0513 | 1
68.2609 | -6.6949 | 1
72.1217 | 33.2751 | 1
67.9723 | 67.7614 | 1
4.2119 | 42.9949 | 1
17.6939 | 29.0971 | 1
66.7529 | -13.8591 | 1
29.4202 | -20.1765 | 1
35.236 | 56.3155 | 1
79.758 | -24.0732 | 1
6.7051 | 46.8656 | 1
62.4455 | 29.7372 | 1
8.278 | -20.2886 | 1
23.4361 | -20.1674 | 1
79.9596 | 24.2782 | 1
60.9542 | 65.5196 | 1
73.4953 | 42.2453 | 1
8.0716 | 25.9843 | 1
14.2725 | -19.8535 | 1
37.2609 | 15.2479 | 1
87.9978 | 40.1374 | 1
34.9983 | 17.5921 | 1
42.8338 | 26.0731 | 1
20.6995 | 7.2691 | 1
86.811 | 57.4435 | 1
20.0297 | -5.0841 | 1
13.4052 | -9.0868 | 1
62.238 | -10.6651 | 1
52.0894 | 50.4486 | 1
44.7475 | 61.1919 | 1
54.1314 | -4.2246 | 1
80.5455 | -3.4112 | 1
39.0774 | 56.9198 | 1
45.6638 | 2.3777 | 1
8.6181 | -20.7295 | 1
100.5535 | 59.1895 | 1
91.7609 | 25.4589 | 1
47.7568 | -14.0508 | 1
4.7162 | -27.0673 | 1
85.9936 | 11.6577 | 1
36.2101 | -0.15951 | 1
49.6373 | -7.1531 | 1
27.1634 | 59.6074 | 1
79.2615 | -25.4147 | 1
94.374 | 25.2044 | 1
2.6126 | 48.7838 | 1
89.4994 | 0.47596 | 1
66.7158 | -18.007 | 1
41.9014 | -0.31219 | 1
69.4817 | -14.1475 | 1
80.6845 | 32.4518 | 1
81.9295 | -7.7737 | 1
18.8118 | 41.5685 | 1
25.1443 | 9.6316 | 1
89.5929 | -23.799 | 1
20.083 | 45.9297 | 1
42.9202 | 52.658 | 1
70.1981 | 60.3238 | 1
10.1336 | -2.4242 | 1
98.0949 | 68.8828 | 1
24.1519 | -1.2034 | 1
86.2781 | 36.1103 | 1
4.184 | -10.6242 | 1
9.9717 | -16.1076 | 1
91.0864 | 57.3785 | 1
73.7148 | -20.1591 | 1
13.0233 | -3.0224 | 1
78.2481 | -12.9564 | 1
89.0353 | -27.3849 | 1
66.929 | 40.6975 | 1
69.9096 | -13.1887 | 1
98.4538 | -0.4177 | 1
69.6191 | 0.38185 | 1
13.6565 | -21.5563 | 1
5.2769 | 10.2824 | 1
24.6254 | 6.3915 | 1
54.8829 | -17.489 | 1
3.9006 | 13.7631 | 1
30.7658 | 55.3937 | 1
92.0965 | 45.4583 | 1
77.0292 | 37.3598 | 1
43.4161 | 4.7418 | 1
38.5569 | -6.2822 | 1
83.9066 | 44.132 | 1
23.3907 | 48.0336 | 1
5.1073 | 68.6915 | 1
62.6098 | -26.3352 | 1
43.5974 | -14.0535 | 1
53.3764 | 20.3363 | 1
25.3605 | 53.3759 | 1
0.42206 | 41.3045 | 1
23.5085 | 45.0184 | 1
27.9348 | 63.8443 | 1
62.7082 | -25.1423 | 1
32.0593 | 46.5764 | 1
1.8797 | -11.6865 | 1
60.3666 | 41.2698 | 1
50.369 | -16.3904 | 1
92.6261 | -5.6737 | 1
47.5625 | 50.4556 | 1
71.775 | 1.1311 | 1
24.7449 | -14.156 | 1
47.87 | 13.8464 | 1
82.6219 | 44.8892 | 1
62.0398 | 15.8612 | 1
24.6463 | -28.6415 | 1
20.4838 | -18.8359 | 1
3.2849 | 35.3281 | 1
52.51 | 36.9803 | 1
64.0833 | 65.9496 | 1
9.8047 | 27.4962 | 1
93.2662 | 24.98 | 1
98.6619 | 2.074 | 1
67.8889 | 34.2999 | 1
51.2481 | 36.003 | 1
27.6102 | 69.2679 | 1
94.0406 | -18.5003 | 1
52.7039 | 8.4568 | 1
2.2041 | 49.0062 | 1
83.5541 | 52.3909 | 1
3.3569 | -10.5298 | 1
26.8482 | 53.6718 | 1
86.0514 | 18.2223 | 1
72.5831 | 36.7002 | 1
42.2565 | 9.8285 | 1
2.4894 | -10.0104 | 1
63.1993 | 52.5594 | 1
43.9815 | 66.564 | 1
44.3134 | 11.9709 | 1
46.7537 | 15.7061 | 1
24.6807 | -9.3801 | 1
74.4202 | 37.0478 | 1
54.4151 | -15.6829 | 1
61.2956 | 57.7908 | 1
58.2969 | 57.7629 | 1
41.1908 | 62.7906 | 1
57.1555 | 27.8487 | 1
34.6403 | 39.7987 | 1
2.0768 | -26.7705 | 1
83.2686 | 9.8978 | 1
40.959 | 62.4988 | 1
72.8772 | 11.3054 | 1
7.9956 | 63.6026 | 1
55.6575 | 60.1514 | 1
97.6679 | 60.3325 | 1
71.0684 | 3.6995 | 1
96.4421 | -0.238 | 1
37.9363 | -5.9293 | 1
23.1791 | 66.9384 | 1
45.6772 | -28.3547 | 1
33.6435 | 18.2191 | 1
33.1588 | 61.153 | 1
25.3954 | -8.31 | 1
66.477 | -28.7146 | 1
24.9152 | 69.6959 | 1
24.415 | 25.0497 | 1
75.5351 | 5.0269 | 1
25.843 | 66.3246 | 1
57.527 | 22.3634 | 1
43.0628 | -28.6477 | 1
10.7981 | -21.5445 | 1
86.715 | 66.7974 | 1
5.6779 | -29.2492 | 1
18.4759 | 18.7742 | 1
47.4085 | -23.8813 | 1
29.1921 | 13.7116 | 1
67.6939 | -16.7758 | 1
27.481 | -22.0028 | 1
29.6222 | 55.0545 | 1
58.5699 | -10.7972 | 1
3.5264 | -10.1292 | 1
25.6528 | -23.027 | 1
82.3498 | 45.5317 | 1
4.1328 | -0.87313 | 1
53.0963 | -23.8342 | 1
94.9686 | 0.29776 | 1
68.328 | 63.9203 | 1
57.8039 | 50.3692 | 1
71.181 | 19.0401 | 1
67.1025 | 19.5497 | 1
10.1312 | 51.8819 | 1
20.5294 | -8.7622 | 1
49.7486 | -6.5715 | 1
27.1421 | 56.9457 | 1
87.2188 | 25.6594 | 1
66.8175 | -10.8388 | 1
52.9142 | 4.0179 | 1
74.5072 | 64.4124 | 1
41.5105 | 1.0068 | 1
74.8696 | -28.7667 | 1
55.4688 | -25.6847 | 1
60.2474 | 40.1261 | 1
44.5107 | -12.0351 | 1
46.0418 | 31.2517 | 1
84.9129 | 23.2938 | 1
99.9118 | 69.8828 | 1
68.1009 | -16.3232 | 1
59.1809 | 25.6927 | 1
39.3645 | 35.8971 | 1
32.2414 | 60.937 | 1
43.4203 | 63.277 | 1
26.1291 | 43.7381 | 1
37.4294 | -24.4247 | 1
41.6358 | 46.8643 | 1
23.2585 | -26.868 | 1
24.4634 | -28.8737 | 1
24.518 | -1.8434 | 1
20.8058 | 60.0708 | 1
78.2105 | -23.521 | 1
18.3414 | 53.556 | 1
14.5126 | -19.7939 | 1
77.2555 | 5.9942 | 1
67.597 | 53.601 | 1
29.3298 | 56.884 | 1
70.9834 | 3.9095 | 1
75.6637 | 36.4132 | 1
64.6453 | 19.1135 | 1
1.7583 | 44.8452 | 1
56.7805 | 14.0862 | 1
63.1751 | 50.4231 | 1
26.7495 | 66.7194 | 1
78.2522 | -16.2004 | 1
15.9219 | 62.6654 | 1
9.7129 | 55.6883 | 1
17.1778 | 48.7141 | 1
75.4665 | -23.5913 | 1
1.0062 | 45.3319 | 1
84.2173 | 25.9601 | 1
51.0187 | 49.3754 | 1
18.636 | 8.2934 | 1
84.8766 | 13.6734 | 1
25.7641 | 32.9542 | 1
5.0382 | 26.1927 | 1
60.9418 | 39.5588 | 1
45.565 | 36.3247 | 1
15.0579 | 42.9095 | 1
12.3607 | 16.6999 | 1
12.531 | 22.6859 | 1
82.7284 | -3.7767 | 1
57.2154 | 52.2592 | 1
74.5896 | 57.3759 | 1
34.3247 | 39.8311 | 1
25.7593 | 15.3691 | 1
29.5216 | 20.4833 | 1
16.5513 | 15.8244 | 1
26.4077 | 66.3691 | 1
33.8144 | 12.0495 | 1
70.7962 | 7.1161 | 1
45.9197 | -12.839 | 1
85.9388 | 50.9064 | 1
82.3972 | 36.3002 | 1
20.7365 | 23.4227 | 1
99.1996 | 22.838 | 1
19.9582 | 26.1568 | 1
72.8541 | -13.5261 | 1
86.0931 | 35.8087 | 1
34.0091 | -18.5032 | 1
0.37946 | -0.13622 | 1
49.3621 | 19.4976 | 1
91.7448 | -29.8624 | 1
95.624 | -23.8523 | 1
62.7003 | -26.1874 | 1
9.2293 | -6.3667 | 1
14.4749 | -11.4726 | 1
9.4907 | 18.1963 | 1
53.3489 | 35.277 | 1
26.1397 | 25.4356 | 1
72.3998 | -10.2742 | 1
27.9316 | 40.5805 | 1
30.4401 | -12.8234 | 1
0.31602 | 26.3928 | 1
21.1825 | 64.43 | 1
11.3746 | 68.9221 | 1
74.0437 | 45.8202 | 1
72.7781 | 7.0406 | 1
96.2028 | -19.6587 | 1
25.0003 | 60.9111 | 1
12.3978 | 32.7313 | 1
64.0541 | -29.3593 | 1
39.188 | 32.3335 | 1
51.5238 | -10.3823 | 1
99.1143 | 49.6462 | 1
49.5136 | 64.458 | 1
59.6204 | -12.6132 | 1
4.7131 | 21.5631 | 1
77.3561 | 1.6859 | 1
80.232 | 58.2769 | 1
47.0595 | -17.0369 | 1
1.9801 | 69.5671 | 1
89.4516 | -6.0753 | 1
13.9422 | 30.2162 | 1
9.2289 | 14.5792 | 1
47.4737 | -8.708 | 1
73.2198 | -26.9625 | 1
7.8695 | -1.0405 | 1
93.9492 | 30.9362 | 1
79.34 | 52.6744 | 1
66.9512 | 33.2781 | 1
7.2472 | 50.1628 | 1
27.9432 | 31.519 | 1
71.865 | 28.4344 | 1
80.9663 | 1.1939 | 1
43.1153 | 69.2569 | 1
82.7754 | -2.6352 | 1
41.9812 | 14.6761 | 1
98.7396 | 48.439 | 1
33.9988 | 2.617 | 1
71.5152 | 16.2868 | 1
30.3933 | 10.0331 | 1
35.9962 | -23.4993 | 1
15.572 | 67.0544 | 1
26.3758 | 69.7191 | 1
14.3473 | 35.7355 | 1
30.5196 | 5.3579 | 1
46.4525 | -25.7464 | 1
24.7785 | -27.5779 | 1
7.1408 | -19.3601 | 1
95.5591 | 29.8637 | 1
85.7756 | 34.3728 | 1
100.3392 | 37.8154 | 1
44.3529 | 66.5476 | 1
60.4558 | 52.1441 | 1
68.163 | 58.5066 | 1
10.5268 | -24.5484 | 1
83.8675 | 1.1156 | 1
53.6142 | 5.2809 | 1
0.7094 | -19.4942 | 1
10.1664 | 52.5161 | 1
72.9956 | -7.1587 | 1
46.4958 | 66.4632 | 1
79.3124 | -15.2235 | 1
78.458 | 64.6388 | 1
29.8868 | 9.8651 | 1
12.4433 | 48.9962 | 1
32.3071 | -9.472 | 1
21.4746 | 62.2743 | 1
88.666 | 11.122 | 1
31.8349 | 58.5018 | 1
22.013 | 24.2307 | 1
91.1097 | 3.5897 | 1
26.6581 | 12.3011 | 1
46.556 | 2.1035 | 1
27.137 | 34.4107 | 1
100.5677 | 40.2957 | 1
84.6589 | 3.2753 | 1
41.01 | 48.6805 | 1
45.8375 | 26.6699 | 1
26.8824 | -23.7994 | 1
73.7558 | 48.0762 | 1
52.8647 | -22.6452 | 1
14.5959 | -2.1127 | 1
57.7129 | 31.1106 | 1
10.9743 | 43.2196 | 1
33.101 | 45.9369 | 1
22.8569 | 40.6264 | 1
16.7855 | -26.5843 | 1
94.0356 | 15.3664 | 1
100.243 | -5.7012 | 1
45.3198 | -12.7618 | 1
27.3416 | 57.5544 | 1
100.326 | 22.2237 | 1
3.2172 | -26.8053 | 1
35.0608 | 65.1068 | 1
30.0309 | 52.0495 | 1
96.2245 | 52.6705 | 1
13.5606 | -22.9481 | 1
70.9703 | 14.2427 | 1
93.2117 | -1.3572 | 1
35.4807 | -17.943 | 1
37.4991 | 6.0407 | 1
2.7796 | 33.4322 | 1
72.3747 | -8.1068 | 1
51.9599 | 6.6755 | 1
3.1644 | 13.3578 | 1
58.6589 | 20.0873 | 1
32.0272 | 18.527 | 1
13.7689 | 66.373 | 1
75.8497 | 11.6858 | 1
55.8176 | -18.9527 | 1
17.178 | 52.4119 | 1
45.8852 | 35.4904 | 1
29.0878 | 33.1419 | 1
68.4566 | 55.8111 | 1
29.4348 | 14.6391 | 1
2.5202 | 24.2551 | 1
70.8546 | -18.3644 | 1
59.6829 | 27.7456 | 1
92.2431 | 44.3142 | 1
7.674 | 5.549 | 1
42.7537 | 11.9358 | 1
20.6826 | 55.4775 | 1
73.0748 | -14.7511 | 1
8.3323 | -28.9548 | 1
29.7735 | -24.7723 | 1
31.9657 | 48.2445 | 1
74.8378 | -0.18927 | 1
59.6693 | 40.573 | 1
35.9609 | 37.9583 | 1
18.5622 | -27.6005 | 1
35.5686 | 24.6686 | 1
42.6882 | 27.954 | 1
66.2119 | 25.9817 | 1
41.5101 | -10.2315 | 1
96.8692 | -1.3943 | 1
58.1708 | 19.9232 | 1
73.5256 | 26.2427 | 1
49.0203 | 69.1033 | 1
75.685 | 61.1971 | 1
19.7755 | 21.3681 | 1
60.7122 | -19.1363 | 1
24.1835 | 8.9607 | 1
67.9224 | -21.1349 | 1
94.1838 | 40.6799 | 1
72.8521 | 69.0724 | 1
51.2154 | 7.6061 | 1
79.4508 | 12.1507 | 1
30.2787 | 25.8652 | 1
5.0823 | -12.5297 | 1
47.9067 | 24.3352 | 1
20.0071 | -27.9078 | 1
44.1267 | -17.0994 | 1
88.9871 | 23.747 | 1
32.6988 | -15.6153 | 1
74.9124 | 48.3213 | 1
80.1864 | 44.8353 | 1
54.2679 | 61.0974 | 1
75.5001 | 26.6975 | 1
50.286 | 59.6668 | 1
18.0811 | 44.1114 | 1
68.1156 | -5.283 | 1
53.6375 | 25.5828 | 1
72.8478 | -7.7075 | 1
81.3042 | 12.0932 | 1
1.0905 | 41.9428 | 1
4.0618 | 63.5005 | 1
17.0452 | 20.6457 | 1
24.8134 | 46.0483 | 1
40.0061 | 32.2516 | 1
26.8483 | -23.7857 | 1
51.3749 | 21.1121 | 1
22.7132 | 27.2524 | 1
55.3758 | 54.6118 | 1
30.7922 | 52.0931 | 1
51.6427 | 34.881 | 1
69.6063 | -3.703 | 1
17.8201 | 5.5259 | 1
22.823 | -28.2203 | 1
58.2899 | 64.0446 | 1
12.0274 | -20.884 | 1
44.6318 | -15.1397 | 1
4.1935 | 57.2202 | 1
59.2146 | -24.7502 | 1
21.8623 | -21.4138 | 1
70.9113 | 11.4699 | 1
77.1351 | 16.6221 | 1
67.4926 | -28.7232 | 1
59.767 | 38.1741 | 1
44.0996 | 48.5755 | 1
39.6437 | 6.5102 | 1
20.7378 | -3.9781 | 1
92.5482 | -1.4549 | 1
52.1773 | -11.9209 | 1
66.3698 | 59.2263 | 1
31.2246 | 54.2718 | 1
37.8025 | 56.5063 | 1
65.9351 | 5.6398 | 1
9.6109 | 31.701 | 1
92.806 | -18.7298 | 1
79.054 | 14.689 | 1
2.5909 | 37.6616 | 1
31.0633 | 24.0082 | 1
75.681 | 32.2285 | 1
28.94 | -8.6819 | 1
20.2621 | 2.785 | 1
73.6424 | 18.2997 | 1
87.7186 | -14.0942 | 1
14.6176 | -27.9491 | 1
100.6447 | -14.2728 | 1
27.6904 | 8.3807 | 1
25.0407 | 56.9744 | 1
100.4173 | -18.3303 | 1
77.2074 | 15.9921 | 1
41.1482 | 55.0516 | 1
59.5034 | 40.2156 | 1
20.6506 | -3.9784 | 1
19.1229 | 47.3464 | 1
79.9083 | -29.073 | 1
91.3746 | 33.9896 | 1
74.1147 | -22.499 | 1
12.1886 | -12.4192 | 1
19.8485 | 27.2386 | 1
36.7703 | -29.5298 | 1
63.2437 | 5.9761 | 1
76.7268 | -25.0027 | 1
12.4196 | 69.0171 | 1
3.4422 | -21.7592 | 1
35.8256 | -16.5 | 1
73.7151 | 38.7978 | 1
92.9929 | 37.735 | 1
18.9005 | 29.5811 | 1
2.1894 | 49.3314 | 1
50.1631 | -23.511 | 1
22.1055 | 33.9712 | 1
67.5981 | 16.9284 | 1
77.1354 | 36.9401 | 1
73.1927 | 5.1614 | 1
82.8465 | 64.4424 | 1
15.7302 | 29.9168 | 1
46.512 | -15.3936 | 1
88.6516 | 68.4724 | 1
6.7263 | -3.6764 | 1
50.1886 | -18.5381 | 1
59.1207 | 64.8649 | 1
84.4932 | -1.9976 | 1
100.6496 | 32.08 | 1
79.4212 | 9.2166 | 1
49.3926 | 11.7229 | 1
17.8185 | 30.0807 | 1
81.4365 | -20.5696 | 1
20.5116 | -0.43037 | 1
16.54 | 65.0936 | 1
59.9381 | 22.0133 | 1
72.0716 | 50.7685 | 1
12.4084 | 0.45505 | 1
46.8639 | 65.2076 | 1
9.9191 | 4.4054 | 1
27.8781 | 22.2148 | 1
89.3492 | 5.0356 | 1
2.5958 | 30.8485 | 1
75.3539 | 16.0987 | 1
12.5779 | 37.8296 | 1
73.7094 | -0.066159 | 1
3.151 | -13.2825 | 1
55.6391 | 39.7509 | 1
85.7043 | 41.5503 | 1
57.2997 | 40.1645 | 1
42.3742 | 32.636 | 1
19.3008 | -17.2172 | 1
45.9901 | 26.3216 | 1
16.1304 | -19.0756 | 1
31.96 | 30.7226 | 1
18.7801 | 38.1774 | 1
47.1935 | -27.7503 | 1
87.5275 | 37.2521 | 1
1.0069 | 66.9186 | 1
56.9455 | 3.8457 | 1
4.8134 | -1.0851 | 1
14.8436 | -14.3206 | 1
28.1765 | 61.8537 | 1
69.5543 | 57.5233 | 1
97.7848 | 59.1554 | 1
74.4784 | -9.8237 | 1
67.8907 | 65.3941 | 1
76.1441 | 5.9025 | 1
69.7784 | 68.8049 | 1
31.9457 | -17.9826 | 1
82.3023 | 66.2513 | 1
70.3526 | 0.25492 | 1
95.0213 | 44.9351 | 1
32.6713 | -15.4861 | 1
35.3301 | -24.6382 | 1
40.3788 | -20.7195 | 1
90.0825 | 58.0235 | 1
90.7825 | 10.5506 | 1
98.1032 | 57.137 | 1
29.0011 | -24.9847 | 1
17.2227 | 20.1212 | 1
80.9192 | 40.7067 | 1
100.7545 | 3.5557 | 1
58.5006 | 59.01 | 1
59.7419 | -13.6639 | 1
9.4163 | 39.2437 | 1
100.4723 | 23.0726 | 1
10.1677 | 26.8628 | 1
40.8945 | 5.511 | 1
78.2164 | 45.4607 | 1
14.6446 | 7.6443 | 1
75.1 | -5.8376 | 1
73.0102 | -4.587 | 1
31.6408 | 49.5934 | 1
11.2327 | 1.6303 | 1
78.2001 | 26.6986 | 1
79.4463 | 46.7574 | 1
17.6813 | 37.3336 | 1
92.7383 | 64.7867 | 1
71.2144 | -12.031 | 1
41.921 | 1.5254 | 1
35.1347 | -2.8468 | 1
16.4244 | 51.2935 | 1
66.3537 | -9.5495 | 1
28.1363 | -20.1045 | 1
100.8429 | -18.2053 | 1
85.611 | 15.0757 | 1
2.937 | 51.9523 | 1
74.842 | -9.782 | 1
14.3087 | -27.7117 | 1
83.2941 | 69.5481 | 1
46.1457 | 18.248 | 1
36.949 | 59.6304 | 1
71.0586 | -8.1242 | 1
46.5806 | 15.1906 | 1
99.1836 | 57.2172 | 1
83.6942 | -12.4588 | 1
87.4548 | 68.3681 | 1
0.71289 | -13.9276 | 1
76.5065 | -23.8822 | 1
39.1405 | 21.9084 | 1
83.7025 | 0.91763 | 1
93.6548 | 66.7307 | 1
12.5927 | 49.3831 | 1
75.6087 | 52.6673 | 1
44.0524 | 59.4025 | 1
52.4525 | -2.0568 | 1
97.1805 | 8.3845 | 1
57.8229 | 3.6376 | 1
91.9307 | 33.6312 | 1
87.5108 | 13.9049 | 1
21.1513 | 6.9834 | 1
6.9775 | -20.9925 | 1
13.998 | -27.0897 | 1
55.7083 | -0.98463 | 1
92.2351 | 48.6277 | 1
37.9527 | 32.103 | 1
59.5338 | 33.0661 | 1
78.5113 | 23.7641 | 1
64.684 | 33.4372 | 1
58.9493 | -17.1839 | 1
68.8623 | -0.23298 | 1
93.3106 | 9.8266 | 1
53.3261 | 12.4744 | 1
34.3684 | 47.3696 | 1
56.7735 | 56.4704 | 1
95.9644 | 42.022 | 1
85.4113 | -24.0578 | 1
69.9975 | 54.0813 | 1
58.144 | -24.9933 | 1
86.7818 | -23.2051 | 1
82.7959 | 43.2913 | 1
33.2112 | 21.2432 | 1
100.3307 | 46.0416 | 1
58.1629 | -10.7956 | 1
39.5855 | -3.6376 | 1
86.4729 | 52.55 | 1
98.9978 | 27.2565 | 1
76.4321 | 12.5627 | 1
92.7017 | 15.3333 | 1
86.3882 | 64.3492 | 1
94.5517 | 2.3972 | 1
10.0325 | -4.0472 | 1
90.5641 | 50.5331 | 1
16.8582 | 48.8398 | 1
10.683 | -5.21 | 1
100.0095 | -4.6689 | 1
35.2041 | 6.987 | 1
95.1841 | 43.795 | 1
74.8652 | 43.5101 | 1
28.08 | 64.6981 | 1
89.9067 | 0.38348 | 1
73.0815 | -8.9392 | 1
65.2923 | 68.0557 | 1
12.6055 | 57.419 | 1
32.1862 | 34.2776 | 1
8.0046 | -24.2818 | 1
69.3774 | 63.1112 | 1
29.8352 | -8.0552 | 1
96.403 | 44.3419 | 1
15.928 | 52.9757 | 1
17.5467 | 24.4902 | 1
50.693 | 51.4251 | 1
76.6271 | 38.4695 | 1
21.9829 | 21.0536 | 1
36.4659 | 58.9049 | 1
24.4781 | 40.3626 | 1
63.6688 | 53.9148 | 1
27.3114 | 18.5026 | 1
77.4612 | 68.5359 | 1
59.7842 | 61.8534 | 1
60.7415 | -24.8919 | 1
12.6431 | -28.0428 | 1
1.8545 | -19.048 | 1
73.4067 | 56.6716 | 1
86.4722 | 18.9405 | 1
31.9623 | -27.3857 | 1
54.5097 | -15.3841 | 1
83.7163 | -29.7917 | 1
41.3545 | 45.7132 | 1
12.9477 | -28.5121 | 1
94.6805 | 1.8418 | 1
71.8952 | 38.1538 | 1
53.6993 | 51.4066 | 1
72.0891 | 31.0877 | 1
11.0654 | 28.7281 | 1
78.1012 | 12.6348 | 1
25.4193 | -8.3376 | 1
73.8175 | -26.6358 | 1
86.7203 | -1.6452 | 1
54.8726 | 49.3644 | 1
91.5353 | -11.4942 | 1
74.6354 | 45.7947 | 1
30.6947 | 7.2606 | 1
20.0669 | -2.063 | 1
28.8204 | 23.1596 | 1
60.1771 | 15.3568 | 1
21.0602 | 8.1786 | 1
81.9584 | -14.3607 | 1
94.6258 | 24.0704 | 1
100.5986 | -20.6337 | 1
7.9049 | 45.7735 | 1
79.2518 | 36.0135 | 1
83.9144 | 46.7618 | 1
4.7233 | 38.4933 | 1
2.9974 | 53.0052 | 1
35.3707 | 5.1106 | 1
42.5583 | 11.4515 | 1
61.5931 | 67.1336 | 1
74.5964 | -7.0736 | 1
80.015 | 38.7602 | 1
99.9817 | 57.4615 | 1
45.704 | 7.2951 | 1
61.1829 | 28.9375 | 1
29.6939 | 1.1453 | 1
62.8998 | 27.477 | 1
70.1186 | 7.5293 | 1
3.116 | 39.3032 | 1
95.063 | 4.1192 | 1
78.0112 | -8.8214 | 1
9.1819 | 57.7492 | 1
85.3374 | 65.3091 | 1
70.9039 | 21.1983 | 1
0.95899 | -24.8244 | 1
20.1615 | 51.9352 | 1
100.536 | 61.0015 | 1
90.6669 | 27.9327 | 1
47.7764 | -13.9337 | 1
70.7248 | 41.8461 | 1
16.7752 | 49.1293 | 1
84.2366 | 30.0018 | 1
91.945 | -19.4138 | 1
34.2024 | 51.9555 | 1
48.6393 | 37.2123 | 1
14.444 | -7.1334 | 1
23.7352 | 33.2627 | 1
73.1978 | -1.5744 | 1
93.6203 | 62.8345 | 1
98.6091 | -8.0348 | 1
47.1729 | -14.4321 | 1
26.8191 | 60.1887 | 1
69.1526 | -1.7465 | 1
67.6393 | 55.6475 | 1
54.7973 | 45.3785 | 1
11.8879 | 42.2567 | 1
81.4049 | 43.4889 | 1
77.7046 | 68.3398 | 1
49.2361 | 57.7054 | 1
47.7658 | -26.4532 | 1
4.3003 | 28.0584 | 1
95.1036 | 38.606 | 1
53.5213 | -4.3555 | 1
33.6651 | 16.4356 | 1
58.9264 | 13.2045 | 1
100.1073 | -1.8203 | 1
28.2511 | -6.9356 | 1
52.3603 | 13.4358 | 1
84.2499 | -29.6624 | 1
77.1309 | -1.4506 | 1
88.6444 | 54.0901 | 1
23.8271 | 4.6733 | 1
76.2809 | -14.7203 | 1
55.336 | 16.3632 | 1
55.9874 | -4.8221 | 1
60.4835 | 36.4017 | 1
34.2651 | -17.7808 | 1
56.3024 | 25.5315 | 1
33.4975 | 12.6248 | 1
25.4797 | 53.4043 | 1
77.7273 | 2.1001 | 1
77.2703 | 64.1875 | 1
96.0608 | -10.5112 | 1
66.2029 | 55.8403 | 1
83.5125 | -12.6772 | 1
53.4259 | 53.2492 | 1
1.6949 | 12.7531 | 1
40.3317 | -23.5398 | 1
74.0899 | 10.7216 | 1
43.43 | 24.9013 | 1
28.0362 | 19.4698 | 1
20.3152 | 67.0206 | 1
2.8662 | 31.4971 | 1
19.2 | -0.24549 | 1
28.7465 | 17.1406 | 1
48.4749 | 39.0226 | 1
1.9982 | -7.9813 | 1
14.3507 | 0.028108 | 1
5.4308 | 17.5347 | 1
57.2436 | 39.3107 | 1
64.3895 | 34.9926 | 1
14.8619 | 48.5907 | 1
0.36715 | -19.929 | 1
39.5637 | -7.2115 | 1
84.352 | -1.7555 | 1
83.6648 | 2.1285 | 1
15.582 | 57.0584 | 1
50.7794 | -19.4746 | 1
50.306 | -4.2234 | 1
4.1534 | 11.9666 | 1
4.2629 | -14.0884 | 1
86.552 | 37.7264 | 1
32.7214 | 44.2822 | 1
41.3094 | -19.9305 | 1
69.6367 | 37.1361 | 1
3.7793 | 68.6904 | 1
24.1357 | 40.7739 | 1
1.3901 | 51.7372 | 1
27.6415 | -19.6531 | 1
78.9783 | 0.050121 | 1
80.8985 | 26.5582 | 1
67.0255 | 15.3198 | 1
70.5209 | 32.7953 | 1
88.1997 | 2.7399 | 1
76.7731 | -8.9751 | 1
18.174 | 52.5415 | 1
31.2326 | 21.268 | 1
59.916 | 37.3251 | 1
87.0408 | 39.6375 | 1
11.291 | 60.215 | 1
77.6135 | 59.8693 | 1
54.2913 | 15.965 | 1
83.664 | 65.7796 | 1
51.4025 | 25.432 | 1
62.2452 | 6.0976 | 1
30.4979 | -23.0118 | 1
29.433 | -2.0689 | 1
29.1235 | 58.1795 | 1
64.9575 | -6.5121 | 1
62.3974 | 19.8554 | 1
86.7422 | -25.2027 | 1
42.8128 | -2.4242 | 1
49.0469 | 2.033 | 1
18.9367 | 44.8921 | 1
16.6164 | 32.6531 | 1
43.2049 | 33.1075 | 1
90.8923 | 5.3694 | 1
31.1212 | 11.6544 | 1
16.1454 | 46.9631 | 1
57.6955 | 66.767 | 1
42.7287 | 43.0294 | 1
34.5787 | 0.92768 | 1
72.9866 | -15.3035 | 1
9.1108 | 63.8243 | 1
29.5568 | -1.5653 | 1
40.2681 | 37.4566 | 1
3.1524 | 43.4695 | 1
57.0607 | 9.8449 | 1
89.3792 | 68.4749 | 1
20.0002 | 13.6595 | 1
19.5912 | 40.3396 | 1
18.1312 | 51.7472 | 1
84.1797 | 23.945 | 1
3.2342 | 3.4171 | 1
72.2015 | -9.1805 | 1
56.4575 | -4.3911 | 1
44.6881 | 19.017 | 1
57.2867 | 21.6498 | 1
82.4769 | 15.8244 | 1
16.3994 | -19.8992 | 1
94.0637 | 35.4844 | 1
20.5534 | 31.8671 | 1
85.8238 | 7.9255 | 1
18.6262 | 13.6324 | 1
7.727 | 48.2812 | 1
86.3196 | 20.0205 | 1
1.4723 | -20.2846 | 1
30.9185 | 45.0913 | 1
65.1385 | 44.9221 | 1
42.4472 | 46.5532 | 1
51.0107 | 11.2647 | 1
58.1588 | 47.5935 | 1
7.4187 | -4.6221 | 1
0.26676 | -8.6285 | 1
98.0991 | 22.6753 | 1
89.9446 | 44.8926 | 1
75.2185 | 3.5937 | 1
58.9794 | 61.1546 | 1
43.3716 | 56.2353 | 1
53.9666 | 64.0665 | 1
4.6629 | 18.5967 | 1
70.6909 | 58.6076 | 1
100.6359 | 44.2002 | 1
10.6243 | 13.4044 | 1
49.563 | 38.0113 | 1
13.4627 | 13.5268 | 1
46.9561 | -5.1253 | 1
43.4678 | -2.4805 | 1
36.9187 | 0.1055 | 1
100.9893 | 10.8515 | 1
80.2268 | -4.1736 | 1
28.8581 | 55.3235 | 1
45.3628 | 28.8111 | 1
38.5767 | -14.3839 | 1
47.4774 | 1.1429 | 1
11.6818 | 10.2037 | 1
14.747 | -17.6439 | 1
17.585 | -21.4911 | 1
70.8994 | 67.9083 | 1
6.0024 | -10.3381 | 1
55.0053 | -12.2109 | 1
97.9458 | -19.4818 | 1
34.7747 | 11.3847 | 1
10.7376 | 39.7673 | 1
22.5513 | 29.2914 | 1
26.3602 | -1.0969 | 1
97.4556 | 67.3894 | 1
82.738 | 9.8293 | 1
23.6999 | 23.9225 | 1
16.6698 | -10.2654 | 1
56.7822 | 10.7187 | 1
100.0413 | 35.7072 | 1
64.9737 | 29.4223 | 1
18.0558 | 63.3016 | 1
67.3818 | 44.5373 | 1
51.7603 | -22.0048 | 1
29.2922 | 41.5212 | 1
48.7359 | -17.255 | 1
42.0291 | 16.1545 | 1
16.1156 | 20.0052 | 1
40.5738 | -20.4948 | 1
83.5198 | 69.0482 | 1
82.9817 | 6.7109 | 1
14.8685 | -22.3103 | 1
4.1042 | 18.8364 | 1
6.6004 | 25.2666 | 1
22.3946 | 5.1703 | 1
82.051 | 51.4507 | 1
94.5897 | 31.5832 | 1
74.8547 | 29.8157 | 1
3.4131 | 26.1087 | 1
21.2989 | 4.4117 | 1
11.0205 | 28.0273 | 1
23.0291 | 12.3685 | 1
42.6165 | 45.7035 | 1
32.891 | -18.5571 | 1
80.0163 | 64.0671 | 1
40.3415 | 39.1141 | 1
33.2143 | 27.859 | 1
87.8477 | 54.3757 | 1
94.5697 | 69.7957 | 1
12.2948 | 33.1876 | 1
100.6346 | 47.4846 | 1
21.7372 | 65.1015 | 1
13.1886 | 66.0323 | 1
85.4395 | -18.429 | 1
89.1728 | 47.8609 | 1
32.5183 | -13.8942 | 1
77.8699 | 6.8279 | 1
95.2253 | 4.4033 | 1
29.3803 | 48.3668 | 1
87.8412 | 39.9082 | 1
55.5281 | 45.0663 | 1
78.7129 | 59.4033 | 1
32.7552 | -13.431 | 1
72.4441 | 43.0014 | 1
25.1494 | 30.3157 | 1
99.2763 | 19.7743 | 1
66.0222 | -3.7112 | 1
3.4904 | 52.8149 | 1
52.5117 | 57.2618 | 1
64.5587 | -22.4952 | 1
91.3445 | -21.7383 | 1
94.8678 | 61.8691 | 1
55.2138 | 32.0807 | 1
14.3007 | 45.6263 | 1
36.7836 | 22.3425 | 1
17.4148 | 68.0726 | 1
92.7749 | 6.1683 | 1
78.7071 | 61.9241 | 1
88.3263 | 32.0402 | 1
13.5356 | 55.9766 | 1
38.9681 | -13.5381 | 1
73.2451 | 2.1186 | 1
33.369 | 10.9961 | 1
71.9246 | -0.59498 | 1
32.2329 | 61.6587 | 1
87.6818 | 64.3381 | 1
83.0076 | -14.6702 | 1
71.8881 | 57.7615 | 1
6.536 | -9.1309 | 1
84.9687 | 66.2055 | 1
55.0696 | 53.9849 | 1
57.8004 | 46.5083 | 1
24.8582 | 56.4009 | 1
92.752 | 43.5475 | 1
18.6882 | -9.0952 | 1
60.3793 | -16.3487 | 1
39.323 | 16.0871 | 1
91.9869 | 23.8772 | 1
68.0307 | 25.8384 | 1
35.6906 | 34.5793 | 1
96.7881 | -8.0427 | 1
96.0198 | 8.5635 | 1
47.7405 | 34.043 | 1
76.3613 | 39.3736 | 1
39.8484 | 20.1193 | 1
14.4394 | 38.983 | 1
92.7166 | 35.1625 | 1
75.8072 | -17.4414 | 1
86.2458 | -13.7864 | 1
80.12 | 21.5861 | 1
69.3865 | 4.9182 | 1
57.0316 | 42.6602 | 1
76.4983 | 46.5214 | 1
46.5092 | -0.49922 | 1
96.4661 | 25.5501 | 1
89.4698 | 26.4324 | 1
16.174 | -10.1537 | 1
7.0914 | 61.8145 | 1
52.4846 | 24.9121 | 1
91.9616 | 41.1168 | 1
81.287 | -27.4126 | 1
66.4194 | -10.411 | 1
91.7487 | -24.7911 | 1
50.1872 | -6.9609 | 1
46.8993 | 66.8268 | 1
89.8285 | -15.7605 | 1
58.7982 | 54.0325 | 1
75.2686 | 14.9862 | 1
36.4586 | 61.3019 | 1
65.9499 | 49.7624 | 1
92.1011 | 18.1043 | 1
18.1742 | 42.1846 | 1
39.6462 | 58.7274 | 1
68.0124 | 56.0258 | 1
58.2372 | -14.9267 | 1
61.0171 | 12.9439 | 1
100.9892 | 25.0751 | 1
53.7674 | -29.5264 | 1
12.5326 | -18.4028 | 1
93.4609 | 53.3456 | 1
24.8401 | 68.4041 | 1
55.0202 | 18.8882 | 1
51.0507 | 28.5162 | 1
39.3756 | 22.2593 | 1
19.7777 | 40.3633 | 1
68.8413 | 66.9723 | 1
56.3265 | 66.1045 | 1
75.9425 | 53.3665 | 1
91.3353 | -22.9 | 1
45.7477 | 21.7244 | 1
51.1866 | 12.6635 | 1
3.2746 | -15.4953 | 1
52.4214 | -5.5605 | 1
59.382 | 24.7118 | 1
23.1992 | 5.1815 | 1
87.4796 | -15.2334 | 1
81.2446 | 65.0383 | 1
47.4035 | 2.9657 | 1
77.4528 | -27.5224 | 1
27.3322 | -15.6212 | 1
48.4561 | -5.742 | 1
65.054 | 24.9419 | 1
87.3309 | 44.3384 | 1
62.7775 | -18.4627 | 1
5.7477 | -4.2395 | 1
25.1258 | 62.1864 | 1
75.7473 | -1.3204 | 1
19.9792 | -14.6275 | 1
58.7095 | -3.5643 | 1
82.66 | 30.756 | 1
90.0796 | 34.3488 | 1
91.3607 | -5.5085 | 1
57.9883 | -14.0877 | 1
63.9278 | 15.3276 | 1
2.5877 | 56.8934 | 1
100.3547 | -17.6281 | 1
60.0647 | 68.5901 | 1
89.5166 | 56.2634 | 1
94.7894 | 59.273 | 1
80.2538 | 27.0122 | 1
89.6112 | 61.0591 | 1
21.1961 | 49.0656 | 1
0.16262 | -9.3063 | 1
81.2778 | 66.8319 | 1
83.3904 | -23.6345 | 1
95.1615 | 44.3843 | 1
89.5998 | 21.7256 | 1
9.477 | 60.8822 | 1
37.6534 | 9.9889 | 1
36.3577 | 40.6463 | 1
19.3195 | 58.758 | 1
69.7268 | 38.742 | 1
24.6774 | 49.3325 | 1
62.1587 | -6.6497 | 1
76.3935 | -15.4859 | 1
71.0099 | -17.9955 | 1
95.7455 | -12.1126 | 1
41.1541 | 18.735 | 1
16.1286 | 68.7365 | 1
99.2066 | 51.5086 | 1
4.3635 | 9.7446 | 1
26.0628 | 53.1732 | 1
86.5241 | -22.6604 | 1
87.353 | 26.4674 | 1
28.3284 | 63.4626 | 1
86.2131 | 34.9261 | 1
35.2794 | 32.0518 | 1
29.3619 | 31.6583 | 1
10.2669 | 4.5464 | 1
81.1986 | 41.576 | 1
35.9721 | 43.9193 | 1
21.3727 | 22.4089 | 1
79.0097 | -4.0969 | 1
23.4783 | 16.1203 | 1
1.189 | 34.6451 | 1
58.0261 | 59.4231 | 1
24.2235 | 44.3069 | 1
95.1501 | 56.0308 | 1
60.5662 | 49.4557 | 1
11.4183 | 52.6448 | 1
62.6834 | 9.6681 | 1
56.3487 | -27.854 | 1
31.2376 | -27.4681 | 1
39.4365 | -13.3824 | 1
16.9397 | 18.2812 | 1
26.6095 | 28.5571 | 1
52.3652 | 55.4069 | 1
89.5754 | 23.0179 | 1
99.57 | 60.8388 | 1
94.5832 | 57.8959 | 1
38.624 | 65.9166 | 1
98.7723 | -8.7143 | 1
99.4933 | 59.5341 | 1
37.5719 | 49.2314 | 1
62.1647 | -22.8467 | 1
11.6905 | 11.3016 | 1
68.3492 | -15.7634 | 1
22.9834 | 34.4126 | 1
96.5817 | 0.56814 | 1
89.0103 | -27.9917 | 1
34.7607 | -3.1449 | 1
8.3159 | 32.366 | 1
40.8604 | -22.5225 | 1
43.669 | 62.3562 | 1
9.0067 | -11.6991 | 1
40.1385 | 65.4255 | 1
47.4147 | 29.304 | 1
34.4266 | 69.6085 | 1
58.5651 | 3.6129 | 1
13.2872 | 13.5492 | 1
29.5945 | 44.7043 | 1
77.9855 | -11.3447 | 1
35.4741 | 57.8777 | 1
7.8758 | 13.916 | 1
98.3544 | 38.6897 | 1
99.4735 | 30.8117 | 1
64.6125 | 57.7743 | 1
99.2369 | 28.2483 | 1
23.5218 | 43.8336 | 1
11.6366 | 59.4546 | 1
100.6696 | 68.8129 | 1
29.2468 | 57.9926 | 1
26.8637 | 0.59783 | 1
56.511 | 69.6944 | 1
62.5947 | -0.11694 | 1
45.436 | -27.0742 | 1
61.5187 | 61.3163 | 1
79.4409 | 59.4251 | 1
4.5177 | -3.4197 | 1
43.5381 | 59.2936 | 1
35.5572 | -27.2956 | 1
79.6225 | 8.2547 | 1
22.338 | 29.2041 | 1
93.9666 | 62.8634 | 1
70.7436 | -8.1852 | 1
4.5422 | 29.433 | 1
62.6844 | 41.7058 | 1
14.7246 | -5.9955 | 1
99.4604 | -27.9044 | 1
63.2876 | 56.5702 | 1
85.8116 | -6.0379 | 1
94.8094 | 47.6383 | 1
60.1558 | -7.7482 | 1
1.309 | 42.8782 | 1
61.9135 | 12.0115 | 1
78.6208 | 0.62252 | 1
39.69 | 31.5343 | 1
66.2319 | -12.9936 | 1
57.8506 | 46.3586 | 1
77.7637 | -7.6517 | 1
99.3769 | -24.309 | 1
49.8299 | -21.5798 | 1
7.2849 | 20.7049 | 1
23.9039 | -16.2422 | 1
12.0985 | -7.4188 | 1
11.9416 | 4.8279 | 1
50.9693 | 57.1947 | 1
22.798 | 48.7332 | 1
82.6332 | -1.945 | 1
0.75099 | 54.938 | 1
54.7577 | 59.1132 | 1
28.4285 | -27.5632 | 1
51.7334 | 5.7062 | 1
61.9228 | 6.0704 | 1
61.3464 | -4.4699 | 1
9.0751 | 38.9935 | 1
58.1973 | 27.2252 | 1
81.2881 | 44.8382 | 1
94.3827 | -10.5725 | 1
71.268 | 31.3739 | 1
6.158 | 26.9301 | 1
9.6582 | 14.5303 | 1
17.7479 | 57.0034 | 1
49.0368 | 6.572 | 1
32.623 | 38.9702 | 1
22.2968 | 59.5054 | 1
90.3616 | 19.7328 | 1
78.5894 | 45.5789 | 1
71.8097 | 17.1375 | 1
38.7373 | 41.6558 | 1
24.8103 | 17.6228 | 1
76.2976 | 30.2376 | 1
12.9669 | 55.6985 | 1
6.945 | 5.2254 | 1
30.7628 | 6.9093 | 1
82.6939 | 8.437 | 1
55.8125 | 3.8251 | 1
63.4789 | 46.0502 | 1
7.2236 | 18.0854 | 1
59.8024 | 14.1113 | 1
56.5622 | 5.4844 | 1
48.2742 | 60.6063 | 1
6.2956 | 1.718 | 1
82.9346 | 39.0944 | 1
36.6216 | 35.3287 | 1
64.3269 | 52.7952 | 1
90.1275 | 2.7471 | 1
92.9061 | 9.6555 | 1
3.2299 | 20.3352 | 1
92.0386 | 28.396 | 1
82.7261 | -7.7099 | 1
70.4953 | 50.0532 | 1
82.4694 | 30.7702 | 1
79.4167 | 36.0661 | 1
14.4122 | -27.3421 | 1
13.6078 | -9.7691 | 1
98.9003 | 13.2674 | 1
45.4377 | -11.5181 | 1
62.8593 | 27.6008 | 1
45.3823 | -22.8796 | 1
32.7243 | 65.7575 | 1
50.1149 | -16.7812 | 1
67.8907 | 8.9055 | 1
46.0838 | 8.0462 | 1
65.9796 | -11.5265 | 1
13.9368 | 28.5017 | 1
20.3439 | 5.4461 | 1
11.1245 | 54.5824 | 1
26.7923 | 18.0946 | 1
89.5636 | -6.7353 | 1
69.4464 | -14.4567 | 1
53.3661 | 65.4503 | 1
56.9303 | 49.1608 | 1
29.1605 | 64.5302 | 1
16.512 | 34.6401 | 1
95.7893 | -11.8804 | 1
38.527 | 55.7738 | 1
9.8335 | 3.8305 | 1
37.6511 | -6.235 | 1
95.5358 | 51.4681 | 1
11.0564 | 57.4883 | 1
57.2027 | 2.2169 | 1
24.3231 | 2.0546 | 1
86.8881 | 33.5622 | 1
91.9459 | 12.5098 | 1
76.6618 | 0.60837 | 1
41.2635 | 35.0359 | 1
9.1802 | 17.6912 | 1
80.3053 | 63.0426 | 1
84.3555 | 48.8777 | 1
40.1075 | 18.8059 | 1
37.3731 | 18.3283 | 1
59.1228 | -9.1206 | 1
25.4092 | 28.1934 | 1
72.413 | -9.4804 | 1
47.0829 | -2.5014 | 1
74.4336 | 34.5057 | 1
97.6176 | 38.7554 | 1
46.0046 | 43.4069 | 1
98.4614 | 42.1102 | 1
10.5074 | 14.0486 | 1
50.4979 | 46.7756 | 1
10.3578 | 11.2791 | 1
5.1963 | 8.4396 | 1
6.2048 | 20.3112 | 1
91.6438 | -1.1706 | 1
91.1958 | 35.7457 | 1
95.223 | 58.321 | 1
54.6082 | -16.5142 | 1
85.291 | 46.5549 | 1
56.0075 | -29.2598 | 1
34.7703 | 60.1876 | 1
43.9414 | 50.0818 | 1
79.125 | 52.6925 | 1
12.4224 | -26.377 | 1
49.6159 | -28.8023 | 1
52.7227 | 1.9292 | 1
100.9082 | -10.1001 | 1
29.8083 | 36.7089 | 1
100.0911 | -26.839 | 1
43.1339 | -19.7965 | 1
22.7037 | 41.1278 | 1
81.972 | 65.3493 | 1
65.4528 | 65.6895 | 1
93.5479 | 62.4814 | 1
15.56 | -13.938 | 1
77.0742 | -25.3204 | 1
58.6686 | 28.3633 | 1
90.1516 | 46.0481 | 1
16.2683 | -7.5567 | 1
86.0133 | -9.6331 | 1
98.5047 | 58.4518 | 1
0.074433 | -29.763 | 1
99.7311 | 57.2169 | 1
54.9806 | 19.3453 | 1
16.7294 | 48.9353 | 1
78.8235 | 56.4593 | 1
35.1256 | -1.0992 | 1
37.0297 | 55.8846 | 1
58.4455 | 67.1623 | 1
3.34 | -24.2935 | 1
19.4792 | 12.214 | 1
71.9207 | 64.456 | 1
39.8466 | 9.8615 | 1
8.0678 | 64.773 | 1
26.482 | -29.5114 | 1
96.7795 | 14.0927 | 1
1.3424 | 29.773 | 1
70.2216 | 64.6024 | 1
40.3379 | 39.5699 | 1
46.5889 | 47.2794 | 1
71.0646 | -29.5025 | 1
98.5728 | -13.1743 | 1
58.0506 | 20.155 | 1
95.9706 | -0.18309 | 1
6.9434 | 13.8161 | 1
60.4927 | 56.3714 | 1
33.4696 | -21.2322 | 1
72.6474 | 43.2184 | 1
40.2783 | 35.4099 | 1
14.8964 | -10.7784 | 1
9.0261 | -13.2876 | 1
0.099134 | -19.0242 | 1
62.2061 | 30.4284 | 1
99.5146 | 67.6329 | 1
34.787 | 69.8566 | 1
91.3036 | 41.2037 | 1
54.8475 | 56.5014 | 1
31.4166 | -19.6917 | 1
4.2058 | 61.758 | 1
57.4335 | 15.3257 | 1
14.767 | 45.9541 | 1
27.2336 | 0.0106 | 1
2.9535 | 7.623 | 1
45.8514 | -4.5885 | 1
59.546 | -19.7772 | 1
37.7382 | -22.3985 | 1
69.9086 | 62.0929 | 1
1.2037 | 65.7471 | 1
67.6451 | -22.1056 | 1
32.4668 | 43.8888 | 1
69.4398 | 26.8721 | 1
60.6445 | 13.3983 | 1
32.8322 | 46.837 | 1
88.9521 | 57.6651 | 1
74.4679 | -16.3503 | 1
12.7529 | 36.328 | 1
61.2074 | 56.9497 | 1
5.1674 | 43.5629 | 1
92.9247 | 64.0576 | 1
79.5583 | 64.0297 | 1
50.1461 | 41.9831 | 1
63.3713 | 21.9577 | 1
53.8068 | 3.5287 | 1
67.5758 | 67.5072 | 1
57.45 | 41.7486 | 1
16.6135 | 24.0071 | 1
70.3167 | -7.1685 | 1
19.2402 | 21.9076 | 1
43.1736 | -16.1569 | 1
51.8969 | 65.6905 | 1
23.0826 | 43.0877 | 1
76.2137 | 46.6697 | 1
87.7214 | -19.2075 | 1
98.42 | 54.3696 | 1
22.4785 | -18.4229 | 1
45.0495 | 30.3516 | 1
65.2142 | 1.0435 | 1
90.3154 | -29.7731 | 1
68.0135 | 66.6213 | 1
51.1022 | 8.2031 | 1
43.5037 | -18.6957 | 1
74.0655 | 35.0637 | 1
29.1051 | 52.8529 | 1
66.173 | -0.51236 | 1
34.9891 | 14.9416 | 1
42.34 | 9.0766 | 1
56.6567 | -11.6473 | 1
22.0914 | 57.0088 | 1
38.7314 | 34.0789 | 1
12.6074 | 4.8214 | 1
45.7994 | 56.162 | 1
83.0704 | -16.1056 | 1
91.0492 | 38.3242 | 1
85.2505 | 41.574 | 1
48.3011 | 62.7794 | 1
76.3029 | 45.9562 | 1
43.8594 | 15.7968 | 1
93.4954 | 1.0461 | 1
27.0948 | 50.7204 | 1
49.6099 | -3.8145 | 1
73.1752 | 53.5204 | 1
11.9996 | 59.4847 | 1
28.5875 | -6.2545 | 1
37.4028 | 48.5854 | 1
53.7146 | 55.5552 | 1
25.8947 | 52.6569 | 1
25.9982 | -7.9378 | 1
4.2868 | 30.0105 | 1
35.227 | 54.0291 | 1
21.7939 | 50.1784 | 1
46.9302 | 41.2164 | 1
48.869 | 28.1383 | 1
60.9786 | 35.9051 | 1
24.075 | 33.9867 | 1
24.9669 | -19.2446 | 1
75.2879 | -7.5892 | 1
46.5677 | -3.282 | 1
63.2912 | 7.8612 | 1
79.1772 | 12.7316 | 1
87.4351 | 26.1278 | 1
75.9157 | -6.2388 | 1
58.3135 | 11.7081 | 1
95.2043 | -25.9608 | 1
61.1999 | 56.4265 | 1
78.256 | 45.98 | 1
21.8842 | 9.6816 | 1
87.0222 | 39.8439 | 1
61.9412 | 62.2207 | 1
42.8439 | 54.9092 | 1
90.0905 | 28.09 | 1
50.5631 | 2.6415 | 1
16.4541 | 5.5271 | 1
74.8467 | 52.5093 | 1
76.5414 | -11.5706 | 1
7.7657 | -27.143 | 1
90.4736 | -20.4798 | 1
36.5838 | 18.0606 | 1
7.5439 | 51.2221 | 1
32.2289 | 55.1261 | 1
62.8346 | 16.2491 | 1
85.9213 | 24.8513 | 1
15.2279 | 13.8446 | 1
86.7466 | -3.7838 | 1
64.8798 | 1.3462 | 1
38.9078 | 20.29 | 1
46.9978 | 55.8909 | 1
43.8944 | 8.7175 | 1
54.8 | 13.5255 | 1
87.1952 | 48.7754 | 1
92.8325 | 27.492 | 1
35.1033 | 2.2125 | 1
93.9292 | 29.3888 | 1
20.3454 | -5.1341 | 1
51.8507 | -18.7446 | 1
7.9492 | -2.789 | 1
21.0882 | 27.7135 | 1
13.0978 | 36.9849 | 1
5.1282 | 8.9099 | 1
32.9945 | -10.1895 | 1
93.3155 | 16.0079 | 1
99.7216 | -11.106 | 1
65.8595 | -14.3295 | 1
82.3364 | 23.9486 | 1
38.9935 | 69.4613 | 1
57.7585 | 15.0124 | 1
22.9265 | 37.831 | 1
86.0721 | -22.6091 | 1
65.5156 | -28.8013 | 1
2.866 | 41.3372 | 1
68.3377 | -22.737 | 1
28.7971 | 12.123 | 1
48.7944 | -11.1142 | 1
10.7394 | -17.1979 | 1
70.4652 | -23.7356 | 1
100.1854 | 66.9324 | 1
28.5648 | 8.8361 | 1
32.1462 | 33.1215 | 1
47.1418 | -9.7551 | 1
16.4653 | 22.5027 | 1
90.5382 | 15.5235 | 1
73.8396 | -9.03 | 1
99.3203 | -3.7179 | 1
55.8768 | 54.6609 | 1
57.9318 | 3.4457 | 1
27.7901 | 62.9175 | 1
79.2941 | -2.6809 | 1
22.45 | -19.8628 | 1
65.6649 | 12.5466 | 1
14.9357 | 55.8395 | 1
96.1642 | 4.9182 | 1
34.6513 | 1.833 | 1
45.8854 | -20.3863 | 1
15.4847 | -14.2979 | 1
66.697 | 60.2697 | 1
77.5862 | 51.7912 | 1
88.8798 | 68.719 | 1
8.4043 | 14.0061 | 1
59.0452 | -16.4888 | 1
44.9545 | 67.7408 | 1
77.9264 | 37.9799 | 1
89.5914 | -23.6998 | 1
59.7039 | 62.1062 | 1
71.2213 | 32.9368 | 1
16.0569 | 61.8253 | 1
74.3992 | -19.2749 | 1
45.746 | 64.6832 | 1
81.5514 | 25.6154 | 1
76.151 | -5.3408 | 1
75.4534 | -5.1817 | 1
42.1984 | -21.3113 | 1
24.8561 | 27.7373 | 1
94.527 | -8.1311 | 1
21.4847 | -8.6911 | 1
73.66 | -4.3851 | 1
13.1867 | -23.1919 | 1
14.1256 | 34.8348 | 1
66.3635 | 50.6815 | 1
48.4788 | 9.2295 | 1
82.0519 | 17.2476 | 1
83.293 | 24.0784 | 1
28.0643 | 34.5357 | 1
14.4682 | 39.4106 | 1
42.1167 | 16.958 | 1
77.7417 | -16.5534 | 1
64.3399 | -11.2357 | 1
24.8788 | 69.9114 | 1
57.3684 | -17.1984 | 1
16.9037 | 68.9008 | 1
85.8825 | 55.0753 | 1
69.0502 | 44.1936 | 1
58.4995 | 32.1121 | 1
62.2995 | 15.7482 | 1
90.3284 | 67.3543 | 1
55.7036 | 14.6914 | 1
45.4588 | -21.5102 | 1
43.0356 | 36.9005 | 1
1.2211 | -13.0507 | 1
63.7665 | -29.79 | 1
39.3878 | 61.6502 | 1
66.6554 | -3.201 | 1
20.4491 | 65.0339 | 1
36.1995 | 25.4735 | 1
72.101 | -3.2804 | 1
1.262 | -17.1242 | 1
99.2291 | -23.8814 | 1
22.9758 | 23.8757 | 1
28.7594 | 42.5402 | 1
98.6344 | 51.602 | 1
46.3629 | 33.4005 | 1
28.8207 | 58.9014 | 1
10.8462 | 36.6589 | 1
44.9628 | 60.4305 | 1
43.9059 | -15.3835 | 1
77.8349 | 45.9741 | 1
91.9067 | -4.5698 | 1
63.9448 | -17.909 | 1
19.3579 | -25.8009 | 1
28.4626 | 39.6254 | 1
3.6563 | 69.9424 | 1
7.6264 | -26.9504 | 1
7.4747 | 53.4171 | 1
41.8455 | 25.5289 | 1
4.9402 | 26.2278 | 1
33.4663 | 48.8081 | 1
48.4725 | 52.506 | 1
43.0739 | 56.6389 | 1
50.5366 | 5.9799 | 1
85.7346 | 24.6676 | 1
34.1148 | 29.5102 | 1
10.7011 | 6.2709 | 1
57.2813 | 57.8515 | 1
10.1127 | -7.112 | 1
99.1432 | 25.0012 | 1
32.2843 | -24.2838 | 1
74.981 | 54.3298 | 1
87.7855 | 26.7923 | 1
60.6016 | -4.8081 | 1
57.1019 | 4.9235 | 1
52.9948 | 42.1371 | 1
59.4113 | 51.4041 | 1
73.8306 | -4.8758 | 1
56.9666 | 41.0211 | 1
36.7613 | 2.9967 | 1
25.2099 | 47.8127 | 1
6.3542 | 45.178 | 1
3.9096 | 1.2459 | 1
50.026 | 53.3661 | 1
39.7821 | -18.4488 | 1
5.9485 | 6.7515 | 1
98.8151 | 5.2721 | 1
41.7875 | -2.2739 | 1
91.3973 | 8.3918 | 1
37.2019 | 57.5096 | 1
81.3302 | -15.6625 | 1
85.683 | 2.3931 | 1
38.298 | 52.3639 | 1
75.2668 | -20.4015 | 1
22.3035 | -14.7304 | 1
57.284 | 29.6233 | 1
1.8282 | -18.2747 | 1
88.442 | -18.4385 | 1
2.1881 | 61.3821 | 1
88.5847 | 30.8119 | 1
17.9378 | -27.8521 | 1
41.0976 | -6.6938 | 1
69.5021 | -1.9836 | 1
9.2586 | -17.9464 | 1
87.3891 | 48.6872 | 1
24.7916 | 50.1473 | 1
55.7493 | -1.8394 | 1
5.7831 | 31.9042 | 1
35.1812 | 60.2872 | 1
49.0826 | 29.216 | 1
90.4322 | 63.5077 | 1
25.5667 | 24.3266 | 1
17.4276 | -15.2704 | 1
29.0268 | 47.8568 | 1
71.8145 | 60.8671 | 1
90.2313 | 66.1638 | 1
33.1529 | 48.7341 | 1
97.7523 | -21.8319 | 1
29.3791 | -23.1793 | 1
85.4483 | 10.1466 | 1
96.8655 | 67.3216 | 1
41.2386 | 6.3014 | 1
95.8455 | 28.1705 | 1
73.9097 | 27.1457 | 1
9.7977 | 11.7401 | 1
74.196 | -5.8088 | 1
83.8542 | -6.4958 | 1
91.1818 | 45.6655 | 1
78.8683 | 36.6229 | 1
5.514 | -29.9741 | 1
47.6097 | 5.2595 | 1
86.1885 | -27.7366 | 1
92.8376 | 50.3186 | 1
70.9113 | 42.649 | 1
99.4725 | -8.211 | 1
55.1988 | 20.1948 | 1
96.9699 | -1.0668 | 1
74.2706 | 60.8402 | 1
0.4239 | -14.7554 | 1
48.9314 | 50.9185 | 1
100.2178 | -25.8541 | 1
70.0004 | -5.1885 | 1
98.9744 | -2.581 | 1
56.8192 | 50.9068 | 1
72.7007 | -4.9396 | 1
67.7042 | 50.759 | 1
71.1186 | 33.2285 | 1
37.3061 | 30.6096 | 1
39.1491 | 16.6405 | 1
93.001 | 45.7708 | 1
35.6983 | -12.4489 | 1
49.4117 | 33.5292 | 1
73.11 | 48.1268 | 1
18.0727 | 35.1551 | 1
53.6864 | 66.5314 | 1
98.2135 | 42.4849 | 1
12.2031 | 58.8531 | 1
3.3962 | -22.4664 | 1
41.0301 | 64.4885 | 1
29.8861 | 56.4908 | 1
67.2319 | 19.2716 | 1
11.6349 | -2.1634 | 1
55.0306 | 12.2517 | 1
30.1473 | 54.4378 | 1
89.821 | 62.6154 | 1
28.9956 | -23.2016 | 1
88.4423 | 48.8172 | 1
36.8415 | 7.1871 | 1
55.7768 | -1.778 | 1
68.3107 | 13.6658 | 1
42.0123 | -22.7509 | 1
73.0671 | 49.5535 | 1
9.7305 | 34.0284 | 1
86.1664 | 0.25551 | 1
81.2128 | 21.5846 | 1
92.3132 | 55.3085 | 1
69.2661 | 0.28464 | 1
50.479 | -2.3314 | 1
98.0378 | 63.8038 | 1
6.8088 | 56.9249 | 1
99.0633 | 17.2018 | 1
70.5085 | 1.0075 | 1
42.2312 | 7.6293 | 1
26.4637 | -15.1947 | 1
71.4119 | -3.3731 | 1
20.277 | 27.1776 | 1
4.888 | 66.1145 | 1
48.6334 | 10.5872 | 1
83.6589 | 68.0272 | 1
42.2745 | 26.5133 | 1
33.2783 | 24.086 | 1
54.8342 | -9.7956 | 1
100.4092 | -25.4836 | 1
35.6387 | 29.6236 | 1
32.8218 | 25.5176 | 1
77.4191 | 36.1998 | 1
92.5021 | 30.7083 | 1
21.7321 | 57.1384 | 1
9.0858 | -29.1471 | 1
13.3044 | 24.2646 | 1
50.613 | 12.2544 | 1
33.3604 | 16.3324 | 1
86.7567 | 57.5055 | 1
36.66 | 66.0283 | 1
79.5976 | 9.6271 | 1
88.8926 | 62.9095 | 1
54.6372 | 35.5049 | 1
51.157 | -14.368 | 1
61.2305 | 67.5647 | 1
19.8239 | 64.8652 | 1
59.6432 | 21.5955 | 1
87.4699 | 34.4668 | 1
93.8065 | 32.7615 | 1
27.783 | 7.2203 | 1
72.2901 | 32.1 | 1
52.3667 | -17.8796 | 1
73.7812 | 21.0548 | 1
29.6689 | 6.4397 | 1
70.9895 | -1.8166 | 1
92.3767 | 40.3019 | 1
41.5584 | 13.1342 | 1
32.6387 | 28.4626 | 1
77.8236 | 63.9234 | 1
85.3142 | -0.90982 | 1
87.4059 | 67.55 | 1
23.4859 | 67.6471 | 1
33.0678 | 44.7944 | 1
89.2558 | 66.284 | 1
10.9007 | 50.4242 | 1
82.2712 | 19.7715 | 1
60.3233 | 60.2556 | 1
6.401 | -19.2485 | 1
13.0494 | 0.84404 | 1
92.7895 | -11.7428 | 1
11.8193 | 21.4174 | 1
66.8792 | 40.8921 | 1
98.0419 | 44.1236 | 1
26.145 | 59.4479 | 1
56.1448 | 0.78357 | 1
0.50009 | 21.0446 | 1
19.1758 | 1.0435 | 1
89.3723 | 21.0512 | 1
40.9626 | 29.7717 | 1
59.925 | 0.47581 | 1
19.4488 | 0.30112 | 1
89.5695 | -9.6743 | 1
78.6143 | -7.2624 | 1
58.8336 | 50.0539 | 1
4.889 | 2.4655 | 1
71.9448 | 23.537 | 1
93.29 | 54.501 | 1
36.1207 | 45.1294 | 1
57.3159 | -27.7983 | 1
62.2016 | 59.3498 | 1
21.1289 | 51.6749 | 1
21.1722 | 36.5103 | 1
72.167 | 54.725 | 1
50.0161 | 50.8771 | 1
86.5899 | 69.71 | 1
14.1911 | -13.7259 | 1
96.3976 | -7.0236 | 1
5.3678 | 10.504 | 1
30.0841 | -6.3881 | 1
75.4485 | 1.6704 | 1
32.7627 | 12.8352 | 1
99.555 | 14.3815 | 1
85.8532 | -24.7107 | 1
42.4526 | 9.3834 | 1
57.348 | 2.0901 | 1
6.4123 | 37.8939 | 1
23.3355 | 69.5497 | 1
52.9574 | 15.1363 | 1
8.6963 | 20.4258 | 1
53.4649 | 5.1184 | 1
71.3226 | -29.5262 | 1
56.3635 | -23.8124 | 1
54.1827 | 59.7504 | 1
85.8529 | 45.2734 | 1
35.5405 | 17.7291 | 1
99.7121 | 63.5464 | 1
6.5443 | 57.8044 | 1
99.4229 | 61.8258 | 1
67.4795 | 14.5667 | 1
61.7576 | 46.4163 | 1
89.4093 | 47.4452 | 1
100.1896 | -9.1834 | 1
6.9371 | 61.7074 | 1
29.4021 | -12.9741 | 1
66.2771 | 55.9755 | 1
53.5612 | 65.1776 | 1
48.4171 | 25.122 | 1
52.3411 | 35.6876 | 1
11.4973 | 0.15447 | 1
37.9176 | -8.6669 | 1
27.8673 | -19.5936 | 1
25.3689 | 14.7956 | 1
39.4484 | -24.7255 | 1
33.3182 | 14.7331 | 1
28.7193 | -10.3285 | 1
80.7214 | 10.1525 | 1
62.1798 | 18.4072 | 1
1.2478 | 23.4547 | 1
20.4306 | 38.345 | 1
65.3933 | 12.8513 | 1
78.1462 | 2.161 | 1
6.319 | -1.1121 | 1
22.0589 | 20.467 | 1
51.5219 | 35.235 | 1
62.0971 | 56.795 | 1
98.2575 | -3.6189 | 1
80.3811 | 16.0866 | 1
6.7084 | 7.2808 | 1
43.5757 | 14.7988 | 1
34.6833 | 7.9332 | 1
64.1846 | 48.0181 | 1
29.3283 | -7.7897 | 1
59.1856 | 23.9086 | 1
53.5013 | 17.2273 | 1
47.611 | -8.0724 | 1
79.6573 | -17.7319 | 1
46.7467 | -6.3946 | 1
4.9471 | -22.4849 | 1
26.1487 | 52.0386 | 1
99.9361 | 38.5028 | 1
77.8918 | 2.884 | 1
8.2705 | 49.6192 | 1
16.7418 | 62.237 | 1
19.8051 | 31.1819 | 1
1.7844 | 24.0327 | 1
34.8029 | 13.4363 | 1
68.7749 | -26.8737 | 1
74.5752 | 46.7744 | 1
51.0212 | 10.8116 | 1
63.5234 | 21.9556 | 1
79.6751 | 58.4255 | 1
35.3024 | 37.66 | 1
42.2739 | -17.0854 | 1
22.9068 | 52.7389 | 1
11.3813 | 3.4879 | 1
3.5032 | -4.654 | 1
42.8573 | -18.1082 | 1
86.8324 | 45.223 | 1
94.6503 | 36.5204 | 1
58.5684 | -19.079 | 1
47.3744 | -11.9073 | 1
3.9685 | 19.6936 | 1
67.0208 | 65.8074 | 1
75.6694 | -25.0903 | 1
98.5257 | -5.8776 | 1
28.2744 | -6.021 | 1
59.3737 | 24.5277 | 1
94.7545 | 25.4274 | 1
39.8102 | -28.8856 | 1
95.7573 | 31.1648 | 1
40.9494 | -7.8974 | 1
0.18556 | 41.1029 | 1
95.6213 | 60.3004 | 1
47.0017 | 64.8957 | 1
49.3592 | 6.5242 | 1
58.9675 | 16.8036 | 1
6.1198 | 22.5191 | 1
29.0451 | -17.5337 | 1
0.040209 | 48.2022 | 1
3.695 | 61.1415 | 1
48.7132 | 66.586 | 1
28.2928 | 48.1977 | 1
47.227 | 15.4765 | 1
40.1319 | 28.1959 | 1
55.6991 | -14.449 | 1
6.4233 | 63.7937 | 1
34.7303 | 43.418 | 1
43.7654 | 66.1045 | 1
34.666 | 37.7236 | 1
35.1057 | -26.2901 | 1
79.0603 | 24.919 | 1
63.7487 | 25.9745 | 1
85.1254 | 25.7426 | 1
94.1579 | 31.3361 | 1
46.4115 | 3.6717 | 1
58.7625 | 1.7105 | 1
15.6539 | 39.7499 | 1
13.4301 | -20.9808 | 1
62.6635 | 15.0509 | 1
37.3882 | -9.9704 | 1
56.6462 | -19.799 | 1
40.4742 | 52.5806 | 1
30.5718 | 26.086 | 1
23.858 | -18.7508 | 1
13.1413 | 38.5721 | 1
30.9473 | 5.649 | 1
76.7777 | 31.8983 | 1
93.5188 | 2.7842 | 1
92.8518 | 46.4108 | 1
0.40425 | 27.4172 | 1
44.1698 | 23.4649 | 1
41.6971 | 41.4111 | 1
89.2668 | -23.2493 | 1
37.1496 | 23.1527 | 1
14.5388 | 14.4107 | 1
2.2923 | 3.0079 | 1
65.984 | 68.8644 | 1
98.8542 | 38.502 | 1
43.8783 | 28.2349 | 1
37.8854 | 21.1609 | 1
74.9817 | 67.3552 | 1
90.6187 | -16.7187 | 1
45.9972 | 8.843 | 1
86.7446 | 50.4225 | 1
97.0114 | 31.6499 | 1
11.6113 | -2.6976 | 1
73.2011 | 55.446 | 1
26.7747 | -15.919 | 1
52.5812 | 26.2235 | 1
62.627 | -5.4659 | 1
23.2912 | 3.2446 | 1
64.9714 | 9.5331 | 1
90.8857 | 47.4657 | 1
50.2468 | -16.2798 | 1
19.1939 | 42.6379 | 1
54.066 | 60.0032 | 1
82.5327 | 47.0246 | 1
94.6396 | -5.7036 | 1
55.0149 | -5.6913 | 1
33.1717 | 23.1789 | 1
22.8222 | -28.5262 | 1
66.2058 | 45.9139 | 1
51.636 | 51.4742 | 1
83.0714 | 6.7712 | 1
56.4149 | 10.9684 | 1
56.0863 | 28.2147 | 1
41.8133 | -3.9557 | 1
35.9212 | -7.0355 | 1
15.0617 | 66.1128 | 1
18.804 | 36.1358 | 1
2.075 | -28.4447 | 1
44.3081 | 3.3003 | 1
29.7534 | 44.4353 | 1
29.1961 | 20.6152 | 1
19.3103 | 46.1308 | 1
32.9827 | -29.2323 | 1
69.1585 | 37.4962 | 1
90.5915 | 57.0534 | 1
91.6078 | -9.304 | 1
48.3286 | 28.5356 | 1
64.1048 | 67.7057 | 1
11.7505 | -17.1919 | 1
80.2737 | 20.8572 | 1
39.871 | 33.0344 | 1
85.1873 | -16.483 | 1
45.5466 | 9.2243 | 1
66.4016 | -29.6795 | 1
10.3021 | 0.045375 | 1
2.2436 | -22.1977 | 1
1.9757 | 52.2776 | 1
68.7521 | -22.0403 | 1
70.9327 | -14.111 | 1
46.5575 | 42.4098 | 1
49.6967 | -14.2465 | 1
70.6521 | 20.0169 | 1
89.0346 | 22.6964 | 1
55.1617 | 33.3735 | 1
44.8371 | 34.3198 | 1
33.2784 | 56.7745 | 1
77.7027 | -10.591 | 1
91.142 | 44.5506 | 1
33.2675 | -27.6886 | 1
91.9486 | 53.9945 | 1
93.4959 | -26.1776 | 1
35.1971 | 25.5071 | 1
34.2763 | -4.9555 | 1
2.9762 | -20.2554 | 1
73.9397 | 35.1491 | 1
99.0924 | 46.5385 | 1
30.5733 | 6.024 | 1
77.7672 | 21.0345 | 1
24.6421 | 26.845 | 1
28.4726 | 11.6909 | 1
100.285 | 63.592 | 1
36.6539 | 40.6626 | 1
77.6225 | 34.414 | 1
21.6357 | -17.3171 | 1
1.3537 | 32.9 | 1
82.3001 | 6.7414 | 1
7.7381 | 42.8487 | 1
84.7672 | 7.7024 | 1
84.7298 | 33.2237 | 1
98.3179 | 66.0083 | 1
85.9979 | 9.1173 | 1
93.151 | 46.7374 | 1
5.0266 | 2.9341 | 1
46.8604 | 59.6725 | 1
77.0707 | 65.547 | 1
64.9486 | 1.5701 | 1
80.9734 | 31.6342 | 1
67.4499 | 4.0002 | 1
55.0137 | 6.0575 | 1
42.5606 | -11.9726 | 1
43.9015 | 10.9249 | 1
25.3996 | 40.269 | 1
63.3232 | -19.2373 | 1
58.2971 | 65.9998 | 1
0.43637 | 20.291 | 1
77.1423 | 14.3933 | 1
85.0542 | -3.3751 | 1
34.2362 | -16.6567 | 1
7.9878 | 32.331 | 1
62.5693 | 5.5508 | 1
71.1189 | 17.4153 | 1
60.0453 | -27.8601 | 1
93.614 | 19.6856 | 1
19.52 | 56.6616 | 1
17.7913 | -17.2409 | 1
98.9495 | 69.6253 | 1
95.3254 | -0.76574 | 1
79.9528 | 17.6508 | 1
79.1039 | 2.4323 | 1
84.4334 | 3.0805 | 1
58.6971 | 14.935 | 1
81.1353 | -1.4352 | 1
65.8826 | 13.8115 | 1
88.5072 | 20.5582 | 1
64.2811 | -18.057 | 1
17.3436 | -22.5354 | 1
94.0162 | 49.6073 | 1
36.4004 | -15.7057 | 1
47.6407 | 31.1999 | 1
23.7019 | 17.448 | 1
97.1376 | -22.3837 | 1
44.408 | -21.3652 | 1
78.7155 | 67.471 | 1
10.0084 | 48.4992 | 1
4.6297 | -14.9255 | 1
72.9514 | 21.6006 | 1
79.4244 | -8.1206 | 1
82.9656 | 57.7828 | 1
5.802 | 66.6009 | 1
75.6252 | 45.9296 | 1
66.0981 | -28.9378 | 1
76.6719 | 31.8332 | 1
45.1944 | 1.1304 | 1
32.7619 | 59.8599 | 1
70.2593 | 62.4157 | 1
0.80283 | 47.2428 | 1
95.2685 | 23.0511 | 1
66.905 | -24.5276 | 1
76.9314 | 2.8392 | 1
64.7881 | 62.4123 | 1
50.8915 | 20.4134 | 1
97.9394 | 51.4998 | 1
74.19 | -15.7689 | 1
99.8117 | 47.2766 | 1
53.6202 | -10.7993 | 1
69.3747 | 1.7531 | 1
13.596 | 9.8147 | 1
15.5685 | 15.6497 | 1
5.4451 | 37.4432 | 1
74.083 | 0.69488 | 1
54.4861 | 50.4216 | 1
85.4972 | 6.1407 | 1
89.7736 | 59.5836 | 1
76.9322 | 42.5558 | 1
33.3489 | 15.122 | 1
7.1679 | 39.2373 | 1
81.9849 | -6.2307 | 1
80.8131 | 50.6559 | 1
47.7723 | 15.1453 | 1
92.5292 | 26.804 | 1
62.3316 | 13.7507 | 1
80.4824 | 11.5945 | 1
26.1514 | 58.4966 | 1
33.058 | -17.4522 | 1
51.3427 | 8.9554 | 1
75.0044 | 3.8795 | 1
84.4284 | 18.4897 | 1
54.8314 | 25.1713 | 1
9.9752 | 11.7362 | 1
76.74 | 30.252 | 1
83.7309 | 61.3889 | 1
85.953 | 27.0544 | 1
32.073 | 30.1601 | 1
11.375 | 36.1699 | 1
72.4049 | 26.3565 | 1
40.6851 | 15.1679 | 1
85.743 | 23.2388 | 1
4.9029 | 9.9531 | 1
70.8901 | 69.8796 | 1
56.2014 | -17.9057 | 1
63.9798 | -26.2036 | 1
39.4411 | -4.0506 | 1
12.5606 | 34.7451 | 1
60.1552 | 2.2743 | 1
93.7936 | 58.5009 | 1
48.4222 | 42.7407 | 1
11.3732 | 6.0946 | 1
27.3892 | 1.4693 | 1
63.2898 | 55.5565 | 1
70.753 | -18.8278 | 1
71.8427 | 68.7015 | 1
69.0295 | -8.4357 | 1
57.1231 | 4.9634 | 1
57.2101 | -7.8742 | 1
22.4021 | 56.3082 | 1
13.3054 | 37.2096 | 1
31.2347 | 12.78 | 1
74.1676 | -9.6383 | 1
53.345 | 18.5908 | 1
51.1061 | -16.1368 | 1
71.8547 | 16.2337 | 1
87.848 | 62.3848 | 1
76.9174 | -5.6874 | 1
40.793 | -19.1508 | 1
40.7094 | 9.8723 | 1
99.385 | 28.8448 | 1
63.6509 | 24.7968 | 1
90.7277 | 40.8122 | 1
5.3529 | 11.6614 | 1
40.6785 | -16.292 | 1
54.1592 | 43.3826 | 1
57.8632 | 49.0166 | 1
38.5474 | 64.7846 | 1
71.3065 | 12.947 | 1
21.1568 | 68.6576 | 1
41.2284 | 46.226 | 1
6.4525 | -12.6218 | 1
96.6317 | 3.3292 | 1
4.1466 | 7.2944 | 1
40.3363 | -11.3339 | 1
91.5836 | 17.5687 | 1
99.3599 | 54.7452 | 1
49.5562 | -27.4047 | 1
79.2475 | 34.0169 | 1
78.5096 | 40.363 | 1
2.7413 | -22.3739 | 1
86.0276 | 60.9643 | 1
38.3664 | -29.0398 | 1
56.9831 | 10.996 | 1
53.7933 | 58.8528 | 1
79.3603 | -28.5725 | 1
71.8408 | -7.5974 | 1
14.3221 | 52.1823 | 1
48.8975 | 20.9065 | 1
66.6855 | 39.372 | 1
50.2436 | 42.5649 | 1
51.7872 | 33.1505 | 1
100.4668 | -18.2736 | 1
87.816 | -29.3948 | 1
61.5852 | -4.9358 | 1
67.6922 | -3.0736 | 1
10.5185 | 37.5121 | 1
81.4038 | 6.6636 | 1
80.2792 | 61.0721 | 1
84.7242 | 30.3773 | 1
54.641 | -4.9457 | 1
98.7484 | 38.3597 | 1
45.254 | 65.8427 | 1
31.645 | 18.3113 | 1
76.3329 | -21.7102 | 1
24.7381 | -12.1836 | 1
35.3634 | -8.0398 | 1
24.1718 | -29.5185 | 1
5.9257 | 68.5869 | 1
73.0075 | 40.1984 | 1
32.6285 | 21.8822 | 1
89.7639 | 64.2478 | 1
80.1449 | 7.2267 | 1
46.8211 | 19.7672 | 1
75.9409 | -25.7307 | 1
19.9482 | 34.0351 | 1
54.2859 | 60.2062 | 1
12.8956 | 1.3179 | 1
93.3373 | 7.5533 | 1
22.1527 | 46.6416 | 1
41.7112 | 39.9787 | 1
27.5437 | 37.5119 | 1
92.8366 | 40.424 | 1
59.4815 | 27.6897 | 1
8.1009 | 32.8371 | 1
97.3232 | -14.4312 | 1
97.5516 | -20.2019 | 1
98.1559 | 4.1193 | 1
10.6259 | 0.24656 | 1
54.4095 | 19.669 | 1
40.826 | 37.1823 | 1
4.3271 | 17.3224 | 1
48.8577 | 13.1952 | 1
42.0645 | 1.0808 | 1
97.623 | 14.7328 | 1
52.3069 | 68.8329 | 1
37.5526 | 1.2542 | 1
14.5766 | -22.5732 | 1
69.5909 | 42.1022 | 1
41.7635 | 43.8653 | 1
6.1221 | 1.4728 | 1
10.9677 | -26.851 | 1
39.6013 | 20.6678 | 1
65.1412 | -17.6182 | 1
32.0609 | -13.1626 | 1
84.2146 | -5.2512 | 1
38.8477 | 28.3476 | 1
4.9927 | 35.4486 | 1
98.3886 | 15.1044 | 1
7.1085 | -27.8466 | 1
97.5838 | -10.0492 | 1
75.7172 | 28.495 | 1
34.6793 | 53.395 | 1
15.322 | 50.65 | 1
48.522 | 27.4072 | 1
52.2022 | -19.963 | 1
2.6802 | 18.4929 | 1
18.3426 | 31.774 | 1
57.4675 | -9.316 | 1
92.2423 | 56.8945 | 1
33.4734 | -0.72929 | 1
62.7754 | 22.3992 | 1
81.0934 | 40.4892 | 1
74.824 | 6.9413 | 1
94.2818 | 47.0629 | 1
9.4632 | 25.0961 | 1
24.9714 | 44.381 | 1
89.471 | 51.762 | 1
84.1202 | -1.0142 | 1
3.172 | 16.1146 | 1
68.3841 | 41.7355 | 1
24.0983 | 52.1168 | 1
88.7083 | 37.4237 | 1
38.5192 | 55.5831 | 1
40.0789 | -28.5213 | 1
73.5858 | -14.2738 | 1
89.4729 | 34.1203 | 1
26.2546 | -4.0309 | 1
83.115 | -29.9864 | 1
50.4359 | -26.4895 | 1
37.2698 | 10.2981 | 1
56.1935 | -22.1324 | 1
83.9106 | 13.9191 | 1
3.5434 | 49.1108 | 1
10.9249 | -22.0976 | 1
8.1253 | 18.5998 | 1
59.3371 | 20.0683 | 1
22.9445 | 52.9432 | 1
9.6395 | 22.4227 | 1
25.8433 | 27.3511 | 1
77.1702 | -24.5886 | 1
9.6097 | 31.9683 | 1
33.2135 | 29.0746 | 1
17.4258 | -13.1463 | 1
8.6683 | -25.0859 | 1
15.905 | 39.57 | 1
64.556 | 31.8948 | 1
29.7219 | -16.401 | 1
58.8291 | -25.7067 | 1
69.3689 | 23.4205 | 1
67.3136 | -5.0558 | 1
38.8449 | 35.8641 | 1
63.8063 | 39.663 | 1
35.0465 | -18.2462 | 1
13.6019 | 68.8659 | 1
8.4873 | 55.8739 | 1
27.1277 | 46.5199 | 1
93.5412 | 63.3045 | 1
33.1081 | 29.1788 | 1
80.1166 | 33.3677 | 1
66.2696 | 51.326 | 1
46.7379 | 39.1274 | 1
80.3214 | 64.3192 | 1
32.4835 | 16.4845 | 1
57.2121 | 7.5473 | 1
18.679 | 5.1866 | 1
7.3177 | -16.5114 | 1
83.8795 | 55.804 | 1
84.5128 | 17.2025 | 1
72.0531 | 5.6044 | 1
61.431 | -26.8662 | 1
61.7946 | 55.1727 | 1
57.5604 | 4.1146 | 1
87.6053 | 48.0052 | 1
5.4604 | -28.3581 | 1
78.1939 | 17.7165 | 1
13.4636 | -19.5234 | 1
79.4271 | 24.6058 | 1
24.871 | 13.2961 | 1
76.3222 | 26.6372 | 1
18.5883 | 66.66 | 1
61.2323 | 7.7863 | 1
42.2711 | 21.4689 | 1
54.2374 | 42.1737 | 1
6.5847 | 4.0948 | 1
100.7792 | 8.8216 | 1
39.8469 | 47.7172 | 1
16.3031 | 61.4268 | 1
58.6306 | 25.433 | 1
39.6373 | 22.8034 | 1
76.8511 | 7.4209 | 1
79.2769 | 11.9043 | 1
2.6091 | -17.6008 | 1
39.6657 | -25.0527 | 1
92.2169 | -16.7861 | 1
91.7168 | 5.7794 | 1
43.6383 | -6.3019 | 1
54.822 | -14.1898 | 1
0.51266 | 15.3682 | 1
48.5643 | -8.6947 | 1
3.9156 | -27.328 | 1
22.7277 | -16.7531 | 1
70.6536 | 6.4256 | 1
95.7099 | 60.5251 | 1
59.7892 | -23.1733 | 1
95.3208 | 45.9981 | 1
99.1908 | 8.3266 | 1
74.2634 | 9.5556 | 1
76.3022 | -12.7819 | 1
43.0951 | 48.7716 | 1
80.3587 | 26.1045 | 1
64.4129 | 16.7783 | 1
13.686 | 50.5043 | 1
75.7862 | 50.3002 | 1
47.8187 | 67.5858 | 1
15.6788 | 67.253 | 1
4.0708 | 12.0665 | 1
17.8216 | 64.7228 | 1
19.7128 | 9.2064 | 1
56.9945 | 0.80665 | 1
51.0599 | 39.5968 | 1
33.5776 | 2.7841 | 1
75.974 | -29.5195 | 1
50.9108 | 11.2918 | 1
39.5028 | 53.9191 | 1
71.9401 | 53.0537 | 1
53.1295 | 63.3379 | 1
21.1058 | 20.8828 | 1
58.0776 | 15.967 | 1
27.3882 | 18.1807 | 1
66.9078 | 36.5737 | 1
34.5743 | 32.531 | 1
38.246 | -28.1051 | 1
66.0839 | 65.9616 | 1
66.6624 | 30.2112 | 1
40.2673 | -27.6807 | 1
47.2582 | 16.5033 | 1
54.708 | 43.681 | 1
58.1854 | -2.338 | 1
76.8706 | 60.9291 | 1
81.9752 | -5.5928 | 1
12.9718 | 13.4623 | 1
57.4333 | 1.1582 | 1
19.9562 | 35.7925 | 1
11.8742 | 17.7029 | 1
71.159 | 10.7793 | 1
75.1785 | 33.7178 | 1
94.2322 | 69.4811 | 1
53.9875 | -0.08133 | 1
67.8571 | 12.3822 | 1
9.6851 | -13.4929 | 1
3.8149 | 7.3176 | 1
39.5092 | -17.1213 | 1
27.0374 | -4.8793 | 1
95.1559 | 27.1412 | 1
27.2313 | 53.8218 | 1
56.7551 | 6.5889 | 1
43.045 | 57.7694 | 1
93.3387 | -3.9828 | 1
5.6145 | -8.1259 | 1
96.6831 | 28.2399 | 1
69.0189 | 48.5388 | 1
91.9696 | 4.9737 | 1
48.4772 | 16.9805 | 1
71.4087 | -2.5179 | 1
5.4948 | 65.1931 | 1
71.2809 | 44.1305 | 1
22.2917 | 16.3648 | 1
65.3133 | 69.0266 | 1
55.0986 | 65.3508 | 1
71.6681 | 7.9655 | 1
66.3989 | 63.9947 | 1
89.9271 | 62.8119 | 1
4.5979 | 56.9598 | 1
27.6442 | 65.5938 | 1
52.5424 | 2.0416 | 1
35.24 | -17.5042 | 1
69.4596 | 12.6395 | 1
82.3047 | 54.4665 | 1
46.5901 | -25.1986 | 1
8.37 | -27.2179 | 1
96.9842 | 56.5315 | 1
70.056 | 16.5555 | 1
9.481 | 52.9718 | 1
1.6019 | 51.5359 | 1
25.8938 | -13.1715 | 1
90.1003 | 60.769 | 1
33.2756 | 40.8851 | 1
51.3329 | -13.5844 | 1
20.7002 | 41.8881 | 1
57.5962 | -5.8116 | 1
15.0629 | 7.6488 | 1
48.2358 | 6.1733 | 1
95.0998 | -21.8278 | 1
96.0741 | -20.4492 | 1
57.7097 | -23.214 | 1
96.897 | 4.6385 | 1
18.2859 | 62.3269 | 1
11.0295 | -17.9145 | 1
79.8281 | 56.9419 | 1
90.439 | -24.6413 | 1
7.417 | 50.1567 | 1
97.9345 | -27.7872 | 1
9.9592 | -12.4258 | 1
58.2172 | -2.9713 | 1
53.3891 | -24.7475 | 1
67.9304 | -12.9689 | 1
8.0232 | 10.3764 | 1
61.7533 | -7.1055 | 1
81.3811 | -28.2675 | 1
9.1553 | 13.3046 | 1
55.2746 | -1.0637 | 1
58.849 | -8.4063 | 1
93.8338 | -1.5128 | 1
12.8539 | 17.3982 | 1
66.775 | 3.4708 | 1
83.0597 | -7.2442 | 1
33.0261 | 28.6029 | 1
57.6296 | -12.8638 | 1
17.823 | 65.299 | 1
37.1046 | -3.3113 | 1
7.2901 | 14.9375 | 1
86.0225 | 1.7773 | 1
76.7299 | -8.1205 | 1
6.162 | -5.9269 | 1
47.5833 | -18.9723 | 1
25.3741 | 39.0348 | 1
2.5299 | 28.3125 | 1
94.2745 | -16.2964 | 1
22.3177 | -18.0199 | 1
83.4223 | 26.4793 | 1
93.1516 | 34.1958 | 1
74.4078 | 65.1256 | 1
71.9692 | 29.6725 | 1
19.5793 | -7.1018 | 1
0.91316 | 39.6494 | 1
52.4538 | -22.7332 | 1
85.4793 | -24.2849 | 1
45.4039 | -1.6118 | 1
51.5131 | -17.2012 | 1
56.637 | -24.4974 | 1
20.3744 | 18.3004 | 1
19.7677 | 25.9861 | 1
24.306 | 40.5351 | 1
97.3154 | -7.6326 | 1
18.258 | -25.0325 | 1
67.463 | 15.6016 | 1
21.1159 | -11.1257 | 1
88.4563 | 64.1465 | 1
6.0441 | -22.429 | 1
96.1931 | 56.1657 | 1
80.8829 | -1.9341 | 1
33.6384 | 45.7353 | 1
38.362 | 3.5637 | 1
59.8967 | -3.6955 | 1
57.7721 | -29.6957 | 1
81.1364 | -8.4592 | 1
91.7802 | 15.705 | 1
70.9841 | 61.4852 | 1
71.9095 | -26.801 | 1
94.4978 | 14.7506 | 1
100.7188 | -25.7164 | 1
55.8508 | -2.2493 | 1
41.4253 | 45.1969 | 1
33.7389 | -4.1689 | 1
90.684 | -29.4492 | 1
27.1193 | 18.2264 | 1
7.2633 | 31.4492 | 1
40.4075 | -0.95607 | 1
65.5629 | 19.7772 | 1
89.9101 | 61.3884 | 1
67.2461 | -7.2157 | 1
56.8432 | 60.1141 | 1
27.2984 | 29.9543 | 1
77.9351 | 59.0733 | 1
63.1946 | 37.7861 | 1
62.306 | 4.2331 | 1
62.9005 | 11.4625 | 1
74.7981 | -17.7413 | 1
35.2387 | 43.5577 | 1
64.2663 | 67.467 | 1
13.76 | -28.5149 | 1
59.7311 | 28.9806 | 1
74.2978 | 36.0491 | 1
50.6386 | 49.7033 | 1
27.8168 | 24.9414 | 1
61.7342 | 11.0956 | 1
13.8381 | 2.124 | 1
3.7276 | 36.4525 | 1
31.8709 | -13.6939 | 1
36.389 | 57.5611 | 1
46.2031 | 14.7871 | 1
81.5548 | 38.5764 | 1
86.8448 | -23.7302 | 1
16.764 | 57.0682 | 1
45.6523 | 20.7461 | 1
31.7388 | 56.8305 | 1
40.3069 | 59.8308 | 1
35.8717 | 14.815 | 1
0.62911 | 7.05 | 1
99.9342 | 19.5484 | 1
0.9402 | -17.7799 | 1
33.1658 | 21.1094 | 1
93.9029 | 65.551 | 1
84.7028 | 4.1482 | 1
33.4057 | 37.2204 | 1
5.9448 | 20.6107 | 1
96.011 | 23.3783 | 1
45.5466 | 28.048 | 1
83.5041 | -27.2355 | 1
40.164 | 63.239 | 1
3.1212 | 22.9473 | 1
16.9042 | -2.0347 | 1
48.7365 | -27.4657 | 1
77.4562 | -6.0548 | 1
81.5059 | -10.5665 | 1
74.1733 | -22.8555 | 1
72.4345 | -4.0111 | 1
47.6263 | 44.6703 | 1
33.6796 | 53.7662 | 1
39.2282 | 37.3916 | 1
67.597 | 38.3578 | 1
47.3452 | 52.4712 | 1
24.8684 | 39.6576 | 1
73.5813 | -1.775 | 1
23.6539 | 25.3096 | 1
59.946 | 21.6158 | 1
4.9882 | 42.5616 | 1
24.4547 | -26.5264 | 1
93.9447 | 12.126 | 1
16.7729 | 18.295 | 1
34.7172 | -1.1233 | 1
81.6772 | 20.2901 | 1
85.1508 | 27.01 | 1
15.2657 | -13.6089 | 1
12.9839 | 55.9184 | 1
17.8883 | 1.2084 | 1
75.1894 | -29.5266 | 1
11.5265 | 31.2972 | 1
75.5568 | 24.9478 | 1
98.1883 | -17.4998 | 1
23.3642 | 57.876 | 1
80.1972 | 68.5956 | 1
99.6258 | -23.6178 | 1
33.2356 | 45.3759 | 1
89.7963 | -6.1892 | 1
16.1425 | 49.6931 | 1
90.7385 | 25.98 | 1
83.2525 | 60.844 | 1
46.1124 | -27.8818 | 1
70.7955 | 34.5928 | 1
48.6265 | 9.2931 | 1
2.8352 | -11.3653 | 1
58.9419 | -21.2122 | 1
73.9376 | 2.4495 | 1
90.7664 | 50.1661 | 1
98.9436 | 5.1871 | 1
79.893 | -12.9095 | 1
2.5362 | 69.6743 | 1
41.7334 | 29.2691 | 1
22.3537 | -14.802 | 1
10.8649 | 38.9386 | 1
23.4108 | 21.8247 | 1
24.174 | -12.8212 | 1
1.2515 | -18.8948 | 1
9.2393 | -12.9396 | 1
77.9578 | 52.3967 | 1
58.7013 | -11.277 | 1
84.0112 | -24.8985 | 1
63.9671 | 65.9901 | 1
20.7585 | -0.022539 | 1
30.0937 | 13.0747 | 1
95.6724 | -9.3973 | 1
85.6341 | 47.6215 | 1
55.3269 | -6.0022 | 1
99.4436 | -1.6938 | 1
37.0795 | -9.5286 | 1
80.5537 | 43.9973 | 1
31.3964 | -1.8873 | 1
94.0442 | 59.8397 | 1
12.3545 | 23.6768 | 1
28.415 | -13.0146 | 1
33.4903 | -0.11247 | 1
64.7916 | 55.5143 | 1
100.5982 | 25.5365 | 1
37.8591 | -7.4285 | 1
13.6626 | 35.923 | 1
95.4924 | 29.5951 | 1
18.5389 | 52.6992 | 1
100.6398 | 50.3949 | 1
81.6893 | 36.1941 | 1
60.6977 | 64.8129 | 1
93.863 | 29.7109 | 1
70.6324 | -4.7671 | 1
74.924 | 5.7799 | 1
95.414 | 23.7019 | 1
93.2627 | 10.7671 | 1
60.9073 | 40.5826 | 1
70.4953 | -11.034 | 1
71.5684 | 2.6846 | 1
87.4711 | 37.4383 | 1
54.2556 | -3.2129 | 1
0.40266 | -1.3099 | 1
15.1578 | 45.1202 | 1
76.8097 | 22.8315 | 1
32.7088 | 54.6603 | 1
34.5494 | 31.3898 | 1
4.4171 | 24.7818 | 1
0.17786 | -15.7781 | 1
41.6919 | 66.0923 | 1
53.4602 | 18.7243 | 1
45.252 | 68.2374 | 1
12.427 | -0.38094 | 1
50.2855 | 36.6576 | 1
3.6115 | 18.8133 | 1
61.3388 | 56.1696 | 1
35.0964 | 48.1684 | 1
12.5114 | 27.8651 | 1
74.4855 | 50.542 | 1
100.0364 | 20.767 | 1
0.64673 | 61.9917 | 1
84.7789 | -25.0454 | 1
80.8983 | 62.7455 | 1
62.6695 | -18.8231 | 1
83.3171 | 34.5259 | 1
18.2267 | 45.3934 | 1
40.2428 | 46.74 | 1
22.6658 | 36.2349 | 1
21.5577 | -4.8916 | 1
81.9881 | 39.5037 | 1
91.3176 | -13.6774 | 1
11.5792 | 33.458 | 1
93.4155 | 5.3864 | 1
11.5824 | -14.7663 | 1
8.8663 | -7.8062 | 1
28.2899 | 58.1657 | 1
26.1041 | 47.525 | 1
65.109 | 68.0756 | 1
21.9133 | 9.976 | 1
57.8841 | 42.6024 | 1
17.9199 | 46.2937 | 1
53.5321 | 26.3542 | 1
49.5354 | -0.22765 | 1
95.636 | 20.1378 | 1
71.8238 | 60.2713 | 1
90.9191 | 54.0401 | 1
91.612 | 64.6982 | 1
13.253 | 32.7196 | 1
66.6591 | 17.234 | 1
16.5284 | -10.2382 | 1
1.4528 | 69.6646 | 1
3.4378 | 64.4981 | 1
22.8796 | 61.3895 | 1
22.4585 | 3.0155 | 1
89.5187 | 2.1167 | 1
69.1022 | 55.9436 | 1
42.8793 | -29.3775 | 1
21.3385 | -14.5447 | 1
100.6073 | 35.2109 | 1
21.0046 | 37.1321 | 1
67.8065 | 38.9248 | 1
13.5141 | 28.606 | 1
32.0574 | 14.0737 | 1
43.4163 | 51.7939 | 1
89.2764 | 23.8968 | 1
54.7659 | 28.9269 | 1
11.7758 | 10.074 | 1
93.257 | 14.8789 | 1
58.743 | -8.7169 | 1
58.0768 | 47.3811 | 1
9.3001 | 6.1787 | 1
51.638 | -5.3093 | 1
92.997 | 9.0616 | 1
30.7165 | -21.5289 | 1
95.6334 | 63.7726 | 1
9.9183 | 53.9485 | 1
26.5832 | 59.4052 | 1
99.3886 | -21.8161 | 1
48.7876 | -13.3457 | 1
16.7341 | -27.2539 | 1
73.2588 | 27.3123 | 1
85.4234 | -13.2107 | 1
38.7822 | 43.1851 | 1
94.0544 | 50.0664 | 1
98.0298 | 0.98608 | 1
10.9971 | 15.9704 | 1
92.701 | 0.46483 | 1
42.1993 | 54.3871 | 1
50.1097 | 36.3377 | 1
75.4632 | 49.604 | 1
58.2487 | 58.4209 | 1
37.2407 | 64.4051 | 1
49.0264 | -2.5459 | 1
90.677 | 15.9526 | 1
46.2536 | 34.2604 | 1
8.535 | -9.5492 | 1
22.0606 | 60.4346 | 1
11.2165 | 10.7163 | 1
60.4654 | 56.1282 | 1
71.5962 | 7.6732 | 1
42.4328 | 5.8471 | 1
97.8127 | 17.1523 | 1
77.1904 | 54.3937 | 1
64.1971 | 10.6258 | 1
15.1291 | 31.7147 | 1
7.3115 | -0.96657 | 1
40.827 | 55.6706 | 1
50.0876 | 46.4903 | 1
60.8837 | 19.3004 | 1
68.3381 | -29.6853 | 1
9.5152 | 1.8796 | 1
93.3287 | -0.12249 | 1
14.7067 | -24.4344 | 1
28.9788 | 44.3111 | 1
23.0856 | -0.43748 | 1
82.9176 | -15.7602 | 1
84.4976 | 1.3596 | 1
49.7281 | 36.9309 | 1
27.3981 | 67.1596 | 1
66.5472 | 41.4795 | 1
22.7923 | 33.0366 | 1
95.48 | 40.1392 | 1
9.3724 | 65.0038 | 1
75.1931 | 46.9399 | 1
0.20376 | -21.8916 | 1
54.8752 | 46.9199 | 1
90.071 | 15.5884 | 1
100.2909 | 16.8447 | 1
16.9524 | -27.0785 | 1
54.1004 | 64.6031 | 1
79.5238 | 1.8602 | 1
9.3942 | 68.067 | 1
42.6088 | 51.5385 | 1
90.879 | 22.462 | 1
76.7037 | -3.7092 | 1
0.19293 | -1.6103 | 1
92.5484 | 42.5623 | 1
50.7704 | 63.3416 | 1
73.4847 | 55.3913 | 1
96.5773 | -19.3124 | 1
29.7279 | 53.632 | 1
47.8965 | -26.284 | 1
10.4374 | -13.1712 | 1
59.0646 | 8.3939 | 1
61.6962 | 61.9425 | 1
53.5435 | 58.8064 | 1
23.9991 | 63.8042 | 1
78.6918 | 58.7974 | 1
39.1216 | 18.557 | 1
45.2386 | 34.3389 | 1
41.4641 | 6.0657 | 1
68.6132 | 41.9971 | 1
79.8494 | -24.8835 | 1
90.6897 | 64.3601 | 1
67.8986 | 68.1281 | 1
67.8338 | 63.1674 | 1
6.8077 | 58.4097 | 1
37.5678 | 35.5469 | 1
62.7103 | -14.6645 | 1
92.0337 | -28.0244 | 1
98.4535 | 42.2123 | 1
66.0489 | 9.4564 | 1
54.1341 | -9.5174 | 1
85.8953 | 28.6559 | 1
66.207 | -2.177 | 1
11.9147 | 16.2306 | 1
88.5751 | 38.8495 | 1
26.5304 | 9.3348 | 1
81.0663 | -0.63202 | 1
40.319 | -22.1067 | 1
48.0024 | 50.5139 | 1
2.8096 | -11.0994 | 1
64.2003 | 52.5088 | 1
46.9289 | 18.9331 | 1
48.4357 | -24.7033 | 1
49.8902 | 35.7297 | 1
78.0529 | 59.5766 | 1
93.4802 | 27.8607 | 1
20.9943 | 16.2586 | 1
32.3791 | -21.943 | 1
9.8793 | 45.2402 | 1
46.5484 | 39.0033 | 1
79.9211 | 43.8614 | 1
67.8467 | 8.6109 | 1
61.8912 | 37.2354 | 1
34.1173 | -18.923 | 1
14.2607 | 67.7192 | 1
92.5737 | 28.5867 | 1
23.0146 | -21.8502 | 1
95.7734 | 22.3971 | 1
68.4348 | 46.8229 | 1
11.8858 | 7.2901 | 1
22.6705 | 46.8807 | 1
38.4061 | 1.5554 | 1
60.3377 | 45.1555 | 1
21.5799 | 45.5112 | 1
71.6412 | 17.9909 | 1
37.1543 | 18.0234 | 1
27.5619 | 60.3136 | 1
44.6884 | -22.5736 | 1
89.0482 | -25.514 | 1
53.0541 | -20.5756 | 1
59.5593 | 7.9937 | 1
41.9149 | 54.8521 | 1
65.1568 | 11.4033 | 1
37.9454 | 28.464 | 1
51.544 | -29.5493 | 1
84.8014 | 57.2962 | 1
95.3108 | 48.2951 | 1
33.2284 | 30.6512 | 1
86.5114 | 4.6929 | 1
99.7458 | -15.678 | 1
66.4361 | 0.99823 | 1
6.5613 | 47.8825 | 1
93.3661 | 57.6568 | 1
23.8022 | 11.9192 | 1
97.3868 | 27.1238 | 1
20.5539 | 2.4159 | 1
45.3293 | 35.3401 | 1
17.2366 | 35.0882 | 1
40.1817 | 66.0713 | 1
36.6778 | 25.3426 | 1
14.5589 | -1.4401 | 1
13.253 | 41.5508 | 1
62.2044 | 52.0715 | 1
42.6668 | -29.4742 | 1
85.7115 | -5.3062 | 1
79.5192 | 60.2 | 1
16.8151 | 61.9492 | 1
75.5378 | -15.2532 | 1
85.0717 | 40.0503 | 1
65.3113 | 14.566 | 1
82.8365 | 8.3597 | 1
87.5945 | -17.0995 | 1
30.2506 | 3.3042 | 1
10.3007 | 37.9891 | 1
32.7874 | -26.9652 | 1
17.8236 | -1.1475 | 1
58.7784 | 15.3871 | 1
87.2163 | 8.2576 | 1
74.6429 | -19.72 | 1
3.8904 | -14.8814 | 1
47.3783 | 37.2895 | 1
30.1143 | 30.0466 | 1
96.837 | -29.5278 | 1
6.8229 | 7.641 | 1
32.2859 | 3.3517 | 1
92.1584 | 6.361 | 1
32.0445 | 5.8456 | 1
64.8192 | 36.5317 | 1
28.8709 | -25.946 | 1
79.9653 | 60.6792 | 1
11.1427 | -2.089 | 1
5.1118 | 27.7464 | 1
95.1195 | 57.0586 | 1
57.6655 | 24.8217 | 1
28.4656 | -11.794 | 1
86.0109 | 23.122 | 1
44.6537 | 31.007 | 1
91.3907 | -27.4136 | 1
82.3053 | 41.9409 | 1
80.6366 | 39.0731 | 1
61.4145 | 14.1689 | 1
91.3867 | 53.6475 | 1
9.3349 | 48.3741 | 1
12.8753 | 14.2873 | 1
90.5545 | 29.1297 | 1
95.8953 | -24.8552 | 1
40.8662 | 20.8771 | 1
14.6528 | -25.796 | 1
9.3102 | 6.0075 | 1
76.8237 | 37.1698 | 1
50.3914 | -24.4162 | 1
21.63 | 25.4699 | 1
84.498 | 29.3752 | 1
55.6444 | 60.548 | 1
12.7919 | 51.9768 | 1
57.6446 | -22.9223 | 1
79.9184 | 66.1287 | 1
21.6372 | 53.1924 | 1
42.0123 | 63.5093 | 1
52.7057 | 2.7611 | 1
60.8319 | 68.5008 | 1
57.9936 | 5.5651 | 1
28.1698 | 38.3762 | 1
45.0334 | 23.3102 | 1
24.7171 | 41.8962 | 1
41.6759 | 10.9844 | 1
2.0897 | 9.8819 | 1
81.4215 | 60.4215 | 1
61.3259 | 67.8041 | 1
39.7405 | -6.4398 | 1
58.3703 | 44.5315 | 1
30.1997 | -26.0216 | 1
75.8724 | 64.1557 | 1
30.2201 | 14.5545 | 1
57.5483 | 62.2765 | 1
63.1086 | 2.2669 | 1
50.2522 | 6.9055 | 1
14.4392 | 63.9522 | 1
59.378 | 50.6075 | 1
71.5611 | 66.6685 | 1
72.587 | 61.1543 | 1
84.4841 | 39.3955 | 1
21.4492 | -7.4979 | 1
56.8172 | 28.3757 | 1
79.2859 | -13.5045 | 1
93.8696 | 41.5838 | 1
37.1716 | 5.382 | 1
33.4435 | -26.5815 | 1
83.3666 | -1.3407 | 1
87.7369 | 48.0282 | 1
35.1502 | 53.6337 | 1
60.8606 | 12.0455 | 1
47.4742 | 34.0764 | 1
16.0992 | 50.1467 | 1
18.0622 | 37.7416 | 1
29.4837 | -12.9996 | 1
53.9541 | -12.5201 | 1
69.7562 | -0.87591 | 1
78.0504 | -29.9511 | 1
23.4525 | -15.9132 | 1
58.526 | -29.9739 | 1
69.2777 | 17.7973 | 1
82.7143 | 8.7373 | 1
97.2203 | -1.16 | 1
54.688 | 2.1606 | 1
1.0039 | -24.6657 | 1
75.8008 | 15.7941 | 1
100.4446 | 59.3667 | 1
76.8418 | 12.5394 | 1
39.2977 | -28.628 | 1
45.5099 | 54.7345 | 1
65.5592 | -13.4967 | 1
15.3233 | 9.4291 | 1
51.5716 | 44.2868 | 1
53.4606 | -21.9994 | 1
36.4425 | 49.207 | 1
80.0101 | -16.7677 | 1
32.6431 | 20.3477 | 1
72.6688 | -26.7714 | 1
0.68678 | -14.1437 | 1
100.6363 | 59.1847 | 1
24.1318 | 54.8887 | 1
72.5979 | 22.9193 | 1
46.6443 | 28.8298 | 1
3.6279 | 2.561 | 1
34.5842 | 11.0151 | 1
2.8226 | -29.8186 | 1
62.8722 | -27.4746 | 1
75.5124 | 22.198 | 1
21.045 | 21.4507 | 1
40.3136 | -21.0982 | 1
62.8964 | -12.4934 | 1
13.6995 | 3.4382 | 1
63.9327 | 9.7264 | 1
14.4789 | 55.7992 | 1
88.8193 | -11.5398 | 1
41.6161 | -1.1634 | 1
28.7919 | 25.3189 | 1
86.4556 | 39.797 | 1
63.0839 | 39.5183 | 1
1.8618 | 12.1653 | 1
54.025 | 39.6225 | 1
29.9863 | -13.6169 | 1
19.9036 | 44.9206 | 1
15.2904 | 26.6845 | 1
13.3831 | 21.4913 | 1
28.6545 | 46.8077 | 1
11.3024 | 35.7705 | 1
24.8686 | 18.9206 | 1
12.7441 | -10.4378 | 1
19.3352 | 7.1053 | 1
27.1437 | 19.3126 | 1
88.6806 | 22.2576 | 1
2.962 | 1.2381 | 1
29.489 | 8.1553 | 1
43.8228 | 55.845 | 1
38.3102 | 25.1434 | 1
28.2655 | -16.0453 | 1
78.1758 | 15.6233 | 1
75.6665 | -24.8859 | 1
79.0513 | 67.2569 | 1
95.4306 | -25.1095 | 1
86.2886 | -21.9321 | 1
25.692 | 9.6216 | 1
49.3067 | -27.0315 | 1
76.4293 | 65.0118 | 1
34.8966 | 14.569 | 1
43.9455 | 64.6009 | 1
60.2064 | 28.5593 | 1
21.3695 | -22.5607 | 1
30.7209 | -20.4537 | 1
31.7533 | -16.561 | 1
48.6783 | 49.5563 | 1
28.7897 | -19.2356 | 1
79.1412 | 23.3753 | 1
29.1538 | 12.8341 | 1
90.0912 | 39.3732 | 1
100.5064 | -28.6279 | 1
6.1477 | -24.1695 | 1
71.435 | 67.0806 | 1
26.6976 | 64.518 | 1
83.5294 | 7.5554 | 1
13.1731 | -3.9794 | 1
36.6005 | 27.3713 | 1
13.8564 | 19.6767 | 1
27.4448 | 16.03 | 1
81.767 | 44.5619 | 1
32.7387 | 59.2359 | 1
46.6285 | -26.6862 | 1
85.5498 | 17.5251 | 1
56.8936 | -26.984 | 1
98.1072 | 65.0097 | 1
6.8643 | 12.1328 | 1
8.2556 | -19.3138 | 1
86.3471 | 50.033 | 1
100.5527 | 56.6515 | 1
32.6745 | 33.1246 | 1
10.9375 | 25.8456 | 1
94.5308 | -2.6921 | 1
25.4915 | 44.4548 | 1
9.3756 | 64.6821 | 1
56.8745 | 62.6779 | 1
42.5334 | -7.6274 | 1
72.9219 | -21.1172 | 1
9.9211 | -3.5513 | 1
38.2815 | 1.2183 | 1
66.4625 | -0.18479 | 1
83.5303 | 68.463 | 1
54.2074 | 67.1285 | 1
61.8183 | 39.1437 | 1
77.968 | 19.0286 | 1
54.3336 | 33.8733 | 1
61.9846 | 4.7334 | 1
72.4868 | 21.8983 | 1
88.9095 | 57.1917 | 1
82.3057 | 60.7641 | 1
5.8151 | -24.6095 | 1
87.9089 | -19.5219 | 1
35.8923 | 28.7792 | 1
8.0457 | 42.409 | 1
72.0222 | 62.6498 | 1
13.0274 | -17.4071 | 1
65.3957 | -6.4966 | 1
91.8316 | -5.6329 | 1
58.2833 | -29.1728 | 1
54.8792 | 5.6404 | 1
67.3736 | 67.9894 | 1
90.1247 | 62.8918 | 1
7.1793 | 6.6321 | 1
69.859 | -6.0304 | 1
78.3282 | -14.5871 | 1
23.3065 | 56.1501 | 1
34.9825 | 60.9119 | 1
97.5859 | 35.4038 | 1
4.6693 | 20.8669 | 1
70.753 | 27.4375 | 1
43.3356 | 65.109 | 1
83.8609 | 29.028 | 1
96.7522 | 58.7393 | 1
78.0691 | 35.6619 | 1
73.5954 | 34.2158 | 1
1.1891 | 52.8948 | 1
71.9617 | -26.155 | 1
59.8091 | 62.7868 | 1
1.6145 | 21.6634 | 1
21.6994 | 33.1685 | 1
54.5549 | 2.8424 | 1
37.9016 | 53.5744 | 1
58.044 | 37.9882 | 1
92.0598 | 36.3527 | 1
99.2663 | -11.2667 | 1
83.9739 | -25.7002 | 1
91.1558 | 34.0184 | 1
18.4376 | 32.8881 | 1
48.446 | 23.7008 | 1
74.2424 | -4.2426 | 1
28.8482 | -6.149 | 1
68.7137 | 50.2485 | 1
52.515 | 37.3637 | 1
34.3581 | 29.8855 | 1
25.4009 | 30.1325 | 1
41.9936 | 27.4338 | 1
85.0995 | 21.2291 | 1
52.7399 | 11.1273 | 1
77.7943 | 23.8519 | 1
38.415 | -28.21 | 1
26.0967 | 47.0161 | 1
43.6119 | 26.3997 | 1
43.7319 | 30.7429 | 1
62.893 | 64.0873 | 1
79.0524 | -0.79212 | 1
12.2619 | -4.2612 | 1
65.2039 | 54.6964 | 1
28.1362 | 8.8676 | 1
10.9683 | -13.4907 | 1
37.8904 | 14.653 | 1
82.2381 | 26.5093 | 1
74.1311 | -23.2839 | 1
77.7985 | 4.1012 | 1
63.7204 | 60.6441 | 1
51.658 | -24.3798 | 1
70.6462 | 26.5055 | 1
28.3875 | -17.7484 | 1
73.3158 | 23.3991 | 1
65.8469 | 28.2569 | 1
66.347 | 36.804 | 1
5.0671 | 69.3779 | 1
35.6391 | 54.0857 | 1
46.0403 | 40.5311 | 1
44.5783 | 37.5016 | 1
19.0355 | 22.8778 | 1
53.6874 | 37.6782 | 1
15.824 | 25.8452 | 1
45.7747 | 26.6083 | 1
96.4077 | 48.2545 | 1
51.7566 | -10.3896 | 1
95.3621 | 47.2125 | 1
98.7023 | 46.2813 | 1
26.3183 | 34.9452 | 1
88.8779 | 65.0533 | 1
55.4013 | -10.144 | 1
25.4355 | 45.2965 | 1
58.8878 | 53.151 | 1
45.0797 | -14.3727 | 1
56.6599 | 59.536 | 1
20.3199 | 25.093 | 1
92.1675 | 59.1001 | 1
86.6111 | 27.8732 | 1
34.4676 | 46.9875 | 1
22.5502 | 9.1083 | 1
99.461 | 42.6445 | 1
30.5744 | 37.7978 | 1
57.2903 | 41.5698 | 1
99.2043 | 32.876 | 1
32.2163 | -18.2334 | 1
81.4414 | 3.364 | 1
88.8537 | 55.1056 | 1
70.237 | 65.9478 | 1
91.915 | 16.7894 | 1
42.7912 | 13.1487 | 1
67.4972 | -11.2071 | 1
54.8126 | 53.9405 | 1
95.7171 | 15.8867 | 1
46.3076 | 4.9797 | 1
64.6576 | 47.295 | 1
99.9799 | 46.1058 | 1
47.8432 | 10.7514 | 1
49.5486 | 0.24877 | 1
13.3398 | 65.4735 | 1
41.5123 | 2.536 | 1
66.8737 | -0.67942 | 1
86.7526 | 52.8794 | 1
29.0236 | 40.1181 | 1
100.5788 | 32.4954 | 1
0.66044 | 4.4493 | 1
9.9791 | -17.9643 | 1
94.3609 | 21.6923 | 1
38.0129 | 17.0661 | 1
20.2718 | 29.746 | 1
39.25 | 12.1287 | 1
39.2701 | 55.6529 | 1
3.3505 | 27.4391 | 1
4.5001 | 6.0146 | 1
25.669 | -5.7851 | 1
83.6818 | 2.5886 | 1
86.2326 | 42.8691 | 1
19.0119 | 3.5395 | 1
77.3924 | -20.5025 | 1
39.9764 | 25.8936 | 1
93.8427 | 47.4845 | 1
77.5669 | -0.34934 | 1
51.3016 | 68.9183 | 1
23.3922 | -10.1938 | 1
6.581 | 15.4445 | 1
71.649 | 34.7777 | 1
1.51 | 18.2778 | 1
92.8447 | 9.2314 | 1
58.1157 | -18.7574 | 1
9.5294 | 37.6096 | 1
55.808 | 10.5161 | 1
3.8807 | 34.7039 | 1
80.5053 | 36.0216 | 1
8.5819 | -15.9535 | 1
8.2924 | 30.8192 | 1
82.9543 | 23.904 | 1
100.2821 | 50.4512 | 1
95.01 | 4.2309 | 1
49.0045 | 48.3305 | 1
28.5706 | 16.006 | 1
28.3829 | 26.8114 | 1
41.9706 | 23.1289 | 1
74.3102 | -13.7414 | 1
0.88309 | 50.131 | 1
85.7417 | 3.2654 | 1
25.1611 | 68.1464 | 1
99.7388 | 8.3095 | 1
63.059 | 7.054 | 1
42.0969 | -14.274 | 1
80.031 | 60.8165 | 1
75.4876 | 21.5576 | 1
33.7238 | 64.5633 | 1
90.7493 | 5.9993 | 1
68.1109 | 29.153 | 1
3.9716 | 10.3558 | 1
14.555 | 16.3589 | 1
13.0806 | -25.0316 | 1
17.114 | -14.5601 | 1
1.151 | 39.7419 | 1
59.2158 | 13.4116 | 1
67.7621 | -28.5465 | 1
3.3948 | 1.6908 | 1
82.8643 | 11.5513 | 1
6.8403 | 50.0108 | 1
77.6261 | 20.5492 | 1
28.6278 | 25.0276 | 1
48.9146 | 50.7883 | 1
54.921 | 49.8135 | 1
66.8701 | 36.0277 | 1
37.6616 | 5.0521 | 1
82.856 | 16.3054 | 1
76.7795 | -14.713 | 1
63.4833 | 35.9806 | 1
25.3256 | 0.54944 | 1
32.1984 | -13.7608 | 1
9.4647 | 3.8898 | 1
81.569 | 17.3208 | 1
45.8997 | 33.7932 | 1
73.4996 | 4.0206 | 1
70.7433 | 42.0629 | 1
7.2353 | -28.3224 | 1
59.003 | -22.2567 | 1
9.0156 | 9.6198 | 1
91.5266 | 29.7542 | 1
72.433 | 42.989 | 1
93.7907 | 23.1505 | 1
49.7087 | 59.0773 | 1
75.0328 | -1.2077 | 1
0.018991 | 41.9185 | 1
85.1376 | -28.469 | 1
28.083 | 6.4755 | 1
35.7611 | 12.7971 | 1
96.1837 | -24.9122 | 1
36.0022 | -2.238 | 1
57.4356 | 19.4367 | 1
67.0819 | 18.3395 | 1
74.5647 | 28.8182 | 1
41.8893 | 15.974 | 1
1.5412 | 43.5769 | 1
63.5832 | 27.8742 | 1
12.0145 | 17.5034 | 1
87.1049 | 16.1819 | 1
61.9374 | 40.2576 | 1
67.369 | -24.2491 | 1
91.8774 | 9.2758 | 1
96.5044 | 22.8067 | 1
57.3617 | 28.134 | 1
11.7077 | -14.7099 | 1
94.2713 | 31.7254 | 1
37.8735 | -4.4903 | 1
31.2755 | 22.4234 | 1
91.4538 | 34.1116 | 1
42.3042 | -2.9892 | 1
51.5873 | -19.366 | 1
38.3187 | -27.0386 | 1
73.694 | 25.5846 | 1
14.8435 | 40.2814 | 1
30.5689 | 58.772 | 1
28.1174 | 62.6242 | 1
100.561 | 46.7259 | 1
85.0939 | 31.3563 | 1
10.46 | 66.1608 | 1
87.465 | 40.5877 | 1
7.1327 | 17.0466 | 1
25.1808 | 14.3902 | 1
80.6863 | 2.3507 | 1
46.5663 | 56.0757 | 1
22.3695 | -19.1321 | 1
96.3731 | 5.5539 | 1
4.1562 | -16.637 | 1
64.2319 | 0.45171 | 1
1.55 | 60.5994 | 1
60.2905 | 24.1889 | 1
74.1752 | 34.4247 | 1
63.3268 | 26.3119 | 1
74.2768 | -20.4816 | 1
24.2578 | 50.8122 | 1
67.7492 | 39.9866 | 1
19.3699 | 14.2922 | 1
54.2498 | -23.9797 | 1
16.9133 | 52.4913 | 1
6.9102 | 50.1353 | 1
50.5554 | 45.4089 | 1
55.7805 | 59.8529 | 1
48.0112 | 51.5737 | 1
77.9402 | 25.1974 | 1
85.0994 | -6.5611 | 1
77.6138 | 63.1891 | 1
29.0048 | -21.2142 | 1
80.088 | -29.3153 | 1
16.6846 | 13.1871 | 1
42.6557 | 53.5653 | 1
37.5721 | -6.8151 | 1
73.9536 | 12.7159 | 1
58.6081 | -2.8227 | 1
55.0364 | 2.3324 | 1
20.7522 | -13.1427 | 1
23.8769 | 51.7991 | 1
76.9095 | -24.277 | 1
28.7165 | -15.0073 | 1
2.0029 | 34.3195 | 1
36.1437 | 66.3516 | 1
74.036 | 57.4979 | 1
72.9928 | 3.3854 | 1
34.2978 | 59.1392 | 1
2.6527 | 53.7435 | 1
21.2835 | 62.3115 | 1
9.889 | 4.5884 | 1
0.73434 | 49.6813 | 1
9.386 | 22.135 | 1
0.061873 | -17.8302 | 1
77.0418 | 13.3311 | 1
42.143 | -9.8614 | 1
19.5453 | 35.0718 | 1
28.1548 | 27.6045 | 1
2.1458 | 49.6607 | 1
93.5628 | 57.6604 | 1
89.9713 | 22.7951 | 1
67.6844 | 24.0746 | 1
34.1356 | -3.9443 | 1
70.2467 | 42.8898 | 1
79.4828 | 49.4828 | 1
69.1184 | -0.37494 | 1
1.9397 | 9.18 | 1
86.6466 | -6.385 | 1
65.7672 | 24.7097 | 1
88.2329 | -29.4279 | 1
1.2316 | -29.7635 | 1
92.5246 | 18.2871 | 1
21.7203 | 11.1433 | 1
4.382 | 28.5613 | 1
76.2089 | -23.3626 | 1
27.4932 | -22.889 | 1
22.9649 | 37.6905 | 1
4.4708 | -2.6541 | 1
86.2194 | -10.9703 | 1
100.9884 | 6.7145 | 1
7.8239 | 67.9902 | 1
35.457 | 49.5491 | 1
49.8337 | 11.5764 | 1
70.5114 | 16.5143 | 1
12.1657 | -5.7911 | 1
23.161 | -27.1855 | 1
70.2589 | 22.7513 | 1
5.6317 | 57.6851 | 1
62.8067 | 47.9708 | 1
13.7748 | -10.2361 | 1
37.9667 | 4.0252 | 1
93.8387 | -29.6714 | 1
78.7356 | 31.1786 | 1
53.2281 | 18.0169 | 1
83.417 | -14.2008 | 1
44.3861 | -5.2752 | 1
76.2733 | 8.0965 | 1
79.7281 | -24.4269 | 1
49.8282 | -12.5212 | 1
31.2763 | -3.0924 | 1
30.9488 | -28.7755 | 1
73.0467 | 25.49 | 1
12.9418 | 53.1054 | 1
3.6218 | 35.0485 | 1
28.9095 | -20.9758 | 1
35.7368 | -4.263 | 1
3.0863 | 23.4178 | 1
29.0871 | 60.9846 | 1
84.1215 | 64.1141 | 1
99.8441 | 8.1238 | 1
56.1451 | -17.056 | 1
59.493 | 49.0131 | 1
85.2944 | 10.3189 | 1
64.009 | 28.4072 | 1
51.9559 | 58.188 | 1
41.14 | 0.36064 | 1
29.4507 | -18.5548 | 1
85.2313 | 21.8169 | 1
63.1162 | 65.622 | 1
30.7386 | -13.8859 | 1
5.6673 | 34.6217 | 1
49.4303 | 27.1641 | 1
16.7819 | -9.2895 | 1
70.6927 | 45.9031 | 1
83.0545 | 36.7707 | 1
63.765 | 47.1484 | 1
25.1458 | 26.1165 | 1
9.7468 | 65.6894 | 1
18.821 | 14.1717 | 1
79.8016 | -1.8969 | 1
80.553 | 31.589 | 1
36.6955 | 34.4432 | 1
77.305 | -28.8089 | 1
4.8098 | 62.7343 | 1
68.4837 | 9.2194 | 1
43.2641 | 48.8408 | 1
73.4816 | 36.185 | 1
35.5987 | 17.6101 | 1
18.2384 | 13.8296 | 1
90.6193 | -8.8241 | 1
25.6567 | 21.5077 | 1
99.8115 | 27.8794 | 1
25.5891 | 18.1166 | 1
28.7989 | 40.9105 | 1
15.4088 | 62.0201 | 1
44.4723 | 59.622 | 1
87.3712 | 19.6738 | 1
8.3808 | 9.4525 | 1
47.6396 | -17.621 | 1
0.61897 | -7.1756 | 1
69.4205 | -21.8141 | 1
34.7288 | 52.7009 | 1
61.0516 | 11.2235 | 1
61.7767 | 4.1478 | 1
75.3652 | 28.2662 | 1
8.2999 | 65.6132 | 1
59.4383 | 51.3471 | 1
10.7249 | 56.3049 | 1
67.4715 | 21.8967 | 1
14.9032 | 25.0704 | 1
3.5945 | -0.57306 | 1
91.8103 | 63.7793 | 1
64.4427 | 45.4528 | 1
49.8671 | 39.7853 | 1
80.463 | -9.1305 | 1
4.2068 | -8.5563 | 1
51.897 | -26.3568 | 1
42.1196 | 42.6644 | 1
49.004 | -17.176 | 1
97.1907 | 54.2038 | 1
70.9921 | -6.7589 | 1
99.6837 | -0.82817 | 1
6.4344 | 47.7855 | 1
94.9129 | -5.7127 | 1
98.1604 | 26.0436 | 1
11.6003 | 56.9055 | 1
33.7608 | 61.9552 | 1
37.3999 | 53.2642 | 1
66.795 | -10.3693 | 1
90.5927 | -17.1754 | 1
8.6058 | -2.1547 | 1
62.0271 | 40.4029 | 1
54.4459 | 8.8376 | 1
31.8033 | 7.8061 | 1
26.9174 | -25.3463 | 1
62.5286 | 41.0591 | 1
65.8146 | -10.4249 | 1
60.7999 | 58.7936 | 1
54.7965 | -11.9033 | 1
33.2992 | -29.0356 | 1
55.2025 | 51.5898 | 1
34.2833 | 36.5955 | 1
41.6693 | 59.5004 | 1
66.0562 | 48.4004 | 1
28.8828 | -18.9087 | 1
96.7096 | -11.8776 | 1
27.1959 | 13.4372 | 1
100.6621 | 49.3827 | 1
88.2365 | 28.9916 | 1
54.7684 | -15.1206 | 1
50.4705 | 41.3974 | 1
38.7717 | 15.4882 | 1
86.6572 | 62.9711 | 1
46.4563 | 67.0389 | 1
70.6487 | -4.6777 | 1
34.7854 | -8.2324 | 1
76.9898 | 4.0116 | 1
66.1997 | 45.5422 | 1
88.3409 | 19.5307 | 1
83.3448 | -29.8954 | 1
54.4182 | 47.0248 | 1
17.7557 | 26.4351 | 1
19.3413 | 43.354 | 1
18.6247 | 8.5265 | 1
3.776 | 64.1237 | 1
26.3409 | -14.2955 | 1
23.8993 | 56.5655 | 1
7.6533 | -14.3803 | 1
25.4887 | 43.5654 | 1
81.8452 | -18.6275 | 1
33.8391 | -26.6159 | 1
48.4043 | -27.5885 | 1
73.3133 | -25.4059 | 1
94.806 | 26.687 | 1
14.7155 | -29.0489 | 1
17.3706 | -17.0943 | 1
37.6114 | 61.8818 | 1
81.7899 | -19.6171 | 1
42.6138 | 4.868 | 1
24.2731 | -10.1367 | 1
95.7985 | -6.8977 | 1
85.896 | 23.5718 | 1
37.5075 | 34.6764 | 1
47.3364 | 52.8874 | 1
54.2479 | 6.8912 | 1
83.2562 | 30.2419 | 1
46.617 | 22.9806 | 1
68.3324 | -15.5207 | 1
97.2624 | 65.6999 | 1
52.8027 | -17.9563 | 1
21.9368 | -14.0785 | 1
49.7375 | 28.3099 | 1
48.2434 | 24.5573 | 1
52.7235 | 55.6782 | 1
12.1468 | 26.9865 | 1
15.0743 | 18.719 | 1
66.2503 | 44.0379 | 1
70.1415 | -21.3232 | 1
78.7874 | 40.4769 | 1
33.3554 | 40.0711 | 1
72.6994 | -21.0138 | 1
62.85 | 69.0608 | 1
66.4721 | -25.7706 | 1
73.2271 | -6.2625 | 1
55.7811 | 13.936 | 1
30.4938 | 51.3274 | 1
21.1077 | 38.4426 | 1
40.4738 | 23.5004 | 1
57.0752 | -28.5894 | 1
39.8619 | 29.3512 | 1
73.998 | -25.8027 | 1
10.6827 | -0.82102 | 1
73.0498 | 23.6409 | 1
43.7981 | 14.4808 | 1
17.0205 | -11.6093 | 1
29.18 | 3.7833 | 1
99.5529 | 59.5476 | 1
80.8214 | 62.7225 | 1
68.548 | 7.2136 | 1
81.7514 | 60.776 | 1
25.6298 | 4.3806 | 1
94.3461 | 19.4536 | 1
19.4721 | -27.6902 | 1
4.4024 | 67.087 | 1
3.3056 | -26.9179 | 1
81.5466 | 53.9949 | 1
39.515 | 11.8828 | 1
9.9162 | 17.8622 | 1
37.4783 | 56.3472 | 1
59.222 | 8.6483 | 1
94.6237 | 0.47704 | 1
89.6467 | -23.4207 | 1
17.9667 | 62.4676 | 1
1.0471 | 37.0418 | 1
28.7883 | -8.128 | 1
52.7391 | 50.1569 | 1
13.3653 | 61.0806 | 1
72.0799 | -4.6743 | 1
83.9382 | -25.8286 | 1
98.3198 | -12.9732 | 1
65.3093 | -4.9651 | 1
40.3528 | -21.6757 | 1
92.3125 | -26.3162 | 1
67.7023 | 10.8605 | 1
90.8956 | -23.2311 | 1
46.1665 | 44.4806 | 1
85.1096 | 61.1255 | 1
65.766 | 22.7731 | 1
90.3553 | 40.9125 | 1
56.0559 | -6.7616 | 1
46.7607 | -1.7438 | 1
17.0913 | 8.7271 | 1
100.8147 | -7.4824 | 1
0.93862 | 16.3394 | 1
57.2105 | 31.4185 | 1
29.2634 | -6.5863 | 1
82.1304 | 38.0423 | 1
97.5417 | 9.2454 | 1
25.7638 | 66.2333 | 1
37.4835 | 46.2954 | 1
26.4862 | 55.6323 | 1
53.2615 | 1.0299 | 1
51.155 | 5.0556 | 1
41.6089 | 59.1439 | 1
85.5438 | 22.4035 | 1
42.5808 | -9.1037 | 1
76.2989 | -18.4111 | 1
22.5501 | 15.8399 | 1
84.5071 | 1.1745 | 1
36.4156 | 28.7477 | 1
18.7233 | 5.1093 | 1
36.3776 | 39.2339 | 1
73.638 | 34.059 | 1
77.8308 | 27.4426 | 1
93.9073 | -16.3951 | 1
70.3 | 49.845 | 1
90.8511 | 43.2766 | 1
63.8672 | -9.9223 | 1
47.7876 | 15.6723 | 1
96.0605 | 25.0981 | 1
5.5558 | 27.7345 | 1
45.9673 | -22.3584 | 1
19.1042 | 56.4097 | 1
41.867 | 39.8964 | 1
59.2836 | 12.8272 | 1
50.7563 | 44.782 | 1
82.4671 | 44.9597 | 1
19.9645 | 40.0072 | 1
77.4835 | -23.5183 | 1
64.0657 | -5.9972 | 1
42.5184 | 57.5469 | 1
30.5024 | -15.4046 | 1
15.5281 | 6.773 | 1
60.6325 | 60.0163 | 1
14.6176 | 50.9556 | 1
32.6865 | 67.0354 | 1
17.6881 | 45.6144 | 1
18.2839 | 27.5593 | 1
58.631 | 36.9841 | 1
20.393 | 52.1156 | 1
79.6704 | 4.1762 | 1
40.4946 | 50.2249 | 1
51.1706 | 0.98426 | 1
66.976 | 59.8399 | 1
44.8625 | 59.7666 | 1
46.4641 | 55.7127 | 1
5.9343 | 24.3538 | 1
36.5728 | 47.3503 | 1
23.7209 | 66.4336 | 1
25.6382 | 60.4582 | 1
49.7589 | -23.3458 | 1
91.5893 | 19.4916 | 1
32.5461 | -14.6348 | 1
97.8657 | -20.7949 | 1
45.9699 | 65.6356 | 1
59.2314 | 14.3177 | 1
2.2187 | -11.0899 | 1
32.2206 | 59.1497 | 1
10.8553 | 38.613 | 1
31.3654 | -14.0581 | 1
22.5508 | 62.3327 | 1
64.1912 | 38.6403 | 1
67.5063 | 11.945 | 1
74.1065 | -26.9443 | 1
46.7095 | 7.3045 | 1
72.3439 | 34.9385 | 1
22.5088 | -24.9019 | 1
74.359 | 55.1733 | 1
8.7037 | -9.2686 | 1
95.5387 | -23.0999 | 1
13.2103 | 66.649 | 1
2.9402 | 35.964 | 1
97.8304 | -22.9476 | 1
86.4416 | 35.0935 | 1
66.8188 | 53.9169 | 1
78.6804 | -6.1729 | 1
83.9938 | 57.0606 | 1
23.5961 | -6.2454 | 1
2.4632 | 53.0045 | 1
81.6857 | 54.4813 | 1
44.9866 | -14.368 | 1
93.1506 | 0.043463 | 1
7.7447 | -13.9905 | 1
24.7701 | -23.6501 | 1
26.6425 | -1.6084 | 1
19.9813 | 63.0478 | 1
97.3898 | 57.641 | 1
8.5843 | 67.3087 | 1
95.5209 | 60.9958 | 1
65.6008 | 62.1706 | 1
35.1253 | 30.0379 | 1
27.9982 | -26.7649 | 1
30.6415 | -9.7932 | 1
7.6475 | 26.2032 | 1
26.0385 | 5.3461 | 1
57.8851 | 63.9757 | 1
80.0938 | 16.2481 | 1
97.0201 | -1.5691 | 1
5.6268 | -6.5966 | 1
4.595 | -17.41 | 1
80.1609 | -0.57654 | 1
6.8537 | -27.9464 | 1
99.3124 | 26.4797 | 1
8.0629 | 13.7021 | 1
98.7939 | 46.3468 | 1
76.3514 | -19.6536 | 1
16.9908 | 15.3044 | 1
98.8008 | -17.0818 | 1
98.7182 | -12.2261 | 1
99.0404 | 20.89 | 1
9.103 | -22.0951 | 1
99.039 | 44.9939 | 1
2.8951 | 39.8915 | 1
36.7092 | 38.0193 | 1
3.1782 | -17.8053 | 1
79.9642 | 53.6822 | 1
18.5511 | 3.0429 | 1
57.7311 | 9.995 | 1
94.8733 | -14.2302 | 1
36.1595 | 30.7824 | 1
27.2492 | 16.2486 | 1
52.6831 | 64.7218 | 1
68.4538 | 59.8501 | 1
95.1546 | -24.5584 | 1
72.9417 | 42.2173 | 1
65.791 | 38.1387 | 1
86.8575 | -13.3587 | 1
89.2373 | 45.1016 | 1
96.8135 | 18.5003 | 1
7.1861 | 9.0816 | 1
20.2811 | 55.7531 | 1
62.1068 | 48.0287 | 1
11.3675 | 4.3315 | 1
60.1657 | -12.6812 | 1
24.3469 | -21.011 | 1
47.3372 | 29.2964 | 1
35.851 | -6.4615 | 1
64.111 | -14.4732 | 1
71.7908 | 43.7413 | 1
47.2226 | 56.8691 | 1
75.1901 | 44.2139 | 1
24.5196 | 48.4798 | 1
39.5799 | 1.5281 | 1
96.2055 | 33.0773 | 1
74.9508 | 45.6999 | 1
82.8909 | -13.1642 | 1
35.7093 | 25.3071 | 1
47.802 | 67.2195 | 1
4.4872 | 1.7951 | 1
32.6458 | -15.7186 | 1
31.2479 | -12.9046 | 1
99.4224 | 42.8891 | 1
70.486 | 18.3769 | 1
46.845 | 11.4844 | 1
52.2732 | 34.6276 | 1
60.6394 | -22.8946 | 1
24.4971 | 14.926 | 1
65.2276 | 37.2273 | 1
23.4866 | -5.509 | 1
79.8822 | -22.8177 | 1
52.1108 | 54.1448 | 1
59.4039 | -27.9263 | 1
81.7436 | 23.7162 | 1
94.3659 | 31.5851 | 1
45.176 | 58.9742 | 1
80.5988 | -4.174 | 1
45.0562 | 38.4925 | 1
72.9029 | 39.7546 | 1
15.3828 | 40.8987 | 1
85.6688 | 49.8417 | 1
80.2659 | 22.1407 | 1
70.1264 | 46.1332 | 1
30.1461 | -9.7259 | 1
2.9587 | 17.3073 | 1
79.9312 | -2.7153 | 1
24.6507 | -14.7176 | 1
21.9077 | 51.7866 | 1
84.7837 | 23.8238 | 1
65.1492 | -7.01 | 1
26.6748 | 63.9432 | 1
29.6572 | 52.1382 | 1
47.7647 | 43.2588 | 1
92.8994 | 3.9845 | 1
61.3255 | 48.8405 | 1
75.4686 | 28.5752 | 1
91.7818 | -4.8384 | 1
85.1222 | 52.6289 | 1
71.8923 | 1.3062 | 1
70.4835 | 36.8441 | 1
0.020108 | 68.8327 | 1
97.0606 | 10.0219 | 1
2.7405 | 5.4538 | 1
47.9699 | 63.0428 | 1
89.1739 | 19.3216 | 1
74.9459 | 7.518 | 1
22.6564 | 67.9194 | 1
83.8649 | 7.5395 | 1
96.4794 | -10.6068 | 1
5.0697 | 12.7699 | 1
26.5488 | 65.2862 | 1
29.8785 | -20.6698 | 1
41.3802 | 67.9995 | 1
26.717 | 43.5779 | 1
30.3306 | -12.0434 | 1
68.3302 | 69.0883 | 1
59.2047 | 65.86 | 1
98.2897 | 60.6794 | 1
8.7188 | 45.3495 | 1
55.1154 | 2.6638 | 1
15.558 | 18.6933 | 1
42.5386 | 23.5708 | 1
58.6791 | 25.0848 | 1
82.6744 | -21.4316 | 1
100.4503 | 52.5431 | 1
99.5894 | 38.1458 | 1
48.8671 | 22.7306 | 1
80.4099 | 0.17586 | 1
16.5568 | -10.296 | 1
61.3263 | -29.1861 | 1
86.0674 | -9.6711 | 1
80.6595 | 54.6657 | 1
3.9409 | 36.6635 | 1
14.6361 | 17.6715 | 1
90.5317 | -26.943 | 1
35.1927 | 64.5261 | 1
86.9603 | 1.5528 | 1
12.0869 | 46.4786 | 1
94.1634 | 44.7225 | 1
39.0411 | -4.1084 | 1
86.9769 | 26.4851 | 1
22.223 | 5.3307 | 1
71.0301 | -18.3773 | 1
36.8736 | 57.6751 | 1
37.0101 | 11.1186 | 1
37.3087 | -16.1095 | 1
19.6005 | 51.5405 | 1
89.5686 | 8.9791 | 1
74.6116 | -4.1313 | 1
36.9313 | 21.2144 | 1
96.433 | 10.5757 | 1
69.3349 | 64.1449 | 1
85.0365 | -24.3546 | 1
50.1528 | 46.7176 | 1
32.5725 | -1.8857 | 1
25.1792 | 52.8173 | 1
74.0479 | 24.2649 | 1
93.1459 | 65.2237 | 1
2.6521 | 31.2551 | 1
86.3961 | 38.1564 | 1
16.5792 | -18.3953 | 1
57.035 | 34.6764 | 1
11.3807 | 30.5215 | 1
74.4084 | -28.8154 | 1
25.7642 | 50.5717 | 1
75.0588 | 37.3813 | 1
77.0637 | 52.8625 | 1
6.153 | 5.3548 | 1
13.7145 | 68.3324 | 1
9.2316 | -4.2905 | 1
60.5109 | -18.2397 | 1
21.0221 | 55.3399 | 1
51.2644 | -4.9337 | 1
3.7742 | 69.2104 | 1
70.5196 | 65.2976 | 1
46.342 | -1.4427 | 1
71.0659 | 33.0428 | 1
33.3398 | 4.3143 | 1
87.3715 | 59.1802 | 1
59.7918 | 58.6811 | 1
83.3918 | 64.5337 | 1
16.9586 | 14.6474 | 1
56.102 | -4.6143 | 1
21.757 | -25.5939 | 1
14.7834 | 39.8295 | 1
36.9715 | -13.7717 | 1
89.6894 | 22.3234 | 1
96.5845 | 10.8301 | 1
63.672 | 23.2926 | 1
91.9765 | 40.7056 | 1
89.4465 | 12.3833 | 1
9.1201 | 50.0683 | 1
19.1165 | 20.8432 | 1
31.2355 | 61.4438 | 1
62.1252 | 7.3191 | 1
93.7209 | 60.3499 | 1
13.1798 | 22.7159 | 1
24.8798 | 61.0928 | 1
48.5196 | 4.8808 | 1
83.7538 | 61.6803 | 1
26.5252 | 26.5442 | 1
95.2583 | 22.9912 | 1
50.782 | -13.0575 | 1
37.1268 | 59.4269 | 1
32.6827 | 26.5439 | 1
82.6658 | 42.1748 | 1
57.223 | 40.6517 | 1
21.7345 | 25.499 | 1
0.75253 | 60.3644 | 1
85.9695 | 38.7707 | 1
42.5669 | -20.411 | 1
81.63 | 19.398 | 1
36.4907 | -12.7867 | 1
17.9892 | 8.3271 | 1
94.4772 | 43.176 | 1
26.1644 | 40.5569 | 1
79.2952 | 24.5104 | 1
16.5832 | 31.4339 | 1
91.7194 | -16.987 | 1
49.3304 | 20.2694 | 1
38.4783 | 48.1447 | 1
10.1352 | -12.8846 | 1
63.4167 | 2.9156 | 1
14.9698 | -9.5303 | 1
32.8981 | 6.7428 | 1
48.3519 | -24.5341 | 1
86.687 | 39.8925 | 1
27.2779 | 41.8241 | 1
23.9687 | 56.7888 | 1
7.5576 | -27.9138 | 1
58.3496 | -15.8522 | 1
30.9665 | 61.3012 | 1
84.4869 | 65.0925 | 1
55.1177 | 16.9989 | 1
92.6307 | -24.3677 | 1
100.4903 | 67.8788 | 1
95.2207 | 34.4909 | 1
28.0719 | -29.5811 | 1
4.4771 | 26.5106 | 1
71.1904 | 27.5444 | 1
52.1255 | 49.1382 | 1
61.7246 | 64.6176 | 1
76.1569 | 17.7667 | 1
16.1028 | -28.598 | 1
6.2828 | -18.0283 | 1
16.4029 | -22.1891 | 1
35.9 | 30.9437 | 1
46.3391 | 48.795 | 1
81.1058 | 2.0385 | 1
67.1464 | 6.7785 | 1
74.7725 | 7.5119 | 1
41.2526 | 23.8399 | 1
8.6446 | 57.7897 | 1
78.4347 | 42.0464 | 1
60.7809 | 30.8494 | 1
52.2317 | 65.817 | 1
32.4437 | 57.2713 | 1
0.17067 | 25.0516 | 1
59.1694 | 38.9505 | 1
42.1547 | 33.1114 | 1
18.6818 | 28.159 | 1
55.7952 | 38.1938 | 1
12.4292 | 23.3537 | 1
46.9513 | 48.3454 | 1
43.2385 | 61.7147 | 1
61.685 | 61.5497 | 1
8.1321 | 57.4363 | 1
54.3972 | -16.8513 | 1
86.9263 | 10.3868 | 1
78.5607 | 0.1933 | 1
1.4996 | 5.8235 | 1
13.4116 | 18.7164 | 1
77.4177 | 51.8567 | 1
77.4596 | -11.036 | 1
76.0569 | 12.1908 | 1
18.1456 | 27.627 | 1
0.60961 | 52.1426 | 1
73.9076 | -12.4071 | 1
4.7358 | -18.719 | 1
35.3207 | -23.2482 | 1
8.8297 | -27.0059 | 1
47.9735 | 15.1976 | 1
85.7795 | -21.5076 | 1
50.2926 | -10.8472 | 1
91.7025 | 18.5996 | 1
48.7814 | 24.4688 | 1
56.2952 | 40.3215 | 1
60.1583 | 4.6594 | 1
89.7339 | -18.1478 | 1
6.9317 | 39.8632 | 1
34.7373 | -12.6356 | 1
80.6621 | -6.4341 | 1
59.6055 | 24.9243 | 1
18.6636 | -24.2409 | 1
89.737 | -0.37317 | 1
100.751 | -26.3912 | 1
78.7723 | 20.5238 | 1
22.6649 | 45.0417 | 1
74.2251 | -13.9737 | 1
2.0906 | 5.5529 | 1
41.0923 | 10.0089 | 1
32.9598 | -12.0259 | 1
99.6115 | 10.4426 | 1
8.3726 | 56.1501 | 1
40.1353 | -10.411 | 1
1.9379 | 49.1517 | 1
98.1952 | -0.19443 | 1
52.2731 | 31.0936 | 1
10.5579 | 56.4491 | 1
40.0451 | -3.6656 | 1
100.8133 | 31.7699 | 1
94.614 | 8.1096 | 1
96.3064 | 53.5308 | 1
99.2415 | 56.4456 | 1
87.5304 | 54.0487 | 1
16.8944 | 54.7535 | 1
29.3953 | -1.5849 | 1
30.954 | 48.4379 | 1
72.8751 | -4.5283 | 1
90.2084 | 22.9954 | 1
74.8515 | -28.215 | 1
87.1515 | -1.9938 | 1
6.5716 | 33.0388 | 1
38.3961 | -4.9481 | 1
41.7585 | 39.8932 | 1
21.1143 | 50.8619 | 1
3.4009 | -14.3376 | 1
57.9957 | 8.0323 | 1
28.3492 | 41.0723 | 1
22.3596 | 32.483 | 1
32.1407 | 60.3689 | 1
55.3535 | 56.2043 | 1
98.2056 | 31.3206 | 1
55.8881 | -18.202 | 1
91.6383 | 30.2655 | 1
92.5503 | -1.6965 | 1
32.5268 | 1.1912 | 1
32.6875 | 11.5471 | 1
84.3027 | -28.1694 | 1
17.8974 | 39.2909 | 1
97.2088 | 33.4954 | 1
81.0673 | 59.4692 | 1
34.2924 | -27.8935 | 1
96.0919 | 24.4957 | 1
83.7232 | -27.5386 | 1
81.454 | 3.3098 | 1
2.0765 | 1.0001 | 1
66.2037 | 45.7031 | 1
6.3227 | 23.1683 | 1
28.4982 | -29.4649 | 1
54.9337 | 29.1831 | 1
17.7559 | 40.3713 | 1
71.6841 | 62.7198 | 1
19.7102 | 13.7645 | 1
88.7143 | 56.7648 | 1
71.7375 | 62.3881 | 1
39.2686 | -15.2837 | 1
26.1901 | 36.3017 | 1
100.8753 | -28.7959 | 1
36.4808 | 61.11 | 1
44.6415 | 56.5754 | 1
8.7663 | -27.3248 | 1
0.42314 | -22.7635 | 1
61.8768 | 40.7234 | 1
100.04 | 8.5815 | 1
30.2474 | 50.0276 | 1
88.2597 | -19.027 | 1
37.3475 | -4.2825 | 1
51.5263 | -28.3116 | 1
10.5173 | 55.1918 | 1
64.4224 | 47.6297 | 1
65.9609 | 68.0885 | 1
34.4766 | 52.4792 | 1
81.0222 | 28.1051 | 1
57.8999 | 17.2482 | 1
68.716 | 59.8963 | 1
88.7046 | -6.2178 | 1
33.9515 | -14.9737 | 1
35.1666 | 29.7878 | 1
62.8404 | 42.7508 | 1
58.97 | 11.483 | 1
24.609 | 1.8146 | 1
61.2953 | 37.278 | 1
7.4139 | 69.1704 | 1
36.0917 | -13.8655 | 1
31.4475 | 55.5389 | 1
87.3953 | 40.973 | 1
79.4331 | 60.5844 | 1
64.3341 | 64.3003 | 1
13.7077 | 44.8406 | 1
0.29125 | 39.5182 | 1
65.189 | -11.526 | 1
15.062 | -25.876 | 1
9.2277 | -13.6939 | 1
64.69 | -10.7947 | 1
23.5945 | 40.0074 | 1
31.4221 | 62.943 | 1
2.1519 | 46.9092 | 1
4.7471 | 16.2976 | 1
68.5814 | 65.0976 | 1
52.7931 | 46.4626 | 1
27.6557 | -7.8205 | 1
29.2188 | 51.0292 | 1
20.0904 | 35.863 | 1
30.4827 | 3.9202 | 1
23.6518 | 42.5566 | 1
88.8301 | 68.5281 | 1
4.5146 | -0.17296 | 1
58.4047 | -15.9577 | 1
28.0012 | -27.361 | 1
30.6299 | 36.684 | 1
76.0208 | 41.0272 | 1
95.5036 | 14.1347 | 1
97.8987 | 7.2673 | 1
90.9466 | 35.7214 | 1
23.2931 | 37.5807 | 1
53.9219 | -0.019564 | 1
43.8355 | -7.666 | 1
26.1717 | 42.1936 | 1
10.382 | 43.478 | 1
31.2502 | 52.0696 | 1
14.9517 | -16.9607 | 1
38.5408 | 28.0036 | 1
3.2333 | 5.5571 | 1
40.0158 | -28.8232 | 1
74.5224 | 31.2866 | 1
88.4905 | 37.7128 | 1
5.224 | 21.499 | 1
10.4673 | -29.1977 | 1
9.6028 | -17.9248 | 1
59.2922 | -21.4739 | 1
93.8698 | -7.0841 | 1
17.7844 | 14.5459 | 1
58.1712 | -8.38 | 1
11.6322 | 14.4287 | 1
75.5504 | 41.9525 | 1
15.9282 | 53.9945 | 1
52.2311 | 59.8112 | 1
17.3957 | -7.9721 | 1
62.741 | 52.4029 | 1
29.8839 | 18.2806 | 1
21.387 | 5.2697 | 1
66.0838 | 42.4596 | 1
26.5708 | -8.5553 | 1
60.1439 | 66.7967 | 1
70.18 | -2.3282 | 1
43.4256 | 27.2382 | 1
43.6946 | -5.9532 | 1
73.4096 | -9.4753 | 1
86.1663 | 9.4385 | 1
53.4113 | 20.448 | 1
18.985 | 63.8233 | 1
58.8412 | 9.2658 | 1
96.725 | 55.5083 | 1
36.2054 | 21.7958 | 1
44.584 | -7.0755 | 1
23.4975 | 31.2459 | 1
56.4975 | 40.6157 | 1
71.1993 | 5.1475 | 1
12.2528 | -13.118 | 1
42.4239 | 26.0937 | 1
86.9183 | 11.0623 | 1
87.6202 | 67.8104 | 1
21.9605 | -25.308 | 1
53.1602 | 39.3358 | 1
47.3793 | 63.908 | 1
67.4768 | 3.348 | 1
34.6344 | 5.4979 | 1
6.7429 | 17.9951 | 1
48.908 | 56.0101 | 1
61.9711 | -13.4516 | 1
93.4437 | -5.5145 | 1
31.8625 | 57.1778 | 1
42.7683 | 17.7725 | 1
70.8073 | -1.3141 | 1
21.2636 | 42.0381 | 1
41.7745 | 9.2442 | 1
63.7686 | 21.0977 | 1
18.1843 | 39.6019 | 1
41.9531 | 40.9094 | 1
32.3394 | -17.773 | 1
82.423 | -6.9008 | 1
84.8285 | 34.1442 | 1
91.0257 | 48.1966 | 1
70.8965 | 40.1713 | 1
70.1651 | 11.8281 | 1
58.9322 | 42.6883 | 1
51.5724 | -4.2092 | 1
62.3004 | -22.6969 | 1
19.9666 | 59.8273 | 1
45.9338 | 3.9179 | 1
84.6588 | 47.815 | 1
84.2284 | -7.4433 | 1
41.3327 | 16.2979 | 1
43.7204 | 54.652 | 1
86.6094 | 26.1982 | 1
58.4983 | 8.3334 | 1
40.4632 | 3.5523 | 1
98.9502 | 4.65 | 1
18.1829 | -2.475 | 1
53.6551 | 3.8796 | 1
32.2413 | 62.968 | 1
88.1177 | -7.0089 | 1
80.3605 | -8.9396 | 1
62.683 | -9.301 | 1
43.1469 | -9.1127 | 1
76.3651 | 15.6722 | 1
96.435 | -17.1241 | 1
43.2395 | 18.6156 | 1
92.4135 | -8.8254 | 1
68.6139 | 55.61 | 1
52.8724 | 41.7532 | 1
98.4657 | 3.3039 | 1
24.533 | 8.9059 | 1
63.7835 | 33.4202 | 1
8.3049 | 35.9147 | 1
89.5471 | 59.1759 | 1
71.4086 | 21.4325 | 1
64.1086 | 45.3003 | 1
6.9592 | 59.4717 | 1
15.8698 | 25.6024 | 1
75.1971 | -18.6692 | 1
69.3362 | 45.5711 | 1
82.0762 | 30.3107 | 1
8.1503 | 42.0078 | 1
89.9523 | -26.4208 | 1
5.5187 | 8.2884 | 1
86.3336 | 6.3442 | 1
51.4875 | 10.1257 | 1
72.7162 | 30.096 | 1
75.4476 | 7.6222 | 1
57.3486 | -15.9732 | 1
58.4705 | 36.0689 | 1
23.2296 | 54.8167 | 1
21.8083 | 39.0958 | 1
61.3481 | 51.1771 | 1
32.8649 | -15.3689 | 1
75.7417 | -27.9808 | 1
93.618 | 34.144 | 1
29.2735 | 16.9236 | 1
3.0988 | 19.2849 | 1
85.9122 | 15.9937 | 1
52.1485 | -21.9295 | 1
21.1226 | 29.7408 | 1
70.0655 | 59.6725 | 1
54.2746 | 16.7558 | 1
47.349 | -21.1895 | 1
84.7179 | 55.7396 | 1
14.4223 | 59.6071 | 1
6.3796 | -13.1998 | 1
100.6426 | 64.4034 | 1
7.778 | -24.2603 | 1
65.2603 | -0.40753 | 1
47.6435 | 19.6758 | 1
59.0307 | 8.7256 | 1
72.5766 | 9.1496 | 1
94.9759 | 28.5595 | 1
47.2906 | -28.1571 | 1
27.0936 | 3.5278 | 1
57.2954 | -6.4983 | 1
68.1606 | -29.2766 | 1
41.9542 | 12.4107 | 1
18.2349 | 3.8312 | 1
72.3925 | 54.4142 | 1
89.662 | -26.6937 | 1
77.1375 | 64.9873 | 1
39.3921 | 6.6514 | 1
55.4282 | 0.095552 | 1
31.8605 | 17.4538 | 1
87.4459 | 41.4262 | 1
69.1517 | -13.8043 | 1
78.4711 | 2.9481 | 1
39.907 | 12.1095 | 1
17.5899 | -25.3833 | 1
48.9862 | -4.2022 | 1
17.9721 | -10.9918 | 1
100.2561 | 13.4073 | 1
80.2694 | 32.9671 | 1
27.7248 | 13.3287 | 1
77.1283 | -23.4202 | 1
19.0362 | -22.6629 | 1
34.9868 | 53.6154 | 1
97.7223 | -14.7947 | 1
52.4572 | 54.955 | 1
2.486 | -4.7194 | 1
54.5839 | 66.6899 | 1
85.0041 | 53.4791 | 1
62.2682 | 8.2076 | 1
81.5624 | -10.3319 | 1
70.8807 | -9.8263 | 1
39.9612 | 35.7123 | 1
60.752 | -2.9057 | 1
3.5177 | -2.0045 | 1
22.9842 | 26.7629 | 1
41.6803 | 66.9446 | 1
65.2219 | 49.4652 | 1
3.1467 | 64.4512 | 1
99.3997 | 2.2088 | 1
84.37 | 52.3925 | 1
59.7745 | -20.952 | 1
40.8398 | -20.786 | 1
52.2633 | -26.6083 | 1
75.9088 | 62.9198 | 1
81.1139 | -12.0153 | 1
6.2235 | 33.2762 | 1
63.6876 | -6.8835 | 1
59.1389 | 12.4484 | 1
30.8808 | 12.5943 | 1
27.8437 | 7.854 | 1
12.7563 | -28.5886 | 1
8.0322 | 58.6714 | 1
19.3745 | 13.804 | 1
60.3643 | 67.2128 | 1
23.0081 | -22.5449 | 1
77.3171 | 38.2367 | 1
45.4835 | -22.5215 | 1
24.409 | -14.4186 | 1
10.1369 | -18.1339 | 1
12.0209 | -28.1098 | 1
7.5736 | -0.53191 | 1
76.7251 | -2.1561 | 1
50.9926 | 61.3136 | 1
77.3715 | 25.7584 | 1
28.2057 | 46.5532 | 1
8.9892 | 25.2351 | 1
24.1557 | -23.105 | 1
86.1677 | -11.7883 | 1
17.8028 | -27.0135 | 1
22.9301 | -29.2879 | 1
21.4762 | 59.8283 | 1
70.4649 | 9.5359 | 1
32.2787 | 27.7765 | 1
90.5616 | 64.0215 | 1
15.7337 | 29.6381 | 1
59.3426 | -21.3038 | 1
92.6745 | 30.6813 | 1
55.4044 | -24.2442 | 1
33.5278 | 29.2183 | 1
49.9333 | 11.187 | 1
96.3959 | 22.6308 | 1
34.7262 | -16.2943 | 1
12.2146 | -9.6437 | 1
51.0407 | -15.304 | 1
6.911 | -18.5221 | 1
87.0124 | -24.0756 | 1
74.2434 | 3.829 | 1
77.5376 | -28.9409 | 1
58.8417 | 43.181 | 1
20.6072 | -1.1713 | 1
96.2887 | 10.8659 | 1
67.7944 | 7.0169 | 1
83.1353 | -29.092 | 1
83.1582 | -10.539 | 1
22.2398 | 17.6866 | 1
4.1994 | 7.829 | 1
58.0327 | 21.4587 | 1
43.6782 | -1.1247 | 1
66.3086 | 58.0794 | 1
41.9741 | 42.2362 | 1
39.2204 | -8.313 | 1
38.8972 | 14.958 | 1
81.101 | 53.2613 | 1
6.1285 | -11.0966 | 1
16.0178 | 69.864 | 1
95.3473 | 66.2248 | 1
88.695 | 14.5581 | 1
83.6041 | 30.9693 | 1
8.6983 | 63.4993 | 1
99.4244 | 16.5661 | 1
96.2519 | 22.6176 | 1
87.9367 | 25.3323 | 1
46.4223 | -17.9461 | 1
65.3473 | 29.0133 | 1
98.2528 | -19.8782 | 1
53.9869 | 21.9308 | 1
81.357 | 57.6637 | 1
55.8435 | 8.2234 | 1
66.93 | 7.5915 | 1
77.9391 | -7.9258 | 1
49.1793 | 35.8212 | 1
9.8164 | 36.2894 | 1
37.1405 | 22.9567 | 1
31.5121 | -28.2677 | 1
83.6187 | 38.4517 | 1
65.6714 | 8.0414 | 1
37.9997 | 38.0337 | 1
64.9469 | -10.8029 | 1
0.27279 | 68.9402 | 1
22.9173 | 39.2482 | 1
94.9497 | 37.8437 | 1
91.2765 | -15.9579 | 1
55.0781 | 56.4781 | 1
85.0191 | 66.7986 | 1
90.5973 | 17.9493 | 1
6.7908 | 12.3389 | 1
27.6583 | 66.3882 | 1
13.8825 | -10.8043 | 1
25.3264 | -28.5951 | 1
89.6896 | 59.4491 | 1
1.0752 | 48.9008 | 1
73.3327 | 18.3448 | 1
27.2128 | 21.1081 | 1
43.7512 | 26.1223 | 1
80.4516 | 21.1364 | 1
11.126 | 27.753 | 1
97.7531 | -14.7316 | 1
70.5494 | 2.3134 | 1
19.1139 | 13.9645 | 1
26.2437 | 60.1766 | 1
90.6072 | -21.9075 | 1
61.6845 | 37.915 | 1
80.1497 | -6.6357 | 1
100.7611 | 27.3125 | 1
11.5641 | -10.8169 | 1
76.066 | -10.5793 | 1
64.921 | 16.6098 | 1
53.52 | -21.6686 | 1
43.1276 | -28.0404 | 1
22.2183 | 5.3289 | 1
26.0524 | 10.1304 | 1
58.7939 | 0.60269 | 1
12.2934 | 50.5973 | 1
36.3936 | 21.9478 | 1
96.7025 | 4.7205 | 1
35.2088 | -22.4156 | 1
12.3136 | -9.6336 | 1
30.7143 | 6.1342 | 1
71.3287 | 35.4304 | 1
39.9417 | 5.1568 | 1
92.9666 | 67.8218 | 1
16.8309 | 66.2972 | 1
62.3028 | 20.8959 | 1
94.5978 | 7.9318 | 1
59.4535 | -16.5763 | 1
7.0283 | 22.4303 | 1
24.5675 | 40.3898 | 1
60.0379 | -17.0577 | 1
78.6259 | -7.6492 | 1
74.1279 | -10.2604 | 1
18.9138 | 3.8806 | 1
67.7038 | 65.6068 | 1
23.2163 | 21.2923 | 1
30.35 | 67.848 | 1
8.5864 | 35.296 | 1
57.6954 | -24.3745 | 1
4.3978 | 45.0278 | 1
8.9927 | -14.3043 | 1
34.9054 | -23.3718 | 1
50.3928 | 42.0757 | 1
5.4637 | -6.0827 | 1
17.7873 | 26.492 | 1
37.4603 | 2.0785 | 1
74.1472 | 20.105 | 1
94.1659 | -26.3181 | 1
24.5523 | 14.6858 | 1
87.1475 | 43.2243 | 1
73.1203 | 6.8528 | 1
46.3282 | 5.2547 | 1
95.9193 | 62.0573 | 1
46.0394 | -8.6864 | 1
47.0776 | -8.245 | 1
89.9712 | 20.055 | 1
100.8388 | 7.1998 | 1
36.6927 | 51.2661 | 1
49.7724 | 28.4843 | 1
89.7418 | -10.5307 | 1
34.8099 | 3.1496 | 1
40.7948 | -19.8239 | 1
2.0452 | -14.6816 | 1
64.3281 | 44.4242 | 1
0.97509 | 52.8732 | 1
8.1251 | 32.1032 | 1
75.8367 | 28.6208 | 1
46.8504 | -4.745 | 1
65.1029 | 41.5623 | 1
61.542 | 27.1136 | 1
26.5673 | -25.1101 | 1
21.0454 | -25.5473 | 1
76.0498 | 18.4424 | 1
73.6152 | 10.3262 | 1
16.7298 | 5.9374 | 1
88.1428 | 17.8581 | 1
56.6958 | -11.9863 | 1
48.0609 | -2.1762 | 1
25.6551 | 29.5834 | 1
52.7684 | 26.8385 | 1
48.4626 | 56.6131 | 1
10.3452 | 22.4921 | 1
12.0437 | 16.4777 | 1
79.574 | 4.6885 | 1
2.4811 | 0.52246 | 1
5.3528 | -1.645 | 1
99.1282 | 36.9341 | 1
73.4436 | 68.6561 | 1
13.6117 | 68.2995 | 1
54.3052 | 64.4817 | 1
55.9152 | -12.5477 | 1
95.0706 | 52.9874 | 1
21.0921 | 55.8967 | 1
22.0082 | 59.0409 | 1
1.0001 | 13.3834 | 1
18.832 | 54.5818 | 1
69.9749 | 7.968 | 1
85.4322 | 13.9467 | 1
42.3175 | -18.1501 | 1
58.7768 | 68.2182 | 1
51.0417 | 63.0864 | 1
69.0405 | -26.3148 | 1
85.5355 | 20.9444 | 1
87.2994 | 48.6125 | 1
38.4206 | 47.9815 | 1
7.9513 | -4.3561 | 1
52.8122 | 62.0977 | 1
16.0048 | -27.9274 | 1
4.1789 | 54.9191 | 1
26.4385 | -16.4829 | 1
7.8238 | 49.7618 | 1
98.1536 | 4.7264 | 1
69.1968 | 29.5044 | 1
32.8094 | 32.6076 | 1
96.3098 | -15.4465 | 1
56.5133 | 33.3748 | 1
91.0064 | -15.3548 | 1
16.6513 | 64.1994 | 1
28.788 | 16.9099 | 1
53.8078 | -7.3175 | 1
81.9536 | -15.3371 | 1
8.8881 | -13.864 | 1
33.0537 | -0.33968 | 1
43.258 | -22.1694 | 1
67.1111 | -22.0213 | 1
45.923 | 31.6097 | 1
80.0473 | -13.928 | 1
74.8188 | 3.1194 | 1
89.8445 | -15.1874 | 1
62.7212 | 43.9112 | 1
21.3514 | 37.9309 | 1
30.3012 | 28.084 | 1
14.3791 | 64.4362 | 1
23.4128 | 2.7542 | 1
96.1913 | 45.9677 | 1
43.0159 | -22.654 | 1
28.0545 | 15.1783 | 1
49.679 | 59.7134 | 1
3.7607 | 11.5555 | 1
59.381 | 41.4594 | 1
83.2152 | 33.4489 | 1
48.837 | 60.1263 | 1
94.463 | 18.576 | 1
39.79 | -7.5583 | 1
98.4122 | 6.9187 | 1
9.9537 | 28.847 | 1
13.5193 | 18.8557 | 1
52.2646 | -4.4979 | 1
10.2114 | 46.1414 | 1
21.7835 | 15.2077 | 1
69.2316 | -24.9608 | 1
74.8633 | 59.9551 | 1
26.5729 | -2.1348 | 1
44.3977 | 68.8401 | 1
42.6602 | -11.1806 | 1
92.8018 | 7.0191 | 1
85.7635 | 56.1063 | 1
47.5331 | -15.1271 | 1
35.0825 | 55.0477 | 1
25.8128 | 53.6402 | 1
97.8487 | 49.2035 | 1
25.7432 | -0.37159 | 1
45.3866 | 32.8116 | 1
81.1943 | 15.363 | 1
6.4422 | -13.3848 | 1
50.7373 | 25.956 | 1
36.6259 | 13.87 | 1
52.4519 | -28.2838 | 1
25.0442 | -5.0734 | 1
89.8246 | -12.0767 | 1
20.5711 | 34.5145 | 1
78.1302 | 48.1085 | 1
99.9354 | 53.4551 | 1
82.1674 | 14.5012 | 1
81.92 | 22.6679 | 1
13.2676 | 25.9252 | 1
7.4715 | -13.864 | 1
40.8108 | 6.3245 | 1
89.2619 | -8.5422 | 1
62.7551 | -27.3764 | 1
16.2006 | -23.5422 | 1
67.9959 | 61.3482 | 1
68.5191 | -4.8831 | 1
27.6838 | -13.4034 | 1
85.18 | 16.7913 | 1
44.6149 | 44.9709 | 1
58.0741 | 44.0406 | 1
86.1506 | 29.3508 | 1
67.5387 | 66.2333 | 1
43.1751 | 22.146 | 1
40.5471 | 4.9904 | 1
23.8825 | 56.0162 | 1
57.0589 | -19.8533 | 1
80.4506 | 63.4822 | 1
89.0013 | 28.1288 | 1
94.1085 | 52.7799 | 1
87.1482 | 8.7004 | 1
43.4316 | -18.5439 | 1
12.2619 | 25.9841 | 1
93.1347 | 36.9811 | 1
4.2161 | 56.2404 | 1
24.712 | 46.9921 | 1
5.2288 | 21.1875 | 1
55.027 | 34.3374 | 1
22.9622 | 18.5622 | 1
85.3104 | 61.6529 | 1
55.8532 | 46.6596 | 1
85.8187 | 13.9653 | 1
24.7337 | 12.0879 | 1
31.822 | -3.4243 | 1
56.7301 | 48.8643 | 1
71.5216 | 65.671 | 1
69.5052 | 43.1761 | 1
17.0131 | 7.9402 | 1
6.3876 | 28.7668 | 1
96.1986 | 28.4806 | 1
10.6523 | 47.8931 | 1
94.8998 | -8.6931 | 1
7.6714 | 5.295 | 1
13.8598 | -21.2853 | 1
38.9049 | 26.8686 | 1
83.0376 | -27.1351 | 1
16.7075 | 43.0356 | 1
55.9545 | 65.3222 | 1
38.3093 | -4.2439 | 1
0.96516 | 69.7761 | 1
61.5131 | -29.6569 | 1
62.3022 | -8.7808 | 1
1.5231 | 24.2905 | 1
99.3154 | 16.5805 | 1
53.5001 | 33.859 | 1
41.2928 | 69.8792 | 1
85.1305 | 10.1802 | 1
99.077 | -3.4113 | 1
37.7123 | -10.4641 | 1
75.4714 | -25.7983 | 1
71.2818 | 8.1723 | 1
34.4525 | -6.9881 | 1
40.3625 | 27.2278 | 1
6.3562 | 60.6108 | 1
100.1722 | 46.9116 | 1
16.8348 | 69.9324 | 1
11.3542 | 43.3458 | 1
13.0322 | 68.4714 | 1
86.1343 | 41.4108 | 1
16.8372 | -18.7135 | 1
7.7962 | -7.7783 | 1
24.5588 | -4.9658 | 1
77.2052 | 65.6038 | 1
21.8162 | 6.5484 | 1
10.6482 | 69.5406 | 1
28.6323 | -16.878 | 1
61.8425 | 61.6274 | 1
82.7863 | -21.5495 | 1
21.7082 | 25.1196 | 1
82.142 | 48.6948 | 1
42.7289 | 1.2863 | 1
8.1925 | 8.975 | 1
23.5458 | 37.2525 | 1
5.8979 | 11.3561 | 1
23.7893 | -9.322 | 1
38.449 | 54.964 | 1
31.0019 | 31.7481 | 1
6.6839 | 21.7861 | 1
66.7478 | 22.8949 | 1
65.5625 | 51.5185 | 1
73.6588 | -5.1709 | 1
72.6577 | 14.9226 | 1
22.3536 | 12.94 | 1
39.7217 | 14.2622 | 1
18.9604 | 55.9422 | 1
81.4869 | 12.8764 | 1
94.0347 | -1.9684 | 1
76.659 | 55.8746 | 1
3.6922 | -19.4204 | 1
87.6651 | 67.3828 | 1
68.5507 | 48.2558 | 1
100.1001 | -17.4328 | 1
61.18 | 11.5412 | 1
74.6933 | 52.4173 | 1
19.2272 | -27.0336 | 1
26.8048 | 41.3838 | 1
52.5106 | -19.187 | 1
43.1362 | 47.1841 | 1
55.7899 | -3.848 | 1
71.54 | 33.3587 | 1
13.1597 | 18.9502 | 1
17.3447 | 47.6479 | 1
40.4642 | 14.0676 | 1
69.8113 | 4.7664 | 1
47.2603 | 19.4774 | 1
95.4201 | 20.0324 | 1
98.3379 | 34.6779 | 1
22.253 | -5.641 | 1
28.1974 | -16.02 | 1
89.1797 | 64.3768 | 1
72.5119 | -4.6612 | 1
62.203 | 41.0542 | 1
45.3005 | 38.9196 | 1
70.8655 | -28.0023 | 1
11.0959 | -24.4897 | 1
21.3202 | 39.9044 | 1
29.6424 | -4.083 | 1
46.4532 | 62.1211 | 1
66.2218 | 64.8722 | 1
55.9945 | -29.4628 | 1
27.2346 | 23.693 | 1
43.8207 | -22.6191 | 1
92.7796 | -14.3593 | 1
5.2321 | 60.9216 | 1
37.5614 | 48.4435 | 1
70.2608 | 66.1735 | 1
19.7569 | 1.6223 | 1
10.2926 | 48.717 | 1
65.8906 | 3.4325 | 1
46.212 | 49.9221 | 1
74.7543 | -17.9665 | 1
19.7053 | -8.0762 | 1
51.9966 | 1.1098 | 1
3.7639 | 14.0546 | 1
24.9326 | -2.5092 | 1
20.6788 | 61.596 | 1
76.6871 | 58.412 | 1
40.0661 | 35.9339 | 1
16.3282 | 24.5578 | 1
85.6135 | 8.4465 | 1
53.6251 | 40.6673 | 1
31.5171 | 31.1494 | 1
36.0729 | -27.4356 | 1
95.4457 | -14.1646 | 1
51.5795 | -18.6694 | 1
38.7615 | -26.6152 | 1
87.1867 | 25.8284 | 1
60.058 | 25.808 | 1
92.5737 | -2.4209 | 1
13.8201 | -13.5977 | 1
37.3889 | -29.3078 | 1
50.3145 | -16.1882 | 1
25.1088 | 65.2866 | 1
81.885 | 53.5048 | 1
87.5891 | 30.3488 | 1
18.1385 | 44.1879 | 1
2.4668 | -20.6455 | 1
4.0419 | 53.6598 | 1
76.553 | -3.7374 | 1
88.4145 | 17.9002 | 1
4.8449 | -3.72 | 1
63.9817 | 17.435 | 1
38.5962 | -25.8355 | 1
96.8226 | 23.4887 | 1
59.3983 | 32.4353 | 1
70.5479 | -20.2546 | 1
6.477 | 52.3332 | 1
22.9085 | 45.5245 | 1
63.8824 | -19.4258 | 1
97.2498 | 55.6975 | 1
42.0573 | 20.8589 | 1
74.6613 | 6.3878 | 1
9.5062 | 43.2761 | 1
40.0414 | 40.0316 | 1
11.292 | 30.1617 | 1
80.7559 | 20.3289 | 1
88.8445 | -8.2809 | 1
60.3134 | 31.8775 | 1
15.5214 | 3.9139 | 1
72.9522 | 50.1498 | 1
66.698 | 56.6133 | 1
14.5856 | 20.7981 | 1
2.6373 | 52.4891 | 1
6.3233 | -10.9039 | 1
47.4207 | 32.3772 | 1
48.1624 | 25.2748 | 1
65.3982 | 6.893 | 1
26.4883 | 29.745 | 1
32.1338 | 1.3577 | 1
67.0489 | 50.3336 | 1
19.232 | 36.3507 | 1
4.1737 | 40.7908 | 1
65.0551 | 54.8269 | 1
56.279 | 2.9806 | 1
81.1934 | -8.4865 | 1
4.9815 | -27.7087 | 1
5.4524 | -12.332 | 1
96.2047 | -14.6826 | 1
30.078 | 36.8292 | 1
97.144 | 30.2084 | 1
47.9946 | 63.8853 | 1
22.5119 | -28.2349 | 1
1.356 | 44.1902 | 1
25.1747 | 55.6926 | 1
68.0255 | -26.8205 | 1
4.3189 | 13.7033 | 1
52.491 | -24.8128 | 1
99.1456 | 34.6292 | 1
73.7169 | -25.9297 | 1
32.8784 | 16.3769 | 1
95.8242 | 44.2318 | 1
65.1303 | -2.1548 | 1
40.009 | 33.3157 | 1
33.632 | 23.5051 | 1
92.1106 | 46.5597 | 1
51.5823 | 16.041 | 1
43.2071 | 12.5315 | 1
96.2396 | 11.3596 | 1
55.0232 | 67.66 | 1
77.8863 | 66.4279 | 1
73.1613 | -3.6822 | 1
96.1788 | 65.482 | 1
50.6714 | 3.0231 | 1
1.2321 | -26.0462 | 1
82.9479 | -1.7856 | 1
99.3325 | 37.9997 | 1
95.4624 | 35.5725 | 1
54.0783 | 39.4786 | 1
80.9436 | -18.3485 | 1
87.3135 | 61.6156 | 1
44.4611 | 24.4157 | 1
24.9768 | -9.5048 | 1
15.6155 | 26.6865 | 1
87.8558 | 4.4237 | 1
92.4974 | 44.7467 | 1
57.7297 | 10.9686 | 1
20.9259 | 7.0886 | 1
49.0161 | -3.9364 | 1
96.8461 | 38.6024 | 1
10.751 | -0.83538 | 1
16.4866 | 26.1416 | 1
32.429 | -11.2058 | 1
27.9287 | 64.151 | 1
90.3694 | -23.6727 | 1
80.3914 | 28.6191 | 1
27.4602 | 69.1745 | 1
60.6922 | 63.8518 | 1
78.2806 | -12.2899 | 1
1.2875 | 40.0458 | 1
5.7777 | 67.3996 | 1
43.333 | -18.6919 | 1
94.1268 | 51.5225 | 1
53.7424 | -2.9068 | 1
80.7806 | 55.8557 | 1
65.8756 | -1.7539 | 1
68.6103 | 69.2286 | 1
0.57197 | 46.9823 | 1
6.4019 | 14.4574 | 1
75.4073 | 16.2043 | 1
73.1048 | 4.4696 | 1
52.3887 | 45.0025 | 1
57.0966 | -2.3926 | 1
39.6647 | 60.155 | 1
13.4807 | 21.3771 | 1
80.9025 | 6.6016 | 1
2.7403 | 59.6648 | 1
57.5867 | -6.5722 | 1
55.7914 | -5.0639 | 1
39.4435 | 41.1319 | 1
54.8267 | -28.4136 | 1
75.8554 | 51.8282 | 1
62.8374 | 4.7771 | 1
87.124 | 52.2367 | 1
55.5177 | 5.1369 | 1
24.9503 | 0.17207 | 1
77.5967 | 58.388 | 1
30.0891 | 49.4584 | 1
8.8462 | 61.2908 | 1
24.581 | 5.632 | 1
3.4554 | 8.8587 | 1
31.7187 | 25.7171 | 1
59.2954 | -8.464 | 1
30.5514 | 59.3031 | 1
97.1741 | 26.7129 | 1
98.7491 | 2.9535 | 1
8.5808 | 39.6511 | 1
98.3367 | 1.4 | 1
20.164 | 65.8996 | 1
88.4718 | 50.4956 | 1
87.5875 | -10.0449 | 1
26.3225 | 24.3603 | 1
7.021 | 63.7907 | 1
71.2585 | 33.7722 | 1
61.9798 | -5.1344 | 1
71.9429 | 17.9946 | 1
39.8241 | 55.6149 | 1
28.7804 | 54.3753 | 1
35.9131 | 61.5801 | 1
59.4191 | 36.5818 | 1
9.4375 | 31.8385 | 1
50.7641 | -18.8458 | 1
78.5565 | 33.9174 | 1
74.1564 | 54.9524 | 1
10.7023 | 44.6842 | 1
37.3377 | 3.3165 | 1
90.7823 | -22.3344 | 1
65.1221 | 34.0244 | 1
18.8341 | 5.2606 | 1
17.2668 | 21.1381 | 1
70.1207 | 48.9709 | 1
71.6711 | 0.6672 | 1
27.0001 | 14.0156 | 1
40.0536 | 23.3089 | 1
37.1206 | -14.6707 | 1
95.2307 | 35.1323 | 1
66.4999 | 27.6652 | 1
35.1514 | -29.2721 | 1
86.3679 | 33.9872 | 1
22.4224 | -6.0623 | 1
22.4586 | -14.9902 | 1
12.5827 | 51.9717 | 1
6.6221 | 28.4725 | 1
72.202 | 27.9073 | 1
84.2309 | 38.4191 | 1
15.5396 | -23.276 | 1
22.4059 | 51.8592 | 1
67.1169 | 62.0934 | 1
30.4488 | 8.9535 | 1
45.7794 | 6.1314 | 1
40.6001 | 63.5599 | 1
53.615 | 67.068 | 1
70.3567 | 29.9512 | 1
86.9928 | 10.087 | 1
36.6664 | 65.0862 | 1
85.592 | 55.1229 | 1
82.7594 | -6.1592 | 1
61.1572 | 35.8221 | 1
84.0242 | 12.958 | 1
99.7809 | 30.6028 | 1
43.5218 | 58.3549 | 1
51.5773 | -5.4043 | 1
98.0399 | 45.6571 | 1
19.9657 | 4.6833 | 1
4.23 | -26.4779 | 1
26.4088 | 55.9669 | 1
41.8998 | -8.8167 | 1
77.3429 | 11.816 | 1
71.7176 | 49.1868 | 1
89.0348 | -29.2251 | 1
7.1701 | 55.2124 | 1
3.2547 | 59.9588 | 1
42.5518 | -18.4886 | 1
35.7832 | -13.3552 | 1
82.2239 | 66.5636 | 1
21.9012 | 45.3771 | 1
87.9932 | 34.8444 | 1
2.6287 | 13.4887 | 1
12.2116 | 43.5642 | 1
52.0581 | -13.8478 | 1
89.4042 | 69.2014 | 1
90.8458 | -8.1668 | 1
98.0429 | 55.581 | 1
34.4314 | -2.3385 | 1
8.9393 | 69.2706 | 1
91.1474 | -4.5985 | 1
71.825 | 14.5563 | 1
91.3698 | 25.7566 | 1
83.721 | 15.3834 | 1
48.746 | -3.4851 | 1
30.5799 | 63.7743 | 1
1.6219 | 64.7213 | 1
40.4315 | 7.1575 | 1
5.868 | 24.0056 | 1
76.2092 | 18.9625 | 1
12.0577 | 64.5411 | 1
36.517 | 22.2181 | 1
26.5258 | 49.6326 | 1
17.6814 | 13.5892 | 1
34.9246 | 54.3349 | 1
6.3885 | -17.9558 | 1
99.723 | 33.0878 | 1
50.6503 | 34.4043 | 1
96.0504 | 59.7294 | 1
29.7106 | 17.4257 | 1
6.9301 | 18.7013 | 1
52.0468 | 63.7371 | 1
10.7289 | 55.8974 | 1
42.4933 | 15.2318 | 1
91.528 | -24.3597 | 1
48.3615 | 17.3251 | 1
42.4554 | 23.5683 | 1
87.0129 | -3.5714 | 1
21.3523 | 45.986 | 1
14.6608 | -26.104 | 1
59.9593 | 62.799 | 1
5.7202 | -12.9295 | 1
72.8601 | -24.4769 | 1
33.7596 | 11.3392 | 1
16.4274 | 57.289 | 1
85.2528 | 51.3577 | 1
95.188 | 4.6201 | 1
10.0629 | 28.4536 | 1
88.5858 | -22.2776 | 1
78.9119 | -23.2321 | 1
88.7124 | 58.6185 | 1
54.3673 | 60.1807 | 1
87.1653 | 44.797 | 1
86.8761 | -2.337 | 1
25.6399 | 30.8531 | 1
53.9028 | 16.5276 | 1
70.3457 | 40.5864 | 1
35.1937 | 37.2858 | 1
50.4966 | -3.0413 | 1
10.8735 | -23.1128 | 1
63.557 | -16.848 | 1
6.4499 | -21.2037 | 1
56.5444 | -15.3872 | 1
36.1736 | 39.1262 | 1
31.1541 | -19.7842 | 1
91.8155 | 46.4065 | 1
53.3437 | 39.5361 | 1
64.7911 | 17.3287 | 1
56.5505 | -1.0715 | 1
38.022 | 45.1042 | 1
39.42 | 41.8793 | 1
98.1368 | -10.8383 | 1
67.8896 | 32.6124 | 1
75.6044 | 62.3645 | 1
26.4336 | -19.4494 | 1
52.6809 | 56.0502 | 1
69.68 | 32.3938 | 1
81.1218 | 16.0094 | 1
32.1213 | 69.0286 | 1
1.2309 | -3.2373 | 1
79.5615 | -20.4444 | 1
5.284 | 2.6813 | 1
33.9453 | 1.8509 | 1
84.2879 | 37.6385 | 1
92.4992 | -8.1848 | 1
7.0809 | 33.3558 | 1
86.3121 | 7.203 | 1
27.8135 | 57.3563 | 1
39.9036 | 59.8255 | 1
21.6905 | -29.475 | 1
74.7146 | 65.0842 | 1
20.7076 | 62.8027 | 1
34.88 | 61.1205 | 1
94.8959 | -13.0315 | 1
92.554 | 0.2348 | 1
72.8967 | 22.3724 | 1
65.4876 | 18.1073 | 1
25.9299 | 2.0346 | 1
78.6886 | -19.9034 | 1
6.2098 | 60.0494 | 1
42.5559 | 34.5637 | 1
35.4624 | 52.1281 | 1
45.2095 | 10.7552 | 1
57.4047 | -21.5223 | 1
32.8692 | 55.3965 | 1
4.4665 | 61.0944 | 1
69.3723 | 26.3126 | 1
46.0451 | 61.6541 | 1
31.1873 | 58.2179 | 1
64.2487 | 38.2298 | 1
26.3768 | 24.0623 | 1
40.4168 | 15.9776 | 1
49.8944 | 55.7469 | 1
76.3613 | 12.3039 | 1
94.09 | -26.6552 | 1
1.3815 | 36.509 | 1
16.4058 | 59.9955 | 1
70.0898 | 10.0596 | 1
54.695 | 41.7245 | 1
63.6088 | -13.7448 | 1
65.5954 | -22.2415 | 1
14.3509 | -23.89 | 1
100.7907 | -14.2325 | 1
25.2869 | 21.604 | 1
34.49 | 2.5166 | 1
91.555 | 41.8163 | 1
4.5428 | 22.6271 | 1
78.187 | -10.7081 | 1
67.0705 | 41.286 | 1
68.823 | 60.1706 | 1
68.1667 | 44.2866 | 1
31.3445 | 53.8479 | 1
49.4642 | 3.4375 | 1
35.4782 | 37.5168 | 1
0.9341 | 56.6198 | 1
30.465 | 29.8333 | 1
69.1952 | 42.4102 | 1
52.6874 | 57.6784 | 1
47.4912 | 36.0172 | 1
11.3659 | -6.8941 | 1
90.9688 | 31.491 | 1
96.0652 | -29.2756 | 1
50.7591 | 32.1725 | 1
2.5529 | 38.7217 | 1
34.6826 | -23.7978 | 1
73.2222 | -18.1591 | 1
79.0704 | 31.2292 | 1
12.646 | 63.98 | 1
93.6074 | -14.4668 | 1
8.1323 | -10.6628 | 1
100.6767 | -24.438 | 1
80.7284 | 16.9488 | 1
96.4309 | -26.2595 | 1
5.2563 | 51.0215 | 1
27.0042 | -29.3993 | 1
86.347 | -16.162 | 1
66.6045 | 14.196 | 1
84.5738 | 64.7105 | 1
47.2443 | 11.0972 | 1
64.6115 | 65.8319 | 1
9.266 | 44.3346 | 1
74.6692 | 31.9924 | 1
32.5901 | 69.2452 | 1
85.0044 | 11.856 | 1
49.4829 | 64.582 | 1
57.8676 | -0.20904 | 1
34.9491 | 57.3423 | 1
9.8192 | 40.4029 | 1
66.5001 | -7.7534 | 1
85.7226 | 53.2126 | 1
4.5247 | -13.118 | 1
56.2804 | -29.9462 | 1
72.3596 | 28.9821 | 1
84.3161 | 3.4572 | 1
84.3262 | 52.5208 | 1
58.4091 | -15.4696 | 1
3.0737 | 3.0438 | 1
73.6914 | 35.5706 | 1
59.7431 | -14.1762 | 1
80.5047 | 55.6657 | 1
98.8734 | 7.2763 | 1
37.0926 | 51.8455 | 1
65.5662 | -1.478 | 1
18.8045 | -10.0952 | 1
99.6496 | 41.1324 | 1
58.1972 | 42.6877 | 1
5.1028 | 51.672 | 1
71.1414 | 66.8274 | 1
78.1394 | 51.5325 | 1
59.0897 | -27.1693 | 1
15.1626 | 1.6697 | 1
46.4401 | -4.2531 | 1
51.6593 | 14.2717 | 1
83.7548 | 67.0226 | 1
4.8459 | 11.4421 | 1
14.3992 | 41.2016 | 1
6.9899 | 65.4224 | 1
51.5888 | 28.6416 | 1
21.4972 | 10.4681 | 1
6.8263 | -24.5359 | 1
71.1504 | 10.2054 | 1
45.4775 | -14.3645 | 1
70.6386 | -21.2407 | 1
33.0739 | 63.9623 | 1
0.96285 | 30.357 | 1
64.9383 | 20.3971 | 1
42.4938 | 5.6449 | 1
51.864 | 39.9478 | 1
72.0158 | 69.6285 | 1
95.364 | 42.4625 | 1
78.0313 | 21.6681 | 1
94.9217 | 59.4593 | 1
86.7185 | 37.8816 | 1
74.8312 | 60.9189 | 1
15.0603 | -15.5505 | 1
66.6765 | 61.0059 | 1
8.476 | -16.1744 | 1
39.6832 | 48.2009 | 1
16.0342 | 31.3617 | 1
78.2889 | -19.6455 | 1
98.2544 | 66.6968 | 1
12.6932 | 4.6555 | 1
40.7038 | -17.7845 | 1
23.2767 | 48.1465 | 1
20.1975 | 5.4521 | 1
13.5903 | 44.9118 | 1
57.2698 | 1.0019 | 1
25.0348 | -15.1067 | 1
86.3305 | 58.1929 | 1
22.7725 | 13.5235 | 1
71.2195 | 9.7409 | 1
73.1688 | 26.4865 | 1
78.5804 | -17.0648 | 1
81.9345 | 9.7794 | 1
67.964 | -19.3949 | 1
66.4516 | 55.7512 | 1
30.6526 | 60.4587 | 1
83.9579 | -17.7678 | 1
40.3866 | -15.2255 | 1
59.0028 | 27.0287 | 1
48.2416 | 31.1879 | 1
95.4456 | 60.0974 | 1
44.5326 | 23.6046 | 1
81.2977 | -18.1622 | 1
54.5967 | 15.1654 | 1
14.6774 | 44.8395 | 1
49.3821 | 31.7597 | 1
55.0374 | 23.4292 | 1
95.3526 | -10.586 | 1
88.5632 | -3.2133 | 1
17.9926 | -18.3078 | 1
32.6082 | 16.5778 | 1
4.4278 | 12.1553 | 1
22.3201 | 20.8991 | 1
6.1177 | -6.8599 | 1
30.6865 | 32.6983 | 1
28.4065 | 49.0686 | 1
48.4372 | 44.3759 | 1
40.29 | 56.0158 | 1
60.4153 | -17.7586 | 1
92.9086 | 46.2883 | 1
50.3455 | 25.4768 | 1
57.7779 | -17.1572 | 1
34.4603 | 35.1248 | 1
65.8803 | 57.68 | 1
63.5527 | -24.5371 | 1
11.3675 | -17.2062 | 1
61.3876 | 56.0595 | 1
88.6412 | 18.0992 | 1
48.0812 | 49.1644 | 1
83.3053 | -25.1627 | 1
66.8532 | -28.0745 | 1
54.21 | 0.67592 | 1
97.3467 | 62.9633 | 1
84.4781 | 8.2711 | 1
77.7673 | -20.8592 | 1
74.5721 | 21.2981 | 1
46.4247 | 27.3358 | 1
90.8986 | 9.1553 | 1
26.5306 | 10.0189 | 1
1.2073 | 60.7997 | 1
17.2009 | 47.5995 | 1
49.798 | -23.8921 | 1
1.0194 | -26.0133 | 1
61.4852 | -8.8348 | 1
37.5363 | 30.341 | 1
55.296 | 52.6211 | 1
65.88 | 35.1715 | 1
62.3879 | 8.123 | 1
5.6115 | 68.3025 | 1
96.4114 | 46.1303 | 1
89.9756 | -3.7466 | 1
99.093 | 53.7954 | 1
59.426 | 4.6678 | 1
59.7009 | 33.477 | 1
45.6456 | 52.5666 | 1
79.5879 | 48.3352 | 1
81.0227 | 67.9872 | 1
58.6977 | -25.5694 | 1
57.3898 | 19.4729 | 1
30.2426 | 41.2334 | 1
7.5121 | -7.4521 | 1
59.3375 | 7.3335 | 1
20.0422 | 54.9975 | 1
9.6413 | 27.4043 | 1
0.34002 | 33.7786 | 1
47.2748 | 28.0878 | 1
57.749 | -19.4186 | 1
7.0408 | -18.8473 | 1
99.956 | 59.1508 | 1
31.7845 | -11.5656 | 1
94.7871 | -22.5095 | 1
58.0923 | 40.6077 | 1
49.6892 | 47.5135 | 1
36.1691 | 26.1061 | 1
94.3675 | 32.5577 | 1
60.5627 | 55.2976 | 1
4.0939 | 33.4798 | 1
33.1783 | -6.0764 | 1
7.845 | 20.2792 | 1
73.1392 | -0.22677 | 1
25.7678 | 17.2243 | 1
93.6166 | -5.8557 | 1
2.5554 | 54.2354 | 1
97.0659 | 39.3746 | 1
37.4949 | 50.3959 | 1
91.6621 | 8.6356 | 1
54.2558 | 14.8663 | 1
21.6034 | -0.4666 | 1
84.4276 | 1.7261 | 1
91.0586 | 55.7487 | 1
91.5624 | 27.1688 | 1
1.8747 | -11.0756 | 1
96.0219 | -1.1489 | 1
8.8045 | 18.5226 | 1
48.2772 | 55.1199 | 1
95.8434 | -21.8703 | 1
82.3628 | 18.2392 | 1
50.263 | 30.3455 | 1
27.4417 | 36.7747 | 1
86.4786 | 14.5819 | 1
29.8144 | 61.9018 | 1
44.6573 | 0.50603 | 1
5.5209 | -19.3151 | 1
76.3589 | 35.042 | 1
35.6642 | 48.4807 | 1
23.3028 | 6.2438 | 1
11.6892 | 68.2847 | 1
5.6027 | 65.9864 | 1
43.7984 | 35.7506 | 1
80.2439 | 69.7497 | 1
75.6822 | 35.1597 | 1
28.6909 | -18.927 | 1
36.5415 | -6.2394 | 1
53.6966 | 50.265 | 1
22.1406 | -8.0009 | 1
15.2725 | 10.0876 | 1
92.5258 | 43.2031 | 1
64.8953 | -29.9396 | 1
17.5676 | 11.0135 | 1
51.0189 | 40.3942 | 1
82.8131 | 32.2224 | 1
23.6419 | 4.0264 | 1
53.8258 | -9.8759 | 1
89.3148 | 1.2278 | 1
44.968 | 45.9883 | 1
82.5369 | 58.7994 | 1
68.5383 | 64.9162 | 1
90.8446 | 62.3449 | 1
83.5254 | 35.2102 | 1
21.116 | 67.1058 | 1
61.8277 | 54.2857 | 1
76.788 | 26.1981 | 1
53.1114 | -26.2016 | 1
25.9243 | 63.4432 | 1
21.9292 | -25.3168 | 1
44.5588 | 1.3327 | 1
86.7354 | 32.2855 | 1
92.8961 | -20.3142 | 1
76.744 | 17.2081 | 1
91.4347 | -9.7766 | 1
29.7805 | -23.7782 | 1
87.2178 | -11.5479 | 1
32.469 | 63.9456 | 1
22.0802 | 32.1228 | 1
78.2991 | 44.866 | 1
41.6566 | 10.6901 | 1
78.4766 | 59.4891 | 1
88.5964 | -9.6217 | 1
61.6236 | 15.4393 | 1
52.1866 | 31.1655 | 1
8.9878 | 64.0803 | 1
32.8493 | -0.57361 | 1
28.7583 | 42.7729 | 1
54.8447 | 21.7987 | 1
30.9136 | 52.3317 | 1
15.4648 | -10.6628 | 1
11.953 | 62.0275 | 1
27.6058 | 59.9671 | 1
79.3979 | 5.5802 | 1
74.2594 | 59.5339 | 1
9.7875 | 27.3823 | 1
13.5221 | 65.2845 | 1
37.6426 | -7.0253 | 1
46.2448 | 43.7396 | 1
90.2545 | 22.5974 | 1
86.5331 | 26.7254 | 1
21.568 | 59.4569 | 1
69.5164 | 5.9705 | 1
31.5994 | 35.1044 | 1
39.1898 | 66.5094 | 1
12.9139 | -11.7687 | 1
18.5969 | 50.7677 | 1
58.1572 | 54.9461 | 1
28.2773 | 35.7648 | 1
5.3217 | 63.3228 | 1
1.5528 | 6.8267 | 1
27.9331 | 68.6031 | 1
2.753 | 44.6751 | 1
57.8193 | 40.1836 | 1
67.5742 | 45.1467 | 1
26.8963 | 56.5796 | 1
12.0292 | 22.6892 | 1
54.5998 | 23.0966 | 1
53.1128 | 11.2437 | 1
25.2362 | 25.2829 | 1
89.9016 | 62.385 | 1
8.8074 | -19.2046 | 1
47.1589 | 61.7297 | 1
96.8876 | 66.6739 | 1
94.5875 | -18.7731 | 1
6.1859 | 53.5366 | 1
58.6462 | 6.573 | 1
57.8636 | 4.8499 | 1
25.0174 | 33.2156 | 1
14.9908 | 3.5371 | 1
40.8835 | 21.3497 | 1
41.0153 | 6.7734 | 1
71.0865 | 23.3039 | 1
42.029 | 58.1727 | 1
56.6781 | -7.3421 | 1
7.9437 | -5.9134 | 1
9.3416 | -29.7642 | 1
30.4553 | 58.6912 | 1
78.6673 | 49.0378 | 1
53.5495 | 0.9357 | 1
8.3505 | 2.4719 | 1
30.4833 | 16.2641 | 1
97.3916 | -10.3861 | 1
91.7858 | 18.8893 | 1
66.2589 | 21.7197 | 1
36.6039 | -19.1477 | 1
79.4055 | 32.4886 | 1
55.4013 | 19.8807 | 1
16.3257 | -3.7688 | 1
71.0943 | 39.6273 | 1
96.0311 | 32.9393 | 1
32.2794 | 26.2655 | 1
82.4077 | 68.1197 | 1
15.5197 | 44.9464 | 1
88.4192 | 12.5273 | 1
52.9793 | 13.514 | 1
51.3919 | 38.7803 | 1
12.0492 | -17.0448 | 1
80.0347 | 8.5058 | 1
55.269 | 60.1588 | 1
68.5269 | -6.2819 | 1
79.4131 | 16.0938 | 1
63.1452 | 8.4151 | 1
1.89 | 67.4056 | 1
64.132 | 55.4218 | 1
27.9333 | 23.5949 | 1
47.7604 | 54.9725 | 1
97.4767 | -10.2441 | 1
40.149 | 41.0522 | 1
38.0527 | 35.0241 | 1
9.3867 | 22.3177 | 1
16.3614 | 69.077 | 1
8.5031 | 54.6564 | 1
56.2224 | -14.6263 | 1
31.3064 | -11.0896 | 1
48.8901 | 62.9935 | 1
60.5624 | -15.0424 | 1
93.4537 | 48.9492 | 1
51.0875 | 37.3828 | 1
100.8506 | 64.3454 | 1
23.943 | 26.3501 | 1
97.077 | 47.0306 | 1
15.8561 | -17.3159 | 1
48.2501 | 59.1582 | 1
32.2934 | 32.1658 | 1
73.1611 | 39.5156 | 1
57.3477 | 64.3875 | 1
44.672 | 28.4203 | 1
3.5478 | -2.1935 | 1
78.5124 | -10.1064 | 1
36.2094 | 30.7029 | 1
38.9404 | 40.8511 | 1
91.7288 | 1.7472 | 1
41.2045 | 24.9823 | 1
86.548 | 11.1394 | 1
39.2339 | 68.9509 | 1
100.2427 | 15.7241 | 1
88.34 | 43.147 | 1
64.6023 | 62.6759 | 1
21.4569 | 52.7213 | 1
98.9407 | 32.2491 | 1
10.275 | 0.0097365 | 1
23.7945 | -16.2207 | 1
18.2714 | -16.7331 | 1
7.0904 | 66.0111 | 1
6.7176 | 28.6416 | 1
32.402 | -25.286 | 1
83.5487 | 31.5928 | 1
9.5652 | 50.8215 | 1
29.2023 | 40.3844 | 1
81.4767 | -9.5017 | 1
66.5511 | 30.9047 | 1
20.2761 | -7.3847 | 1
48.3893 | -15.5039 | 1
92.1056 | -14.7011 | 1
17.3969 | -6.2768 | 1
76.7249 | 19.9272 | 1
99.3395 | -20.1511 | 1
53.8043 | 51.4136 | 1
27.5149 | 47.3686 | 1
72.1066 | 11.9334 | 1
92.136 | 37.2283 | 1
37.7666 | -2.1432 | 1
2.8371 | 1.1564 | 1
71.7693 | 52.5604 | 1
6.8281 | 1.9155 | 1
40.2373 | 45.3909 | 1
10.793 | 35.1354 | 1
14.1776 | 17.8624 | 1
2.0292 | 6.8311 | 1
40.0278 | 35.3912 | 1
96.9628 | 0.52854 | 1
64.7364 | -16.962 | 1
42.8342 | 14.0614 | 1
67.3927 | 6.773 | 1
21.3581 | 12.2133 | 1
51.2845 | 62.7907 | 1
25.4677 | 38.7658 | 1
89.2122 | 8.6502 | 1
31.9657 | 32.5512 | 1
53.0232 | 5.9043 | 1
97.1125 | 10.1155 | 1
10.5039 | -10.4072 | 1
93.0587 | 45.1876 | 1
78.0224 | -19.9701 | 1
25.2101 | -17.9297 | 1
100.3166 | 43.2383 | 1
33.4489 | 24.0417 | 1
39.0155 | -28.1194 | 1
98.1946 | 59.0203 | 1
80.9233 | 15.7342 | 1
31.016 | 38.8705 | 1
80.4491 | -22.349 | 1
13.7502 | 68.3884 | 1
15.453 | 30.5256 | 1
0.041564 | 4.6088 | 1
40.3853 | -7.0347 | 1
17.3801 | 54.4143 | 1
17.2146 | 65.2073 | 1
63.6915 | 59.4689 | 1
19.5243 | -4.7865 | 1
95.0907 | -6.8733 | 1
57.6357 | 32.0715 | 1
21.1639 | 63.0911 | 1
41.5827 | 50.4143 | 1
19.717 | -19.2242 | 1
26.6057 | 27.2686 | 1
98.9687 | 16.3398 | 1
44.9745 | 28.2654 | 1
23.5614 | 57.5219 | 1
77.9449 | 17.2838 | 1
71.0124 | 20.2773 | 1
16.8388 | 66.3893 | 1
81.5942 | -23.1426 | 1
93.6067 | 14.1714 | 1
29.466 | -16.2304 | 1
90.7982 | 69.1148 | 1
24.3131 | -13.8134 | 1
46.5604 | -19.5451 | 1
86.8229 | 46.3673 | 1
36.8358 | -19.8303 | 1
60.1762 | 0.051989 | 1
5.1151 | -7.1781 | 1
4.6799 | 67.3128 | 1
33.0501 | 23.3252 | 1
61.3876 | -3.2398 | 1
88.4347 | 41.9276 | 1
85.3454 | -22.3327 | 1
89.0193 | 10.4113 | 1
32.0374 | 2.4409 | 1
14.571 | 31.5455 | 1
13.9208 | -4.5899 | 1
93.391 | 27.8446 | 1
12.9311 | 18.5326 | 1
35.9343 | -12.0427 | 1
79.2303 | 18.2735 | 1
97.6532 | 1.8972 | 1
35.6755 | 5.4512 | 1
70.0312 | -3.9227 | 1
87.4393 | -3.208 | 1
40.8146 | -10.4876 | 1
37.1016 | 11.9861 | 1
82.0467 | 18.4534 | 1
41.3825 | 39.4043 | 1
32.18 | 16.6891 | 1
23.4034 | 29.0466 | 1
21.7528 | 35.8793 | 1
13.8068 | 56.7836 | 1
55.5816 | 60.6204 | 1
1.694 | 11.3405 | 1
95.8158 | 24.9132 | 1
0.71661 | 18.817 | 1
20.2407 | 13.1678 | 1
80.8487 | 9.6746 | 1
14.409 | -28.9852 | 1
53.0905 | 30.9377 | 1
69.8314 | 52.8096 | 1
100.1734 | -1.3785 | 1
89.1788 | -20.8057 | 1
35.4741 | -22.2783 | 1
43.8178 | 36.6049 | 1
78.4997 | -29.5495 | 1
74.3312 | 62.1161 | 1
97.4746 | -0.17351 | 1
52.0649 | 9.2594 | 1
74.9692 | 14.5475 | 1
23.3348 | 48.8536 | 1
15.4317 | 34.6704 | 1
64.4636 | 13.5677 | 1
85.0542 | -8.3228 | 1
78.4114 | 10.7333 | 1
8.4927 | 25.6962 | 1
19.2797 | 50.3921 | 1
75.0848 | -13.391 | 1
95.7885 | 68.4414 | 1
5.7032 | 26.7495 | 1
71.7571 | 8.0598 | 1
99.1236 | 51.6485 | 1
35.0797 | -28.477 | 1
90.1949 | 32.5938 | 1
34.9443 | 55.4536 | 1
77.7559 | 44.3793 | 1
99.668 | -27.1045 | 1
30.8861 | 21.4692 | 1
5.5366 | -0.29644 | 1
71.4477 | 28.6646 | 1
37.639 | 48.5593 | 1
0.74456 | -13.7306 | 1
59.487 | 40.9587 | 1
70.079 | 1.1926 | 1
48.0691 | 64.1516 | 1
29.7151 | 60.7045 | 1
29.4963 | -12.739 | 1
17.0306 | 59.7199 | 1
89.3975 | -20.0474 | 1
15.2577 | 48.8096 | 1
95.5091 | -5.2323 | 1
9.9235 | 51.9907 | 1
77.431 | -14.2567 | 1
54.4262 | 25.4978 | 1
16.7344 | -0.55482 | 1
71.4454 | -29.0575 | 1
3.6406 | 39.4191 | 1
61.8491 | -11.1367 | 1
74.1875 | 20.75 | 1
27.2644 | 23.3761 | 1
18.6651 | 3.4325 | 1
14.1189 | 65.9787 | 1
79.9299 | 37.7981 | 1
39.6585 | -26.92 | 1
86.9896 | -14.9804 | 1
32.4649 | -9.4524 | 1
69.6966 | 35.3263 | 1
56.6937 | 24.7746 | 1
18.8224 | 9.8809 | 1
90.5078 | 16.6812 | 1
16.8308 | 53.0397 | 1
26.3327 | 1.4345 | 1
86.9406 | 46.1422 | 1
18.2336 | -8.1078 | 1
14.1433 | 24.3904 | 1
43.0097 | 0.74742 | 1
11.9773 | 20.6371 | 1
86.3874 | 65.8863 | 1
74.0262 | 25.1136 | 1
59.4122 | -17.2461 | 1
66.6644 | -7.2906 | 1
60.9923 | 37.1179 | 1
89.1496 | 68.8486 | 1
92.4261 | -5.4876 | 1
13.6374 | -29.6163 | 1
84.8835 | -26.8975 | 1
95.5587 | 11.0195 | 1
39.5535 | 52.849 | 1
24.7185 | 19.6013 | 1
87.0199 | 64.124 | 1
35.6238 | 9.701 | 1
60.9787 | 37.1877 | 1
41.8234 | 31.5675 | 1
46.5915 | 65.375 | 1
70.6027 | 11.4854 | 1
3.0522 | -27.1189 | 1
32.4993 | 48.7461 | 1
18.0287 | 32.3128 | 1
27.5717 | 52.2896 | 1
72.9071 | 17.2913 | 1
59.4518 | 1.1455 | 1
29.9452 | -18.8141 | 1
12.3298 | 56.2784 | 1
51.6207 | 31.2971 | 1
17.9231 | -21.1392 | 1
4.3108 | 33.9041 | 1
34.0961 | 18.7128 | 1
92.1403 | 14.4496 | 1
39.2614 | 19.3929 | 1
28.7668 | 33.9675 | 1
99.9964 | 14.8666 | 1
98.8269 | -10.3445 | 1
52.9355 | 22.0199 | 1
20.0549 | 27.3798 | 1
52.0424 | 35.6423 | 1
100.6429 | 2.6062 | 1
45.9072 | 48.7641 | 1
88.5579 | -13.1898 | 1
57.3286 | 32.305 | 1
46.5273 | -21.6868 | 1
80.3548 | 54.4104 | 1
17.0298 | 0.43372 | 1
29.9836 | 62.1138 | 1
84.1677 | -2.8319 | 1
2.7509 | 13.4308 | 1
69.4103 | 51.7237 | 1
39.7767 | 40.1444 | 1
1.936 | 9.7118 | 1
69.5377 | 4.0736 | 1
93.0281 | 54.8612 | 1
64.8954 | -13.1527 | 1
75.5685 | 36.9349 | 1
70.5792 | -15.3883 | 1
87.3128 | 19.1387 | 1
96.2932 | 40.9035 | 1
65.3967 | -26.6561 | 1
43.0894 | 64.9765 | 1
86.4407 | 30.9614 | 1
5.0728 | 41.5206 | 1
65.6119 | -29.5234 | 1
71.2737 | -27.0502 | 1
22.3302 | 37.5004 | 1
18.7669 | 7.4398 | 1
57.8874 | -21.7458 | 1
56.9738 | 27.9238 | 1
9.1957 | 50.9057 | 1
77.1106 | -26.7094 | 1
55.01 | -9.2313 | 1
57.5869 | 35.7993 | 1
36.9333 | 10.1969 | 1
45.3177 | -13.1878 | 1
23.7462 | -19.3054 | 1
54.3589 | 23.0013 | 1
22.9595 | 66.4786 | 1
57.7964 | 67.3878 | 1
90.2994 | 47.7074 | 1
80.0867 | -16.1408 | 1
53.6362 | -8.8261 | 1
78.8369 | 11.4614 | 1
50.7508 | -1.3364 | 1
84.5565 | -23.7021 | 1
22.6295 | -14.9236 | 1
46.2036 | -7.0958 | 1
95.9904 | 68.4693 | 1
82.2541 | 14.9504 | 1
16.8808 | 39.1317 | 1
44.7252 | 43.893 | 1
100.6834 | 1.3562 | 1
90.0612 | -13.9411 | 1
81.2884 | 7.3418 | 1
21.7354 | 25.1334 | 1
70.7075 | -22.2118 | 1
0.9331 | 46.2537 | 1
55.244 | 21.6772 | 1
52.9259 | 44.0074 | 1
16.094 | -16.6141 | 1
32.7588 | 60.4609 | 1
36.6131 | 51.7404 | 1
63.3101 | 68.1388 | 1
77.4079 | 67.3459 | 1
50.6025 | 41.354 | 1
66.4248 | 51.3503 | 1
81.9352 | 37.7268 | 1
100.3199 | 50.1193 | 1
49.1427 | -1.3101 | 1
68.884 | 54.0149 | 1
50.8727 | 36.7971 | 1
16.2537 | 41.1153 | 1
65.6693 | 42.7533 | 1
6.4028 | -11.9587 | 1
75.3453 | 47.1026 | 1
23.5889 | 67.4253 | 1
38.5017 | -13.4425 | 1
23.9894 | 62.6146 | 1
20.1931 | 44.8876 | 1
90.8678 | 62.6297 | 1
22.981 | 28.8279 | 1
11.3881 | 29.5508 | 1
10.6253 | 32.262 | 1
53.7762 | -29.3265 | 1
7.5813 | 50.125 | 1
37.7828 | 18.1336 | 1
49.1823 | -28.246 | 1
15.7597 | -8.324 | 1
54.6806 | -15.5655 | 1
63.659 | 67.0131 | 1
22.7345 | 19.2692 | 1
38.2893 | -28.9745 | 1
71.9574 | -28.0862 | 1
65.4593 | 27.4223 | 1
48.7184 | 49.2698 | 1
47.5795 | 49.2666 | 1
27.075 | 14.8656 | 1
15.0366 | -24.2918 | 1
36.2596 | -11.684 | 1
74.3664 | 19.0295 | 1
2.1051 | 49.2947 | 1
98.998 | 50.474 | 1
61.4244 | 69.6456 | 1
42.7428 | 68.1 | 1
72.6227 | 53.4363 | 1
83.4507 | -13.5867 | 1
41.3607 | 9.1951 | 1
41.0154 | -14.0022 | 1
68.1649 | 31.9081 | 1
88.1424 | 59.9372 | 1
29.7952 | 18.8263 | 1
49.7928 | 61.5348 | 1
62.3644 | 69.1614 | 1
74.87 | -5.7304 | 1
7.2926 | 47.8672 | 1
85.7459 | 26.3824 | 1
74.7009 | 35.7131 | 1
28.0285 | -26.1063 | 1
96.1343 | -7.3511 | 1
70.1847 | 13.2942 | 1
14.4771 | 45.3938 | 1
83.2385 | 46.8887 | 1
46.1977 | -21.6149 | 1
79.3662 | 44.8014 | 1
94.8582 | 63.6667 | 1
49.7929 | 4.2445 | 1
69.9248 | 43.9772 | 1
60.356 | 37.6407 | 1
11.6017 | 23.7016 | 1
19.6315 | 24.161 | 1
28.8714 | 29.3905 | 1
88.4392 | 37.8342 | 1
68.1857 | 53.2993 | 1
51.8128 | 45.4873 | 1
55.8917 | 3.7474 | 1
42.6151 | 28.314 | 1
96.0627 | -26.206 | 1
83.8001 | 56.0542 | 1
52.6253 | 46.8828 | 1
86.3957 | -16.9981 | 1
69.3934 | 52.7392 | 1
33.4064 | -27.3006 | 1
45.0023 | 24.1772 | 1
65.779 | 58.3222 | 1
29.1565 | 45.2333 | 1
23.96 | 3.4717 | 1
78.085 | 53.5563 | 1
22.15 | 55.6508 | 1
78.866 | 60.9026 | 1
52.9073 | 20.8344 | 1
75.6274 | -12.894 | 1
49.7964 | 36.6731 | 1
87.7848 | 18.7472 | 1
84.5048 | 27.6026 | 1
44.8663 | 61.9062 | 1
22.0476 | -22.4223 | 1
52.4204 | 24.3256 | 1
76.5579 | 63.054 | 1
42.1766 | -22.3396 | 1
94.4032 | -26.9326 | 1
39.643 | 9.7269 | 1
32.6668 | 9.9982 | 1
73.4905 | 47.8656 | 1
60.5882 | 1.1957 | 1
2.5874 | 27.9835 | 1
68.3263 | -26.5565 | 1
32.5198 | -3.8316 | 1
62.9287 | 40.5836 | 1
3.7801 | -1.5376 | 1
71.1209 | 37.258 | 1
29.3317 | 44.4992 | 1
4.9062 | -29.8241 | 1
50.4475 | 4.5941 | 1
88.2972 | -25.9609 | 1
60.7106 | -12.0169 | 1
36.5971 | 37.2721 | 1
61.3533 | 51.5545 | 1
35.0824 | -6.8818 | 1
12.303 | 68.0458 | 1
79.1957 | 23.6535 | 1
14.5635 | 24.9681 | 1
33.8761 | 66.5896 | 1
1.6104 | -19.3231 | 1
72.2902 | -2.3981 | 1
87.2067 | 67.5368 | 1
35.3816 | 51.7956 | 1
1.3424 | 51.4926 | 1
54.3727 | 40.5092 | 1
90.4455 | 40.0936 | 1
90.2985 | 17.3155 | 1
31.3876 | 57.502 | 1
33.0975 | 11.5159 | 1
87.8042 | 28.939 | 1
75.278 | 54.3387 | 1
67.2665 | 24.2675 | 1
12.6943 | 43.9294 | 1
50.8447 | -24.5841 | 1
84.1531 | 60.7339 | 1
81.7057 | 32.3075 | 1
75.9865 | -19.2504 | 1
71.2712 | -24.165 | 1
84.0179 | 15.9418 | 1
66.0449 | 57.8921 | 1
19.8619 | 32.6552 | 1
38.182 | -26.4393 | 1
81.9537 | 4.934 | 1
37.2296 | -0.53175 | 1
53.0867 | 49.9939 | 1
64.3552 | -23.7921 | 1
3.2473 | 31.0253 | 1
67.4325 | 48.5355 | 1
44.1577 | 18.2751 | 1
21.457 | 22.7604 | 1
56.7002 | 62.0091 | 1
85.0221 | 38.9982 | 1
57.026 | 63.006 | 1
71.2316 | 26.8946 | 1
4.2567 | 19.7848 | 1
4.9966 | 62.9088 | 1
66.3809 | -9.4861 | 1
39.3898 | 61.7313 | 1
25.7303 | 38.445 | 1
62.0909 | -12.599 | 1
3.7003 | 59.8799 | 1
49.8995 | 27.0742 | 1
39.1948 | 43.1855 | 1
93.6573 | -28.2752 | 1
65.0395 | -14.0743 | 1
72.7584 | 25.1417 | 1
56.9622 | -29.9972 | 1
85.3636 | 1.1084 | 1
89.0766 | 22.1827 | 1
73.0722 | -22.2821 | 1
29.2925 | -6.3905 | 1
98.9038 | 3.8432 | 1
33.91 | 26.8097 | 1
28.1643 | -15.8046 | 1
15.2509 | -12.0033 | 1
99.4947 | 21.4563 | 1
40.2137 | -19.2966 | 1
58.1144 | 50.0699 | 1
18.4052 | -7.1023 | 1
14.5478 | -1.8898 | 1
89.0693 | 69.277 | 1
49.3265 | 67.4493 | 1
77.6804 | 60.7954 | 1
90.9676 | 56.8025 | 1
97.5878 | 52.4511 | 1
29.8596 | -5.2312 | 1
79.8513 | 47.0249 | 1
10.86 | 45.3893 | 1
48.8456 | 13.3025 | 1
94.1934 | 36.6336 | 1
32.2639 | 38.2588 | 1
91.3882 | -25.9869 | 1
8.3339 | 19.6871 | 1
63.4311 | -2.5772 | 1
67.7884 | -19.0071 | 1
61.9398 | -28.1289 | 1
3.9142 | 24.3519 | 1
62.9349 | 12.8566 | 1
43.1218 | 13.7951 | 1
18.4933 | 36.8829 | 1
27.538 | -15.6708 | 1
41.2844 | 32.9426 | 1
44.0446 | 6.237 | 1
42.9068 | 18.6853 | 1
72.1864 | 17.9656 | 1
3.8853 | 56.9279 | 1
94.0212 | -14.7291 | 1
65.4076 | 13.9398 | 1
53.1907 | 46.5869 | 1
58.8215 | 60.1407 | 1
72.1111 | 3.3696 | 1
85.0005 | 45.6428 | 1
88.5071 | 33.7645 | 1
96.9941 | 40.5739 | 1
84.7802 | 40.5081 | 1
89.9752 | 56.2416 | 1
71.9154 | 9.8032 | 1
33.3006 | -23.3206 | 1
26.7361 | -7.1562 | 1
62.498 | 67.7527 | 1
48.761 | -19.4724 | 1
92.9739 | 46.3734 | 1
62.4075 | 25.3077 | 1
100.3204 | -2.6484 | 1
65.521 | 22.7075 | 1
2.119 | 22.4922 | 1
62.2947 | -4.1011 | 1
20.8198 | 16.9715 | 1
14.0231 | 1.6446 | 1
65.0373 | 6.2943 | 1
41.617 | 2.2218 | 1
90.3607 | -21.1742 | 1
57.5333 | 55.7718 | 1
58.3349 | -5.5009 | 1
48.7144 | 44.8178 | 1
55.0701 | 3.13 | 1
34.1497 | 33.7656 | 1
3.9296 | 25.1765 | 1
47.296 | 53.7265 | 1
83.1639 | 38.4324 | 1
62.5768 | 38.9185 | 1
1.8145 | -4.3925 | 1
5.2653 | 42.8304 | 1
0.38409 | 32.5313 | 1
63.845 | 5.2111 | 1
58.507 | -6.1432 | 1
13.6789 | 27.9897 | 1
88.3315 | 58.1455 | 1
98.9948 | -1.2997 | 1
27.0215 | 53.4345 | 1
2.1681 | 21.4431 | 1
25.3504 | 48.4462 | 1
83.5112 | -16.0402 | 1
9.653 | 9.1923 | 1
66.2249 | 24.5146 | 1
11.2478 | -22.9948 | 1
90.6764 | 25.063 | 1
64.1751 | 65.7846 | 1
3.7252 | -9.5416 | 1
23.0131 | -27.7009 | 1
82.4375 | 9.9012 | 1
47.3397 | -9.6827 | 1
15.7832 | 4.3008 | 1
22.5032 | 12.2733 | 1
9.7047 | 44.0801 | 1
31.8689 | -27.6049 | 1
93.1572 | 68.065 | 1
22.8612 | -20.8946 | 1
49.9217 | 69.1501 | 1
78.1418 | 57.1365 | 1
22.3966 | -4.9635 | 1
19.3861 | 57.8009 | 1
13.3088 | 16.8201 | 1
8.4113 | -3.1951 | 1
32.6115 | 13.2781 | 1
20.2642 | 2.5259 | 1
86.0196 | 21.7919 | 1
21.4755 | 37.3235 | 1
41.2185 | 8.3754 | 1
73.1613 | -10.7848 | 1
12.9171 | 60.6325 | 1
60.407 | 5.4401 | 1
98.3245 | 14.9401 | 1
5.3517 | 28.4844 | 1
18.6727 | -10.2585 | 1
27.3041 | -26.9892 | 1
88.7412 | 58.3184 | 1
44.3414 | 29.6046 | 1
71.3139 | -23.5615 | 1
55.1495 | 55.1371 | 1
100.0502 | 32.2936 | 1
59.5836 | -29.3392 | 1
77.1808 | -6.3597 | 1
32.6689 | 7.7773 | 1
70.3757 | -18.4874 | 1
57.4098 | 50.0122 | 1
81.3742 | 18.0977 | 1
16.8877 | 55.5296 | 1
75.931 | -17.4317 | 1
28.421 | 69.8868 | 1
22.2226 | 68.7315 | 1
42.4737 | -14.303 | 1
32.9802 | 40.5004 | 1
71.069 | -10.0409 | 1
12.9645 | 56.4281 | 1
64.6962 | 29.1193 | 1
62.5976 | -18.075 | 1
28.8614 | -21.0711 | 1
11.7511 | 23.7763 | 1
83.652 | 22.5638 | 1
67.2754 | -20.824 | 1
23.0538 | -8.6742 | 1
75.3529 | -29.3953 | 1
6.6776 | 28.2966 | 1
76.1598 | 57.9317 | 1
35.9261 | 27.4091 | 1
15.8368 | -28.5796 | 1
17.7188 | -13.9928 | 1
33.0506 | -8.7723 | 1
50.5013 | 57.8919 | 1
23.7492 | 7.961 | 1
49.9751 | 53.1057 | 1
66.0849 | -0.18165 | 1
89.4297 | 25.2875 | 1
23.7498 | 67.7423 | 1
12.0568 | 7.9817 | 1
54.4538 | 9.2788 | 1
70.2113 | 0.94436 | 1
54.9931 | 61.8432 | 1
54.2135 | 67.1749 | 1
7.92 | 39.3245 | 1
0.69358 | -22.7974 | 1
88.9676 | -10.5701 | 1
94.2865 | -6.3192 | 1
61.0244 | -16.5044 | 1
98.1031 | 15.0804 | 1
79.3961 | 16.3542 | 1
7.2743 | 60.8843 | 1
90.5706 | -13.733 | 1
8.4654 | -1.6819 | 1
65.8292 | 10.3316 | 1
11.774 | -17.7111 | 1
12.2634 | -3.9746 | 1
97.3584 | 46.0611 | 1
62.8892 | -1.2295 | 1
30.4924 | 45.3208 | 1
56.7985 | -20.3963 | 1
63.4045 | -27.5653 | 1
51.7139 | -22.2007 | 1
11.9462 | -20.0021 | 1
88.3182 | 28.2911 | 1
82.5335 | -19.0742 | 1
30.5029 | 43.3784 | 1
26.7169 | 68.872 | 1
32.4866 | 22.4284 | 1
4.2449 | 28.7197 | 1
61.8459 | 28.283 | 1
3.8354 | 43.5142 | 1
97.402 | 1.1174 | 1
8.2505 | 15.2494 | 1
32.4679 | 67.8781 | 1
18.9583 | 41.9467 | 1
3.4966 | -25.2823 | 1
38.2987 | 43.7041 | 1
73.6812 | 46.3644 | 1
59.999 | 64.7306 | 1
48.4434 | 24.9296 | 1
49.9758 | -27.4093 | 1
80.7212 | -18.6672 | 1
64.3144 | 30.5143 | 1
48.592 | 64.9217 | 1
82.9649 | 68.9888 | 1
50.2782 | -16.6017 | 1
39.2974 | 58.779 | 1
23.0062 | -12.0151 | 1
100.2265 | -5.4182 | 1
25.4457 | 39.0816 | 1
83.78 | 47.9557 | 1
67.4388 | 21.5029 | 1
70.0984 | 41.1235 | 1
20.3091 | 4.3094 | 1
54.1125 | 20.828 | 1
52.1148 | 12.2095 | 1
65.2055 | -16.9737 | 1
67.1092 | -22.7311 | 1
7.8349 | 17.5312 | 1
28.0448 | 61.5526 | 1
38.4318 | 22.9189 | 1
70.2775 | -28.746 | 1
99.2622 | -11.2257 | 1
15.0547 | 35.3117 | 1
92.2626 | 65.3426 | 1
45.6521 | -19.8224 | 1
60.3915 | 54.2196 | 1
60.544 | 51.0789 | 1
91.6301 | 9.5918 | 1
96.2671 | -20.508 | 1
18.2639 | 21.6766 | 1
21.2645 | -8.3462 | 1
65.8839 | 55.8383 | 1
10.7379 | 49.0033 | 1
76.5365 | 5.236 | 1
2.954 | -29.6889 | 1
65.1023 | -0.86591 | 1
32.4121 | 14.6708 | 1
95.107 | 8.8251 | 1
69.764 | 12.1558 | 1
47.6532 | 36.5189 | 1
3.3475 | 29.7721 | 1
58.5827 | 33.024 | 1
54.1512 | -17.1438 | 1
33.9936 | -3.2272 | 1
91.807 | 11.2795 | 1
93.2634 | 45.7941 | 1
22.8586 | -21.8026 | 1
83.6035 | -27.3703 | 1
50.7169 | -0.82971 | 1
14.8996 | 64.2225 | 1
33.1413 | -19.6993 | 1
83.4711 | 17.6969 | 1
65.032 | -22.51 | 1
9.2575 | 36.4539 | 1
52.2851 | -10.1491 | 1
18.5672 | -20.297 | 1
69.464 | 54.9681 | 1
53.1815 | 39.57 | 1
56.1659 | 30.8202 | 1
84.7735 | 10.5717 | 1
41.5638 | 40.9832 | 1
71.3146 | -18.1518 | 1
8.5521 | 29.8767 | 1
24.5829 | -0.26304 | 1
33.2337 | -20.0234 | 1
45.7373 | 45.9053 | 1
67.1693 | -10.6645 | 1
83.9322 | -9.4103 | 1
51.527 | 41.3589 | 1
85.253 | 57.5733 | 1
86.8117 | -26.8308 | 1
4.0193 | 9.5574 | 1
83.0511 | -18.4678 | 1
54.1887 | 54.5378 | 1
53.1623 | 66.5441 | 1
85.5475 | -10.5592 | 1
10.822 | -16.365 | 1
1.817 | 40.2077 | 1
97.2213 | 50.6271 | 1
71.7945 | 0.69503 | 1
55.2566 | -10.7494 | 1
56.7856 | -3.6806 | 1
21.9304 | -15.8874 | 1
96.8432 | -21.5659 | 1
90.101 | 5.5054 | 1
20.8899 | -21.3153 | 1
61.8589 | 28.1081 | 1
89.3697 | 13.1382 | 1
60.106 | -27.1212 | 1
63.2426 | 1.3702 | 1
36.0949 | 46.2125 | 1
28.0422 | 22.1791 | 1
94.559 | 5.0193 | 1
52.3667 | 64.9979 | 1
9.7798 | 52.4637 | 1
11.386 | 34.1277 | 1
14.0698 | 48.7677 | 1
45.1018 | 66.3906 | 1
19.0678 | 35.9633 | 1
52.0205 | 51.2487 | 1
18.64 | 64.0992 | 1
90.6419 | -11.76 | 1
95.9338 | 0.25791 | 1
53.4048 | -15.7737 | 1
7.3252 | 4.3511 | 1
23.8292 | -20.3366 | 1
85.668 | 60.9941 | 1
79.0875 | 46.5496 | 1
36.4597 | 11.3013 | 1
55.9242 | 18.4836 | 1
68.2747 | -16.2565 | 1
26.018 | -20.9043 | 1
70.1288 | 65.1313 | 1
59.906 | 66.8864 | 1
43.7304 | -13.1768 | 1
24.1193 | 34.8051 | 1
42.0271 | 20.1217 | 1
47.1845 | 6.6221 | 1
21.1564 | 54.0797 | 1
8.6724 | 54.0981 | 1
61.6723 | -8.353 | 1
22.2718 | 27.2472 | 1
79.8091 | 52.1857 | 1
97.7083 | -13.8145 | 1
2.8919 | -20.3231 | 1
96.9652 | 13.9129 | 1
80.1262 | 36.5446 | 1
31.3847 | 52.0575 | 1
71.6004 | 14.7507 | 1
28.5713 | 15.0132 | 1
84.9591 | -8.4342 | 1
34.4977 | -20.3386 | 1
23.8674 | -2.1445 | 1
0.3244 | 43.213 | 1
34.0356 | 53.4765 | 1
30.1567 | 67.3695 | 1
81.5912 | 16.2432 | 1
57.5783 | 17.1805 | 1
75.7551 | -10.0598 | 1
28.4165 | 53.5877 | 1
72.733 | 35.8784 | 1
46.1353 | 0.69383 | 1
100.0815 | 41.1868 | 1
22.2416 | 2.5443 | 1
21.4731 | 64.3905 | 1
36.189 | 38.2309 | 1
9.1703 | -26.9577 | 1
74.7754 | 17.6419 | 1
99.8295 | -17.1943 | 1
64.7478 | -5.161 | 1
23.2114 | -19.1305 | 1
73.5374 | 60.4012 | 1
42.3879 | 36.7547 | 1
80.7039 | -16.9243 | 1
51.0991 | 3.5133 | 1
28.3635 | -8.999 | 1
84.9356 | -21.3014 | 1
66.239 | 60.3427 | 1
9.8699 | 0.81103 | 1
92.7158 | 26.6373 | 1
54.9469 | 3.1824 | 1
49.9864 | 65.8557 | 1
94.4412 | -5.0314 | 1
89.9034 | 57.2117 | 1
1.6149 | -18.6963 | 1
68.9713 | 23.7554 | 1
46.123 | 27.7919 | 1
72.4011 | 2.8085 | 1
61.4162 | -23.2367 | 1
88.9416 | 19.8766 | 1
24.3812 | 35.9387 | 1
17.7968 | -26.7346 | 1
44.2726 | 25.7015 | 1
72.5412 | 13.5699 | 1
30.7605 | -10.2317 | 1
55.1892 | 59.2404 | 1
95.6811 | 42.704 | 1
48.9493 | 29.5529 | 1
90.48 | -12.8027 | 1
91.3589 | -22.3928 | 1
19.4351 | -1.7304 | 1
100.4682 | 8.598 | 1
29.1593 | -11.4813 | 1
13.3012 | 53.7119 | 1
26.6249 | -26.095 | 1
28.2288 | -21.9349 | 1
14.715 | 2.2502 | 1
99.3901 | 28.5536 | 1
34.0784 | 32.7212 | 1
98.0405 | 46.6322 | 1
69.7273 | 38.8821 | 1
23.1029 | 1.8409 | 1
94.3937 | 2.3001 | 1
52.9735 | 22.869 | 1
3.2868 | -27.9484 | 1
85.333 | 5.8241 | 1
50.5453 | 19.1398 | 1
93.1998 | 23.2708 | 1
87.9269 | 27.0972 | 1
18.4981 | 3.5014 | 1
11.0292 | -20.4355 | 1
44.771 | 15.4088 | 1
20.0009 | 67.5418 | 1
86.7762 | 7.3678 | 1
37.3706 | -11.7758 | 1
47.771 | 41.512 | 1
66.7597 | 10.7884 | 1
80.0274 | 55.1291 | 1
14.1247 | 34.7574 | 1
3.8397 | 6.275 | 1
10.9438 | 56.8671 | 1
15.5296 | 55.8131 | 1
29.1941 | 31.7174 | 1
45.1978 | 40.1354 | 1
77.8732 | -11.3623 | 1
71.6491 | -2.7137 | 1
6.6054 | 63.9301 | 1
6.4021 | 32.593 | 1
57.8665 | -3.7332 | 1
8.953 | -29.0768 | 1
75.1728 | -16.1532 | 1
68.7248 | -19.4193 | 1
66.7343 | 61.6 | 1
1.7967 | -0.14143 | 1
30.1935 | 62.2344 | 1
58.0997 | -4.4199 | 1
73.7895 | 55.6853 | 1
32.3116 | -22.1833 | 1
57.5813 | 52.818 | 1
91.4551 | 31.3215 | 1
35.3242 | -7.3552 | 1
53.2235 | 22.589 | 1
49.3275 | -6.3262 | 1
78.1977 | 57.8967 | 1
18.4391 | 15.4749 | 1
97.2476 | -23.364 | 1
2.7109 | 25.7456 | 1
28.4145 | 8.9653 | 1
79.2812 | -9.4028 | 1
55.6495 | -20.0004 | 1
39.2163 | 17.4685 | 1
20.7048 | 59.3153 | 1
46.171 | 42.7172 | 1
39.1333 | 6.8722 | 1
98.4987 | 44.4973 | 1
59.7197 | 35.0125 | 1
53.1945 | -16.8309 | 1
17.7685 | 28.0593 | 1
31.2414 | 30.7178 | 1
25.1921 | 32.8648 | 1
53.5301 | -24.9284 | 1
83.4658 | 14.8892 | 1
96.6869 | -21.8952 | 1
24.6851 | 22.8498 | 1
22.4778 | 25.4825 | 1
75.8777 | 12.39 | 1
93.7336 | 46.244 | 1
8.7311 | -6.7992 | 1
80.9583 | 0.053606 | 1
32.2655 | 11.0749 | 1
53.2515 | -29.9479 | 1
95.2946 | -11.3699 | 1
59.674 | 4.8946 | 1
25.2 | 20.5534 | 1
5.9086 | 27.8781 | 1
69.492 | 56.0785 | 1
74.3259 | -11.2316 | 1
61.6796 | 60.6795 | 1
50.7801 | 46.7192 | 1
90.1026 | 56.6171 | 1
56.2964 | -10.0072 | 1
50.1519 | 36.5452 | 1
9.5817 | 52.0241 | 1
26.8056 | 21.6966 | 1
89.2645 | 67.6703 | 1
11.2989 | 65.0068 | 1
24.9004 | -29.4507 | 1
20.0596 | 29.5996 | 1
15.2101 | 19.2981 | 1
1.0825 | 48.1924 | 1
30.7728 | -24.0116 | 1
72.9289 | 21.655 | 1
94.5425 | -8.3309 | 1
100.9863 | 65.8378 | 1
39.2245 | -9.479 | 1
87.9251 | -19.3349 | 1
12.158 | 15.3539 | 1
84.5913 | 7.3138 | 1
57.3941 | -10.099 | 1
5.1645 | 0.97945 | 1
99.9424 | 53.8274 | 1
79.0617 | 16.1145 | 1
62.9332 | 21.4989 | 1
26.5554 | 28.5509 | 1
50.8368 | -4.3109 | 1
90.3088 | -8.853 | 1
46.6461 | -2.3588 | 1
60.7624 | 43.2118 | 1
21.6522 | 20.7669 | 1
66.4835 | 42.3198 | 1
29.971 | 44.1943 | 1
27.2591 | 64.8687 | 1
100.9754 | 48.1762 | 1
98.195 | 48.4847 | 1
4.3903 | 22.3386 | 1
45.2046 | -14.7814 | 1
46.4967 | -8.837 | 1
30.8844 | 43.9322 | 1
40.4796 | 69.7589 | 1
14.3866 | 35.472 | 1
99.583 | 8.9759 | 1
61.0356 | 36.995 | 1
39.5594 | 25.3148 | 1
11.9172 | 10.6526 | 1
81.1153 | 0.045331 | 1
83.7061 | -27.7917 | 1
36.6273 | -13.1937 | 1
58.6394 | 13.2209 | 1
77.5525 | 45.8666 | 1
0.026523 | 67.237 | 1
68.1865 | 14.8818 | 1
41.955 | -17.5483 | 1
8.0311 | 60.7023 | 1
62.1565 | 39.1433 | 1
50.6029 | -8.999 | 1
97.5922 | -0.054033 | 1
91.8866 | 11.954 | 1
86.5973 | -5.0364 | 1
43.4553 | 20.9868 | 1
51.1716 | 8.6338 | 1
26.6154 | 27.5545 | 1
56.0698 | 62.293 | 1
57.6806 | 60.3363 | 1
51.179 | 39.1181 | 1
76.4646 | 19.5268 | 1
63.6185 | 69.7366 | 1
29.6511 | 58.4154 | 1
56.7393 | 39.3107 | 1
68.5058 | 68.7435 | 1
43.9998 | 53.258 | 1
53.7417 | 32.9624 | 1
97.7628 | 68.5123 | 1
86.5399 | 46.9359 | 1
83.8403 | -3.2901 | 1
34.1203 | 16.7252 | 1
55.2396 | -3.6882 | 1
44.9202 | 41.674 | 1
83.2207 | 1.538 | 1
92.5464 | -17.9672 | 1
75.5891 | 60.3793 | 1
24.709 | -22.7653 | 1
79.8478 | -19.9587 | 1
28.8139 | 7.6035 | 1
64.8913 | 45.3862 | 1
16.3575 | 0.89667 | 1
13.4476 | -13.7994 | 1
57.4326 | -6.0046 | 1
77.8882 | 41.6596 | 1
4.9565 | -7.8981 | 1
16.04 | 19.2683 | 1
88.3029 | 41.2466 | 1
57.814 | 55.6716 | 1
10.9188 | -0.5042 | 1
66.1219 | 43.3771 | 1
93.5078 | -23.7976 | 1
25.1006 | -14.0568 | 1
24.8587 | 20.5797 | 1
16.9268 | 51.5938 | 1
15.8384 | 14.8536 | 1
55.2613 | 0.69083 | 1
31.7866 | 10.7107 | 1
52.872 | 58.8075 | 1
58.8262 | 26.3588 | 1
9.6492 | -20.1907 | 1
39.6866 | -26.425 | 1
74.8312 | -19.9308 | 1
99.4253 | 29.5834 | 1
30.3477 | -12.1409 | 1
2.4239 | -18.0553 | 1
57.2358 | 6.8494 | 1
52.3758 | -19.3138 | 1
9.7595 | 42.8922 | 1
15.7841 | 64.1923 | 1
71.9188 | 45.3927 | 1
88.8645 | 40.083 | 1
83.3463 | -24.9987 | 1
95.6087 | 19.6976 | 1
55.5999 | 15.2435 | 1
11.912 | 11.8665 | 1
89.9812 | -1.3748 | 1
32.3729 | -3.0032 | 1
45.406 | 35.1018 | 1
98.8162 | 14.5544 | 1
72.4294 | 0.98077 | 1
51.711 | 67.0497 | 1
86.9802 | -23.5518 | 1
31.2901 | 17.161 | 1
59.8359 | 52.411 | 1
38.8259 | -21.0465 | 1
73.2188 | 32.9409 | 1
50.1158 | 51.8326 | 1
74.4361 | -6.3378 | 1
92.8316 | -4.0915 | 1
33.254 | 57.1711 | 1
95.5007 | 37.1011 | 1
1.9528 | 34.4441 | 1
69.9934 | 59.0994 | 1
37.2262 | -23.1624 | 1
56.0955 | -19.5991 | 1
52.3084 | 58.0809 | 1
98.9392 | 67.5181 | 1
82.2453 | -27.1332 | 1
13.7123 | -14.1905 | 1
52.2333 | 60.5042 | 1
25.5936 | 19.0441 | 1
82.264 | -28.9308 | 1
60.1288 | 54.7632 | 1
5.3785 | -7.6364 | 1
37.914 | 34.9336 | 1
76.8667 | -19.065 | 1
34.6487 | 67.1634 | 1
32.5738 | -17.9738 | 1
56.7364 | -9.8791 | 1
36.2477 | 27.0374 | 1
36.4476 | 53.6671 | 1
86.6772 | -10.3208 | 1
52.6445 | 12.2675 | 1
88.9187 | 53.6349 | 1
76.4978 | 11.832 | 1
100.7322 | 16.1569 | 1
75.327 | 22.399 | 1
20.4933 | 20.0348 | 1
70.006 | -2.2106 | 1
57.8851 | -20.5095 | 1
18.5132 | -14.7721 | 1
75.5753 | -21.2703 | 1
93.4167 | 61.6361 | 1
23.0191 | -18.0317 | 1
80.9981 | 34.3023 | 1
86.7638 | 7.5678 | 1
56.5977 | -16.5009 | 1
92.4063 | -28.2203 | 1
55.0234 | 16.6565 | 1
88.0896 | 50.7854 | 1
81.2901 | 35.1031 | 1
91.8681 | -20.3424 | 1
44.1289 | 49.5258 | 1
54.5245 | -1.095 | 1
14.7855 | 34.5546 | 1
95.5254 | 48.0007 | 1
47.5418 | 57.7308 | 1
31.1056 | 14.1728 | 1
46.7755 | 57.4323 | 1
21.8917 | -14.307 | 1
58.2623 | 9.0335 | 1
63.4308 | 22.683 | 1
66.7407 | 20.1445 | 1
51.8162 | 37.0596 | 1
36.8604 | 37.0956 | 1
99.1189 | 69.304 | 1
75.5876 | 34.9255 | 1
73.2954 | 17.8258 | 1
62.0949 | -5.0675 | 1
5.8695 | -10.846 | 1
4.8012 | 38.2158 | 1
67.2917 | 56.1698 | 1
68.9533 | -26.6107 | 1
75.6816 | -16.2745 | 1
87.2182 | 66.617 | 1
61.0098 | 34.7429 | 1
24.0367 | 9.2424 | 1
93.1407 | 63.1545 | 1
36.8687 | -11.2866 | 1
42.9612 | -26.1254 | 1
23.5515 | 56.4687 | 1
23.6338 | -3.2263 | 1
34.9745 | -22.8827 | 1
36.3696 | 52.7381 | 1
45.1254 | -21.5039 | 1
4.2862 | 14.0349 | 1
15.5839 | 24.7186 | 1
40.4562 | -19.1502 | 1
99.0005 | 22.968 | 1
34.0712 | -13.4485 | 1
25.4618 | 50.9559 | 1
90.4292 | 35.8215 | 1
100.1542 | 27.4693 | 1
39.4051 | 58.0416 | 1
41.7311 | -24.9861 | 1
54.8748 | 43.4522 | 1
27.5246 | 63.5037 | 1
2.2128 | 36.687 | 1
26.1453 | 42.2626 | 1
81.1499 | 58.6885 | 1
84.4585 | 8.1293 | 1
30.2072 | 19.2393 | 1
42.9262 | 28.5593 | 1
65.2168 | -1.2567 | 1
53.831 | 12.7626 | 1
48.1504 | 4.7481 | 1
50.2007 | 8.9546 | 1
95.6522 | 16.2144 | 1
73.5144 | 27.0732 | 1
57.8896 | -16.0445 | 1
94.3591 | 14.1001 | 1
77.4795 | -0.60841 | 1
5.3688 | 44.9211 | 1
22.038 | 31.4735 | 1
25.3387 | 63.8316 | 1
27.5975 | 32.8733 | 1
71.6988 | -24.9426 | 1
0.83694 | 44.0763 | 1
68.2079 | 19.1865 | 1
81.2373 | 5.3557 | 1
28.9665 | -20.7138 | 1
0.016452 | 58.0331 | 1
20.0459 | -19.5643 | 1
73.571 | -24.2295 | 1
96.4371 | 49.9957 | 1
26.6179 | -19.5883 | 1
33.61 | 4.1737 | 1
28.6951 | -25.6781 | 1
28.5338 | -3.2528 | 1
7.6632 | 6.1456 | 1
25.1036 | 33.1775 | 1
100.0437 | 68.6061 | 1
32.8171 | 12.9656 | 1
1.1023 | -28.8262 | 1
95.905 | 6.3111 | 1
95.9266 | -5.1345 | 1
51.8557 | 39.4317 | 1
22.7218 | -5.8158 | 1
2.3867 | 12.2385 | 1
85.7809 | -17.999 | 1
44.0048 | 18.7178 | 1
86.4247 | -9.3078 | 1
97.9593 | 13.208 | 1
27.0726 | 39.6128 | 1
5.6078 | 21.2017 | 1
72.7528 | 54.3935 | 1
13.9444 | -17.2129 | 1
81.0926 | 64.2063 | 1
32.1139 | -13.8523 | 1
1.2123 | 6.3702 | 1
48.7048 | 7.9517 | 1
69.5541 | 50.0546 | 1
44.7704 | -20.0918 | 1
69.475 | -0.55294 | 1
77.512 | 52.5299 | 1
47.0617 | 12.2493 | 1
11.2178 | 20.3057 | 1
96.5234 | 9.918 | 1
87.6403 | 47.2651 | 1
1.7842 | 41.5266 | 1
96.5819 | 21.3382 | 1
0.52499 | -9.9787 | 1
27.6678 | -13.9576 | 1
18.5286 | 10.6137 | 1
4.0847 | -28.5874 | 1
72.6144 | 3.2478 | 1
85.3293 | 8.8912 | 1
97.2624 | -22.7805 | 1
78.5489 | -13.9835 | 1
45.5685 | -16.5115 | 1
6.8834 | -25.0031 | 1
4.0279 | 2.5394 | 1
7.9646 | 1.5616 | 1
64.0747 | -21.9185 | 1
85.6356 | -11.216 | 1
2.7113 | -11.1215 | 1
55.5315 | 38.737 | 1
29.8528 | 47.017 | 1
100.8991 | 30.5586 | 1
64.6729 | -11.0981 | 1
96.3092 | 54.1187 | 1
52.2892 | 46.7425 | 1
47.2174 | 12.0358 | 1
94.0546 | 19.4383 | 1
99.114 | 53.3236 | 1
94.3611 | 49.1064 | 1
77.332 | 7.819 | 1
27.5438 | 66.3375 | 1
27.5928 | -27.2038 | 1
55.0984 | 61.8614 | 1
96.6001 | 58.9904 | 1
88.02 | 41.5669 | 1
46.6667 | 36.868 | 1
35.2887 | 47.166 | 1
32.0062 | 42.939 | 1
85.3968 | 42.5664 | 1
77.2072 | 40.6211 | 1
12.5282 | 4.897 | 1
14.1706 | 56.8237 | 1
48.6045 | -23.4235 | 1
29.4449 | 46.0641 | 1
31.9707 | -19.1845 | 1
22.7438 | 60.6157 | 1
14.78 | 48.8192 | 1
12.828 | 0.91646 | 1
44.0546 | 16.4525 | 1
45.601 | -12.2932 | 1
74.1432 | 58.1053 | 1
50.1315 | 60.3412 | 1
38.7436 | 43.2583 | 1
7.7146 | 35.0098 | 1
53.717 | 7.849 | 1
48.7067 | -1.5788 | 1
49.4999 | -27.7743 | 1
82.1746 | 23.5588 | 1
19.301 | -5.7154 | 1
93.2486 | 26.4398 | 1
28.8234 | 40.6955 | 1
34.9035 | -12.299 | 1
47.717 | 45.1522 | 1
25.9978 | -16.619 | 1
1.9661 | 36.4003 | 1
9.8675 | 3.1442 | 1
86.2219 | 60.4687 | 1
86.0785 | -15.2815 | 1
99.9238 | -13.807 | 1
20.4652 | 3.0622 | 1
29.7955 | 14.8703 | 1
28.9673 | 1.8099 | 1
48.126 | 48.6287 | 1
15.3835 | 60.3325 | 1
98.7927 | -7.8744 | 1
80.5916 | 9.0666 | 1
53.3725 | 40.0228 | 1
31.9472 | 57.2976 | 1
96.0862 | 61.6957 | 1
13.2718 | 37.745 | 1
12.6507 | 12.716 | 1
39.4838 | 63.6984 | 1
87.2196 | 65.1014 | 1
23.883 | 61.0647 | 1
30.545 | 20.1089 | 1
61.1176 | -10.5727 | 1
91.5285 | -15.1939 | 1
33.0368 | 35.6071 | 1
15.221 | 29.0659 | 1
66.2838 | 46.105 | 1
75.5916 | 53.0917 | 1
4.8838 | 62.641 | 1
73.3995 | 15.818 | 1
56.5793 | 68.5316 | 1
38.4692 | -3.3586 | 1
10.5244 | -16.9401 | 1
28.7867 | 21.5161 | 1
18.0298 | -8.7397 | 1
46.3526 | 44.2326 | 1
15.9676 | 28.1747 | 1
67.2277 | 4.898 | 1
66.4383 | 13.4331 | 1
77.5225 | -15.2138 | 1
5.6456 | 8.568 | 1
64.4212 | 34.6633 | 1
3.2716 | -15.4652 | 1
8.5946 | -1.9523 | 1
52.5578 | 15.4939 | 1
68.3765 | -14.283 | 1
44.5652 | 25.556 | 1
28.7417 | -3.3968 | 1
77.813 | 6.7333 | 1
15.8971 | 59.1316 | 1
77.6615 | 30.9614 | 1
95.5982 | 45.2818 | 1
42.5147 | 32.1187 | 1
87.3083 | 61.3375 | 1
43.361 | 44.4004 | 1
40.8879 | -4.6974 | 1
53.3225 | 45.8473 | 1
46.3123 | 37.7216 | 1
29.236 | 55.7359 | 1
90.2164 | -11.1604 | 1
67.3785 | -9.7918 | 1
48.3636 | 53.8913 | 1
59.6542 | -13.6977 | 1
49.4449 | 12.813 | 1
50.5029 | 43.808 | 1
81.346 | -21.7546 | 1
73.3431 | 0.20167 | 1
88.1484 | 51.8741 | 1
96.8248 | 15.62 | 1
25.6839 | -14.7539 | 1
57.584 | 19.007 | 1
95.9753 | 67.925 | 1
66.5144 | 30.7085 | 1
81.0329 | 3.0092 | 1
53.362 | -22.1755 | 1
83.0785 | 40.3847 | 1
3.2935 | 13.8678 | 1
63.7139 | 23.1639 | 1
23.0286 | 62.9835 | 1
78.8703 | -17.5645 | 1
84.5762 | -10.9085 | 1
100.9564 | 65.6013 | 1
84.7588 | 11.5398 | 1
0.086765 | 54.8569 | 1
33.953 | 43.9325 | 1
94.9735 | -25.2602 | 1
51.2487 | 50.6973 | 1
35.5424 | 61.6611 | 1
86.5103 | 45.6129 | 1
85.7064 | 46.9887 | 1
0.58763 | 15.4542 | 1
86.7449 | -29.2348 | 1
50.2895 | -2.2928 | 1
45.5516 | 69.474 | 1
6.354 | 68.1675 | 1
34.0208 | 30.8483 | 1
91.1163 | 43.6804 | 1
52.2947 | 46.007 | 1
72.4112 | 13.1542 | 1
23.1387 | 57.0319 | 1
91.0247 | -20.5806 | 1
37.2706 | 15.1134 | 1
51.4054 | 66.7685 | 1
47.8431 | 69.235 | 1
98.6874 | 10.1669 | 1
48.0117 | 4.4123 | 1
89.6852 | 20.3185 | 1
87.7061 | 34.9003 | 1
53.3427 | 4.3624 | 1
24.7144 | 10.8937 | 1
63.7922 | 8.9122 | 1
13.8841 | -4.042 | 1
74.0261 | 39.6304 | 1
39.6171 | -19.1868 | 1
78.2607 | 11.9719 | 1
78.5046 | 65.2001 | 1
64.9885 | 20.6019 | 1
0.35433 | -10.6166 | 1
35.9761 | 65.1776 | 1
41.2933 | 1.6967 | 1
98.2147 | -8.062 | 1
82.2145 | 0.2635 | 1
59.514 | -21.5181 | 1
72.364 | -20.8461 | 1
97.1015 | 32.4406 | 1
17.2494 | 29.2263 | 1
76.2198 | 56.0486 | 1
29.0748 | 69.7255 | 1
75.7487 | 47.4614 | 1
38.507 | -26.706 | 1
89.6748 | 52.7853 | 1
36.0802 | 24.4065 | 1
56.6096 | 65.0344 | 1
19.7381 | 34.933 | 1
34.6225 | -19.9377 | 1
52.2072 | 67.1521 | 1
1.0373 | 8.3565 | 1
27.3923 | 67.6829 | 1
45.8401 | 14.5468 | 1
93.4442 | -28.2627 | 1
41.869 | 64.0908 | 1
22.0928 | -29.6673 | 1
52.8315 | 12.7659 | 1
78.8437 | 35.3686 | 1
71.8762 | -21.4146 | 1
32.2989 | 33.2052 | 1
33.8366 | 16.7169 | 1
67.9784 | 62.2993 | 1
7.9605 | 27.031 | 1
83.7618 | -3.1325 | 1
57.0146 | 69.3975 | 1
18.4438 | 39.2549 | 1
15.5728 | 37.5732 | 1
52.5825 | 9.3662 | 1
67.0991 | 67.0871 | 1
24.156 | 46.0008 | 1
97.2384 | 1.333 | 1
95.7786 | 23.0313 | 1
15.5164 | -4.0405 | 1
36.5106 | 58.9724 | 1
13.2235 | 49.1441 | 1
38.637 | 13.5379 | 1
56.4037 | -16.7092 | 1
67.1051 | 41.146 | 1
23.1522 | 17.6651 | 1
4.7973 | 33.2311 | 1
1.0429 | 55.0953 | 1
35.8038 | 53.1751 | 1
62.0763 | 21.8973 | 1
91.9314 | 42.1991 | 1
31.6054 | 20.4463 | 1
43.9565 | -26.1262 | 1
8.8511 | 63.4616 | 1
92.7093 | 4.2858 | 1
50.3236 | -29.8492 | 1
63.5878 | 33.7676 | 1
75.163 | 27.1981 | 1
65.9624 | -11.3007 | 1
74.9672 | 46.2811 | 1
98.8877 | -23.4419 | 1
69.697 | -2.7397 | 1
10.1914 | 31.0677 | 1
2.242 | 62.1614 | 1
50.4045 | 23.2629 | 1
53.1867 | 49.6803 | 1
17.4735 | 30.7254 | 1
95.3404 | 59.3707 | 1
97.3667 | 55.5429 | 1
3.6281 | -8.9278 | 1
11.6733 | -14.8872 | 1
15.3562 | 10.8069 | 1
81.1429 | -2.5699 | 1
53.4745 | -18.796 | 1
35.0154 | -10.3119 | 1
77.1945 | -25.7563 | 1
18.181 | 42.6091 | 1
92.0195 | 42.1175 | 1
36.5359 | 63.625 | 1
43.6962 | -28.3975 | 1
43.9374 | 30.8469 | 1
24.2365 | 42.0304 | 1
84.366 | 30.272 | 1
19.882 | -6.4911 | 1
32.4381 | 29.5248 | 1
87.8304 | 0.93497 | 1
50.1704 | 20.409 | 1
47.6708 | 29.3444 | 1
33.8468 | 48.8274 | 1
57.5113 | -27.7154 | 1
63.5286 | 56.0225 | 1
58.8854 | 33.5838 | 1
64.6369 | -5.3002 | 1
66.2946 | 1.39 | 1
28.0415 | 20.9677 | 1
44.8246 | 19.7224 | 1
11.3935 | 31.1106 | 1
41.1006 | 26.0085 | 1
12.0334 | 6.7127 | 1
6.0234 | 60.9473 | 1
40.9341 | -3.968 | 1
52.5991 | -26.7814 | 1
68.8235 | 17.3225 | 1
93.3598 | 5.212 | 1
60.308 | 63.4719 | 1
89.0642 | 54.5424 | 1
9.9033 | -11.2556 | 1
38.216 | 51.4947 | 1
36.1969 | -3.0826 | 1
70.5747 | 8.6198 | 1
57.6716 | 38.0925 | 1
15.2144 | 43.4098 | 1
55.2231 | -10.7769 | 1
96.2198 | -10.1121 | 1
37.7763 | 50.0779 | 1
15.6714 | 37.6414 | 1
22.869 | 49.4749 | 1
34.617 | 50.5114 | 1
94.9336 | 37.0878 | 1
92.2785 | 60.7391 | 1
56.583 | 14.568 | 1
54.6708 | -28.734 | 1
55.7558 | 0.33057 | 1
61.1544 | -3.4414 | 1
97.8323 | 4.676 | 1
13.9992 | 9.9853 | 1
33.3189 | 62.0361 | 1
73.5598 | 4.1727 | 1
61.9574 | -9.748 | 1
2.9534 | 22.672 | 1
11.2934 | 68.9195 | 1
93.5091 | 41.0446 | 1
30.2745 | 69.572 | 1
94.4554 | 2.3558 | 1
72.6081 | 41.9647 | 1
28.6019 | 5.106 | 1
47.6971 | -0.28237 | 1
79.06 | -28.5168 | 1
15.5517 | 63.76 | 1
64.0682 | 63.8572 | 1
96.6766 | 22.1293 | 1
6.2095 | 11.1002 | 1
86.9888 | 30.1798 | 1
8.191 | -16.7463 | 1
5.5667 | 31.9232 | 1
44.4701 | -18.6643 | 1
1.7803 | -14.1272 | 1
86.5757 | -26.8208 | 1
10.3746 | -14.4358 | 1
34.0404 | 4.5576 | 1
65.0081 | 26.4173 | 1
89.3777 | 17.0604 | 1
17.6597 | -23.9133 | 1
0.52551 | 19.6172 | 1
31.275 | 26.7807 | 1
29.7696 | -14.0552 | 1
78.3545 | 38.8824 | 1
70.0861 | 20.9186 | 1
27.9816 | 60.8276 | 1
47.1713 | -5.1845 | 1
68.3567 | 15.386 | 1
59.2759 | 37.3187 | 1
82.0138 | -11.2254 | 1
19.957 | -15.2384 | 1
4.274 | 12.3842 | 1
46.3997 | 50.0589 | 1
77.6046 | 52.2191 | 1
0.87473 | 52.3368 | 1
97.5894 | 61.6457 | 1
17.0047 | 69.8722 | 1
72.387 | -7.2923 | 1
23.7193 | 23.5517 | 1
10.9214 | 16.0521 | 1
66.9419 | 36.8422 | 1
17.4455 | -14.7345 | 1
79.9662 | -23.3824 | 1
65.1002 | -16.7279 | 1
57.5959 | 54.094 | 1
20.7225 | -15.2341 | 1
7.4836 | 19.2445 | 1
90.8477 | 22.3849 | 1
22.3654 | -7.0109 | 1
46.0359 | 34.6108 | 1
73.577 | 50.207 | 1
89.7828 | -20.5502 | 1
40.9068 | -7.0666 | 1
34.4977 | 0.44866 | 1
44.4086 | 27.1422 | 1
66.0584 | 42.3959 | 1
22.3851 | -13.3398 | 1
12.995 | 13.6957 | 1
50.5156 | 57.9422 | 1
10.3337 | 64.5881 | 1
77.2947 | 2.4286 | 1
0.020279 | 22.7785 | 1
80.1807 | -12.6837 | 1
68.0869 | 19.4713 | 1
15.3675 | -5.321 | 1
12.4669 | -27.0429 | 1
27.8243 | 60.1851 | 1
5.7261 | 7.6178 | 1
39.1093 | 35.5593 | 1
76.6898 | -20.6829 | 1
19.535 | 30.8716 | 1
79.1045 | 47.8646 | 1
64.1123 | -28.8876 | 1
94.3161 | 1.4474 | 1
52.9131 | 20.5061 | 1
100.4412 | -8.0347 | 1
94.6516 | 52.5817 | 1
29.2819 | -19.7156 | 1
7.0831 | -5.4854 | 1
38.8281 | 52.5132 | 1
59.7392 | -8.2835 | 1
57.9096 | 13.1913 | 1
35.8242 | 24.9214 | 1
37.1294 | 41.0459 | 1
84.9806 | -8.1349 | 1
51.388 | 61.8995 | 1
9.1592 | 36.0115 | 1
27.5161 | -14.371 | 1
72.7881 | 66.918 | 1
21.0827 | 8.4294 | 1
75.962 | 56.8765 | 1
52.6737 | 22.7915 | 1
18.4834 | -15.7782 | 1
76.7552 | 45.1915 | 1
21.8763 | -22.2205 | 1
16.71 | 61.2529 | 1
50.6885 | -21.2006 | 1
21.2007 | -11.9327 | 1
85.9126 | 2.9327 | 1
14.6836 | 40.8658 | 1
48.0602 | 64.5121 | 1
30.7274 | 45.9906 | 1
43.7196 | 41.3923 | 1
5.4475 | 56.4094 | 1
0.16874 | 23.5141 | 1
54.5904 | 33.4223 | 1
2.1669 | 39.3093 | 1
82.7413 | -12.6987 | 1
38.8979 | 28.028 | 1
39.9487 | 33.6129 | 1
21.7243 | 57.4397 | 1
3.3048 | 24.4102 | 1
94.8088 | 51.4039 | 1
75.7659 | -21.7941 | 1
89.9557 | 7.5192 | 1
30.3758 | 7.4146 | 1
85.099 | 50.6253 | 1
55.628 | 38.6494 | 1
25.5306 | 37.3721 | 1
31.0014 | 69.5982 | 1
82.3363 | 0.25361 | 1
70.6127 | 29.2145 | 1
50.7899 | -2.3281 | 1
12.7114 | 68.0697 | 1
80.049 | -14.6395 | 1
89.2111 | 60.5293 | 1
27.4364 | -9.126 | 1
1.8731 | -19.4366 | 1
24.0961 | -3.896 | 1
29.7393 | -27.8652 | 1
59.4352 | 66.746 | 1
12.5169 | 26.9672 | 1
37.8291 | -14.0764 | 1
39.0132 | -24.6268 | 1
52.9188 | -19.8947 | 1
20.1691 | 65.0796 | 1
52.4906 | 2.657 | 1
4.3934 | 6.354 | 1
89.8343 | 44.2365 | 1
32.4448 | 59.4174 | 1
22.028 | 67.6954 | 1
55.7258 | 25.2687 | 1
89.0555 | -29.9688 | 1
81.6141 | 0.56954 | 1
93.5597 | 14.1754 | 1
34.9077 | 27.2979 | 1
78.8275 | -15.4809 | 1
32.7239 | 12.0475 | 1
66.5863 | 52.9068 | 1
31.4331 | 19.8459 | 1
46.6274 | 38.386 | 1
77.0233 | -13.4901 | 1
93.5827 | 41.6105 | 1
78.2586 | 63.6504 | 1
63.4394 | 58.149 | 1
60.5996 | 35.5729 | 1
69.4063 | 66.3593 | 1
37.0341 | -7.1387 | 1
46.9864 | -26.9368 | 1
12.3324 | -16.735 | 1
66.5731 | -7.7049 | 1
99.8902 | 38.8905 | 1
92.5594 | 57.3099 | 1
11.9992 | 51.0431 | 1
76.654 | 52.5593 | 1
63.9353 | -24.8813 | 1
90.9914 | -29.0684 | 1
25.6053 | 51.7388 | 1
76.1279 | 41.313 | 1
64.3843 | -10.6839 | 1
15.8952 | 1.3073 | 1
99.4026 | 66.4836 | 1
83.0975 | 43.9619 | 1
85.0388 | 20.65 | 1
85.9808 | 62.837 | 1
5.9594 | 16.5969 | 1
15.1733 | 27.0779 | 1
7.3143 | 13.9281 | 1
93.3174 | -8.944 | 1
37.2904 | 15.9613 | 1
4.0791 | 56.3389 | 1
41.8888 | 25.0231 | 1
97.5296 | 65.0574 | 1
25.2631 | -25.4958 | 1
52.3223 | 59.2397 | 1
66.2515 | -15.0146 | 1
12.8311 | -4.3408 | 1
53.4744 | 30.573 | 1
83.9482 | -1.1163 | 1
70.79 | -21.5405 | 1
40.4658 | -7.8253 | 1
71.1979 | 67.3681 | 1
35.2297 | 11.7617 | 1
36.0369 | 60.3367 | 1
44.8123 | -12.9124 | 1
60.1955 | 22.3211 | 1
63.8605 | 34.7681 | 1
21.6429 | 59.1107 | 1
7.0364 | 67.4091 | 1
100.0653 | 58.8866 | 1
52.1195 | 32.0264 | 1
94.8879 | 44.9678 | 1
45.8061 | 55.2219 | 1
23.7553 | -7.3746 | 1
99.4982 | 14.2364 | 1
58.8571 | 55.3725 | 1
24.2603 | 47.5191 | 1
94.7215 | 23.7833 | 1
43.7719 | 6.707 | 1
62.2139 | 20.7115 | 1
17.9151 | 38.8291 | 1
71.2375 | 29.4214 | 1
62.2793 | -3.7763 | 1
43.7266 | 7.6001 | 1
3.7793 | -13.0997 | 1
49.7429 | 36.6114 | 1
32.8404 | 14.2483 | 1
84.0169 | 52.4496 | 1
74.3498 | 36.7148 | 1
17.069 | 35.1782 | 1
77.2925 | -17.7589 | 1
43.5949 | 40.6407 | 1
9.0699 | 56.1553 | 1
1.796 | 24.8819 | 1
29.86 | 58.4566 | 1
29.9121 | 68.3471 | 1
4.9654 | -3.7734 | 1
90.9751 | 55.8129 | 1
17.5087 | 29.9579 | 1
22.4648 | 0.46335 | 1
58.3156 | 58.2083 | 1
7.8883 | -2.7547 | 1
18.6135 | 13.1844 | 1
54.8876 | 30.34 | 1
26.4968 | 0.65269 | 1
81.6198 | 4.6914 | 1
17.7645 | 53.5746 | 1
20.6424 | 9.6873 | 1
97.3678 | 45.9684 | 1
43.6804 | 49.0709 | 1
41.1895 | -6.3249 | 1
66.492 | -27.3013 | 1
96.386 | 39.2104 | 1
42.4498 | 15.1583 | 1
67.7845 | 49.9791 | 1
56.5178 | 39.0772 | 1
80.5495 | 34.6452 | 1
75.0466 | -18.1258 | 1
60.821 | 40.3872 | 1
65.7951 | 32.927 | 1
66.2411 | 36.7712 | 1
45.6451 | -9.2185 | 1
35.2736 | -25.8305 | 1
69.965 | 4.7658 | 1
0.82884 | 35.7313 | 1
33.6961 | 27.196 | 1
36.7054 | 54.505 | 1
35.6716 | 45.224 | 1
8.2132 | 24.0852 | 1
85.1256 | -22.5797 | 1
19.0165 | 17.4929 | 1
2.5089 | -4.1471 | 1
1.2027 | -20.9655 | 1
72.8168 | 40.9826 | 1
21.0343 | -4.7236 | 1
50.1687 | 68.4585 | 1
85.4187 | -0.58863 | 1
59.0754 | -21.2053 | 1
63.8473 | 19.6049 | 1
56.1595 | -12.2018 | 1
19.5658 | -9.9229 | 1
42.8489 | 25.8462 | 1
91.8488 | -16.1962 | 1
89.2799 | 43.0343 | 1
53.6227 | 6.4034 | 1
0.45554 | 24.3501 | 1
43.0794 | -22.8171 | 1
38.0422 | -22.06 | 1
88.2431 | 5.5098 | 1
21.4382 | 30.1289 | 1
28.5172 | -28.0356 | 1
54.851 | -26.3788 | 1
77.8661 | 60.6198 | 1
45.5601 | 65.9959 | 1
63.4883 | 59.9888 | 1
66.0036 | -12.9903 | 1
24.779 | -28.2217 | 1
15.3775 | -22.9054 | 1
26.2372 | 47.1169 | 1
6.9501 | 51.9809 | 1
4.677 | 3.0529 | 1
73.2318 | 67.0189 | 1
75.4839 | 3.1647 | 1
82.5832 | 65.1808 | 1
99.6601 | 60.2344 | 1
49.058 | 65.1225 | 1
57.2157 | 63.6146 | 1
89.8559 | -14.7084 | 1
49.1967 | 23.2517 | 1
65.0178 | 54.8504 | 1
34.0606 | 29.2143 | 1
37.8153 | 54.8952 | 1
5.2643 | -18.8504 | 1
28.7255 | 50.535 | 1
98.8194 | -16.2519 | 1
99.3294 | 12.6667 | 1
62.5498 | 27.5403 | 1
58.2754 | 18.0476 | 1
86.3724 | -4.1489 | 1
16.5182 | 3.686 | 1
86.0399 | 68.4301 | 1
2.5602 | 4.2375 | 1
24.0127 | 63.0364 | 1
16.227 | 32.975 | 1
87.9383 | 63.8313 | 1
18.1827 | -25.8798 | 1
99.1452 | 69.6494 | 1
13.6702 | 50.3672 | 1
13.1757 | 11.0717 | 1
99.0042 | -23.6321 | 1
9.8734 | 0.92591 | 1
23.6623 | 65.8547 | 1
51.3748 | 27.9541 | 1
100.7326 | 60.807 | 1
53.5677 | 31.0151 | 1
34.3292 | 69.2415 | 1
4.1788 | 61.9324 | 1
41.4697 | 46.3656 | 1
93.6006 | -24.2744 | 1
87.0958 | -7.2038 | 1
15.9159 | 8.9928 | 1
99.6762 | 42.9926 | 1
75.0751 | 61.8644 | 1
28.8648 | -23.4012 | 1
65.9113 | 17.9836 | 1
77.1908 | -9.9006 | 1
31.9459 | 39.0541 | 1
86.0757 | 56.8877 | 1
47.5942 | 7.2283 | 1
64.3771 | 13.5065 | 1
80.7929 | 42.4418 | 1
67.3599 | 32.133 | 1
30.455 | 51.2657 | 1
26.3949 | -13.3358 | 1
24.8969 | -0.62392 | 1
51.9006 | 26.936 | 1
21.315 | 62.2949 | 1
1.638 | 54.1759 | 1
72.8741 | 21.429 | 1
74.1493 | 2.9504 | 1
90.0377 | 44.0795 | 1
77.2538 | 68.5255 | 1
6.0295 | 58.5357 | 1
50.6872 | 53.2439 | 1
93.6035 | 65.9069 | 1
36.9901 | 61.2786 | 1
85.5919 | 51.0066 | 1
61.2754 | 24.8639 | 1
39.3005 | 61.6467 | 1
82.7853 | 46.6116 | 1
95.0373 | 24.4183 | 1
59.5403 | 47.8872 | 1
4.2663 | 57.7708 | 1
0.57979 | 28.7352 | 1
41.0492 | 34.2285 | 1
88.6927 | 54.0182 | 1
5.4522 | -12.3102 | 1
30.0141 | -23.5938 | 1
14.1819 | 59.1291 | 1
59.2439 | 5.4119 | 1
50.3674 | 32.6211 | 1
56.3328 | 12.3596 | 1
63.8747 | -25.2723 | 1
99.9164 | 22.4503 | 1
20.1095 | 28.0714 | 1
31.6494 | 67.8502 | 1
89.8456 | -19.3365 | 1
93.9785 | 51.864 | 1
33.5764 | 21.0166 | 1
51.3848 | 43.1328 | 1
6.2811 | 43.2009 | 1
4.7991 | 37.7723 | 1
74.3959 | 62.8004 | 1
92.0948 | 41.0139 | 1
37.1348 | 59.2317 | 1
93.1631 | 0.41922 | 1
74.1732 | 66.4827 | 1
95.483 | 69.0073 | 1
34.5462 | 39.8032 | 1
71.6453 | 39.7178 | 1
8.3815 | 29.3469 | 1
5.0893 | 20.4782 | 1
23.3392 | 22.7857 | 1
61.8499 | 64.0575 | 1
83.2593 | 14.6531 | 1
66.8311 | 11.8338 | 1
4.6007 | 47.228 | 1
61.6027 | 69.7484 | 1
13.3281 | 39.7433 | 1
39.2913 | -3.6377 | 1
29.6332 | -11.2986 | 1
9.9872 | 61.0622 | 1
78.6756 | -25.1477 | 1
32.8173 | 46.5867 | 1
53.8344 | 50.2111 | 1
79.0898 | 52.0351 | 1
14.3221 | -3.1926 | 1
54.0771 | 39.2057 | 1
20.6836 | 16.1198 | 1
8.7425 | 49.3418 | 1
25.6721 | 60.143 | 1
70.6583 | 15.3317 | 1
45.9496 | -3.5816 | 1
99.3307 | 47.9997 | 1
59.8515 | 56.2573 | 1
14.2575 | 24.022 | 1
11.9364 | 49.8255 | 1
74.1663 | 31.6959 | 1
73.6001 | 56.9744 | 1
4.1623 | -4.4237 | 1
63.6864 | -23.3811 | 1
50.9208 | 8.4759 | 1
63.3202 | -15.1407 | 1
3.4811 | 62.0752 | 1
37.7145 | 39.7263 | 1
77.1737 | 23.9509 | 1
68.2567 | 41.4553 | 1
56.1375 | 3.7995 | 1
22.1301 | 16.2275 | 1
20.4796 | -1.4315 | 1
85.4337 | 41.0916 | 1
97.0418 | 54.147 | 1
69.1409 | 33.8384 | 1
55.3643 | 36.9896 | 1
55.4199 | 63.9792 | 1
19.2672 | 10.9145 | 1
15.1796 | 4.9439 | 1
49.1421 | -6.2406 | 1
86.2151 | 66.9427 | 1
96.5969 | -27.6209 | 1
67.3753 | -13.6038 | 1
28.0659 | -0.095928 | 1
21.1718 | 44.0595 | 1
12.6485 | 60.3514 | 1
85.419 | 48.6643 | 1
53.4959 | 49.312 | 1
40.756 | -14.6293 | 1
86.4064 | 43.688 | 1
62.7717 | 42.6622 | 1
32.3498 | -24.2057 | 1
63.6883 | 10.7335 | 1
70.6995 | 0.97128 | 1
79.4265 | -27.1588 | 1
89.6915 | 21.8313 | 1
16.885 | 37.6685 | 1
11.7495 | -13.096 | 1
99.7502 | 58.7527 | 1
60.2237 | -18.1388 | 1
94.0153 | 34.5834 | 1
7.4691 | 15.6535 | 1
35.1899 | 17.933 | 1
68.513 | 9.7207 | 1
21.5807 | 23.2302 | 1
40.8969 | 7.7362 | 1
63.3607 | -14.0188 | 1
28.2905 | 39.6036 | 1
5.6771 | 15.3459 | 1
4.0337 | -28.1868 | 1
83.179 | 52.9118 | 1
19.2633 | 61.796 | 1
66.547 | 30.837 | 1
75.19 | 32.0006 | 1
22.3342 | 15.0321 | 1
87.7467 | 61.2535 | 1
70.9725 | 12.8636 | 1
98.862 | 4.3602 | 1
58.9403 | 26.752 | 1
83.8531 | -3.2238 | 1
86.7927 | 28.3372 | 1
24.6611 | 58.1264 | 1
99.3932 | -0.029505 | 1
90.7734 | 51.3434 | 1
58.5238 | -23.3303 | 1
95.0756 | 24.3965 | 1
68.6575 | 29.6113 | 1
74.5143 | 19.9305 | 1
22.5678 | 18.1026 | 1
2.6921 | -4.2824 | 1
38.2001 | 39.3662 | 1
97.1551 | 4.6534 | 1
94.4456 | 30.8746 | 1
9.1651 | -0.15824 | 1
33.5052 | -18.356 | 1
14.2355 | 43.3124 | 1
87.5805 | 2.9727 | 1
21.827 | 64.078 | 1
41.1813 | 12.8737 | 1
54.2091 | 58.4771 | 1
84.1254 | 11.7447 | 1
95.1084 | 48.3724 | 1
43.1958 | -19.9767 | 1
2.5911 | 1.6706 | 1
63.1724 | -27.6928 | 1
51.8905 | 41.3067 | 1
47.4576 | -21.6289 | 1
70.2609 | -14.3831 | 1
42.9203 | -3.3164 | 1
72.2314 | 11.216 | 1
20.7585 | 53.8016 | 1
91.9423 | 12.7043 | 1
98.6242 | 23.0136 | 1
84.7463 | 57.8325 | 1
43.9531 | -3.8829 | 1
100.5925 | 31.9481 | 1
17.2909 | 34.2415 | 1
70.342 | 12.59 | 1
38.5472 | -20.1909 | 1
63.263 | 66.7245 | 1
39.4884 | 18.457 | 1
40.8363 | 22.4763 | 1
23.5839 | 45.2832 | 1
8.493 | 56.6156 | 1
53.5198 | -15.9023 | 1
68.6404 | 49.3283 | 1
41.4794 | 52.582 | 1
37.0191 | -2.0369 | 1
46.5462 | 18.1668 | 1
98.6032 | -7.4725 | 1
44.8397 | 12.3136 | 1
2.9006 | -22.8321 | 1
88.23 | 24.1692 | 1
19.088 | 31.1059 | 1
78.6341 | -19.7015 | 1
53.2982 | 40.1757 | 1
16.3289 | 63.3021 | 1
0.64856 | 61.8708 | 1
69.3853 | -11.3118 | 1
96.3666 | 1.6434 | 1
37.7249 | 32.7411 | 1
2.0478 | 49.5016 | 1
46.966 | 38.6933 | 1
76.2303 | 1.662 | 1
100.3977 | -13.8888 | 1
69.776 | 11.179 | 1
45.9532 | 29.7713 | 1
6.4404 | 33.9129 | 1
1.7234 | 48.3342 | 1
17.743 | -14.6096 | 1
95.4473 | 59.1946 | 1
28.0384 | 61.5619 | 1
13.4859 | -26.6034 | 1
65.6731 | 23.6113 | 1
39.0771 | 28.8369 | 1
0.17146 | 7.5871 | 1
82.4559 | 24.2663 | 1
46.1269 | -11.5181 | 1
13.2446 | 27.3305 | 1
41.2051 | 64.9824 | 1
31.0745 | -29.479 | 1
59.7416 | 25.6773 | 1
86.979 | 29.8013 | 1
86.5035 | 38.0849 | 1
60.4947 | 35.3896 | 1
51.455 | 54.1741 | 1
31.0248 | 39.8801 | 1
28.1189 | 21.8424 | 1
21.9852 | 65.8696 | 1
100.5161 | 41.2408 | 1
78.9776 | 21.6954 | 1
16.0745 | 62.3674 | 1
97.131 | 32.2856 | 1
100.2284 | 30.4711 | 1
99.2186 | -1.4931 | 1
66.9194 | 19.6348 | 1
9.6465 | 37.4983 | 1
46.845 | 4.9807 | 1
20.2115 | -29.5794 | 1
80.105 | 20.7175 | 1
30.205 | 30.9843 | 1
94.4157 | 38.0064 | 1
64.2211 | 34.4683 | 1
1.8555 | 52.2411 | 1
32.342 | 36.3745 | 1
80.81 | 61.0252 | 1
45.2043 | 15.7652 | 1
67.0807 | 58.2832 | 1
98.0028 | 2.6787 | 1
21.1722 | -22.1878 | 1
1.7012 | 48.8256 | 1
95.8516 | 45.4664 | 1
99.2422 | -20.7796 | 1
73.4973 | -6.3703 | 1
44.1956 | 1.5504 | 1
4.1993 | -15.2109 | 1
69.8758 | 41.9912 | 1
65.1824 | 51.2074 | 1
44.867 | 24.6318 | 1
33.2394 | 14.1298 | 1
35.9894 | -1.7554 | 1
85.3365 | 47.575 | 1
1.8716 | 42.2544 | 1
1.0478 | 25.7613 | 1
2.206 | 66.9535 | 1
41.8143 | 58.6312 | 1
45.7782 | 45.7475 | 1
66.2019 | 57.9637 | 1
37.9313 | 69.2384 | 1
68.8405 | 53.5103 | 1
55.1666 | -10.8568 | 1
9.1916 | -29.4623 | 1
57.7351 | 25.0874 | 1
26.8898 | 52.2113 | 1
4.9779 | 50.2428 | 1
65.5514 | 54.2577 | 1
86.9797 | -23.6127 | 1
18.4047 | 23.3665 | 1
15.3954 | 1.611 | 1
29.0656 | -23.1065 | 1
41.2299 | 3.2205 | 1
77.1121 | -28.5346 | 1
16.4968 | 44.4812 | 1
27.1892 | -24.1107 | 1

## 1_100-30_70
0.72582 | 54.6679 | 1
78.158 | -19.7467 | 1
83.3159 | -6.3815 | 1
25.1195 | 35.0887 | 1
59.9465 | -22.0233 | 1
95.9028 | 14.0917 | 1
99.5601 | 42.3869 | 1
50.6629 | 25.3473 | 1
52.2069 | -3.7472 | 1
82.7614 | 7.2281 | 1
87.0566 | 47.6406 | 1
49.6399 | 47.7289 | 1
46.2257 | 32.6582 | 1
17.1011 | 24.7414 | 1
64.1466 | -18.3336 | 1
36.7458 | -12.3088 | 1
7.5988 | 18.4031 | 1
9.5808 | 7.2994 | 1
80.038 | 67.5814 | 1
82.1085 | -27.2743 | 1
57.2665 | 1.0007 | 1
11.8504 | -4.6048 | 1
49.9067 | 40.426 | 1
23.8824 | 63.7186 | 1
25.5352 | 28.9279 | 1
94.6599 | 38.1525 | 1
50.2648 | 57.7619 | 1
50.7739 | -3.6454 | 1
89.8828 | 0.35758 | 1
90.071 | 10.57 | 1
24.1797 | -12.5529 | 1
51.1454 | 25.8 | 1
37.9141 | 42.9886 | 1
30.9669 | 33.788 | 1
69.4368 | 24.3131 | 1
73.5222 | 38.3668 | 1
67.5091 | 43.2911 | 1
62.3102 | 4.2334 | 1
87.1981 | 9.8014 | 1
13.2211 | 0.22922 | 1
10.7066 | -8.7485 | 1
19.7896 | 15.7179 | 1
94.4975 | -15.3205 | 1
54.3377 | -20.94 | 1
19.5299 | 1.0864 | 1
95.2664 | 38.8678 | 1
15.8566 | 60.1941 | 1
26.9728 | 45.36 | 1
18.4677 | 23.1302 | 1
58.6977 | -4.0998 | 1
83.2617 | 51.4982 | 1
19.1664 | -15.4727 | 1
16.9222 | 44.0185 | 1
68.7072 | -17.1339 | 1
91.3851 | -9.5572 | 1
97.1505 | 16.5598 | 1
49.2833 | -4.7819 | 1
76.0425 | -5.9096 | 1
36.9501 | -29.5241 | 1
11.167 | 22.7682 | 1
25.4715 | 65.0136 | 1
89.6207 | -17.0099 | 1
67.6015 | 6.1743 | 1
33.0499 | -12.5893 | 1
98.7879 | -14.4489 | 1
12.5536 | -1.8294 | 1
88.7568 | 11.5585 | 1
87.6607 | 45.7406 | 1
20.0188 | -0.32656 | 1
38.9583 | -16.9534 | 1
81.1758 | 2.3785 | 1
97.9746 | -14.0997 | 1
6.2327 | 3.5484 | 1
50.4366 | 8.3005 | 1
100.954 | 31.7461 | 1
71.5942 | 33.1069 | 1
26.3843 | 23.3814 | 1
34.2651 | 48.7349 | 1
10.8543 | 29.3963 | 1
7.8417 | 8.2902 | 1
98.2622 | 42.3928 | 1
63.291 | 21.1226 | 1
7.0501 | 69.2756 | 1
92.8024 | 0.40588 | 1
32.4953 | 2.2872 | 1
58.039 | -23.7449 | 1
31.2076 | 67.028 | 1
77.3522 | 68.6394 | 1
78.8697 | 59.1887 | 1
48.5266 | 16.8598 | 1
11.4353 | -28.6369 | 1
2.6758 | 12.2441 | 1
68.3309 | 67.0323 | 1
86.1423 | 66.9836 | 1
25.1294 | 45.9456 | 1
69.4761 | 67.5921 | 1
29.2217 | 43.1513 | 1
88.0439 | -19.2378 | 1
44.6177 | 67.253 | 1
73.2174 | 41.2368 | 1
63.7132 | 9.6333 | 1
29.9486 | 37.2214 | 1
47.4575 | 13.2255 | 1
71.7201 | -14.5522 | 1
52.7725 | 61.2157 | 1
41.2572 | 21.6057 | 1
70.3417 | -4.4226 | 1
28.3283 | 33.0832 | 1
13.0658 | -8.1917 | 1
87.9516 | 60.6094 | 1
58.5982 | -14.6149 | 1
53.5937 | -20.5162 | 1
72.4352 | 13.5046 | 1
48.2632 | 38.5501 | 1
5.5572 | -1.7331 | 1
13.5403 | 14.0005 | 1
61.3232 | 0.9529 | 1
5.1126 | -14.0694 | 1
33.6692 | -13.8269 | 1
44.6146 | 43.3888 | 1
76.2716 | -20.1654 | 1
0.0056952 | 34.1649 | 1
7.3748 | 5.4954 | 1
85.5832 | -14.6077 | 1
6.4705 | 31.145 | 1
41.5646 | 18.6809 | 1
62.7571 | 43.6331 | 1
61.7001 | 68.9023 | 1
19.7848 | 36.1604 | 1
90.0077 | 10.7801 | 1
48.892 | 20.7997 | 1
64.3417 | -18.8128 | 1
24.1733 | 42.7365 | 1
39.3545 | 34.2493 | 1
2.971 | 64.9328 | 1
7.2815 | 51.8366 | 1
6.7135 | 69.8685 | 1
99.1524 | 59.4886 | 1
18.9403 | -6.4978 | 1
74.0767 | 46.1763 | 1
99.2174 | -4.2183 | 1
94.4689 | 4.6291 | 1
17.1022 | 48.4421 | 1
24.4096 | 39.6663 | 1
77.0716 | 36.7914 | 1
4.29 | 9.5828 | 1
80.3353 | 30.5825 | 1
1.4139 | 54.6501 | 1
75.989 | 10.7576 | 1
94.3976 | -5.815 | 1
28.1581 | 64.144 | 1
40.8048 | -19.8056 | 1
29.2755 | 69.1317 | 1
69.2581 | -3.2793 | 1
5.6546 | 66.4879 | 1
74.1008 | 4.4264 | 1
51.9667 | -18.0185 | 1
97.0892 | 2.4561 | 1
19.4155 | -27.3796 | 1
14.7242 | 50.4124 | 1
8.4214 | -0.82831 | 1
4.3507 | 1.7107 | 1
43.8394 | 63.3266 | 1
37.7592 | 36.9473 | 1
73.7778 | 64.426 | 1
12.8769 | 60.0407 | 1
63.529 | 66.5234 | 1
93.6362 | 54.5459 | 1
64.7809 | 4.6159 | 1
67.6561 | -25.0682 | 1
88.0808 | 28.9482 | 1
10.964 | -17.7175 | 1
22.8983 | 57.8887 | 1
30.0975 | -24.3364 | 1
21.3446 | 69.1803 | 1
16.4843 | 7.4509 | 1
99.7155 | 42.7665 | 1
96.4774 | -16.3089 | 1
55.9306 | -12.4976 | 1
64.1253 | 30.2602 | 1
28.7221 | -27.475 | 1
90.1414 | 6.9882 | 1
69.6591 | 65.1676 | 1
12.6248 | 3.5138 | 1
12.6512 | 28.3623 | 1
3.1089 | -17.0046 | 1
39.0824 | 0.82067 | 1
99.3374 | -5.96 | 1
100.5237 | 47.0224 | 1
83.9641 | 50.8113 | 1
18.908 | 16.4581 | 1
0.23053 | 33.4645 | 1
4.6944 | -17.392 | 1
30.7386 | -7.5923 | 1
63.9098 | 64.1281 | 1
44.9181 | 29.8666 | 1
11.9142 | 52.4113 | 1
3.5013 | -1.4755 | 1
20.1549 | -20.3144 | 1
91.7322 | -23.5165 | 1
75.3644 | 33.2989 | 1
18.5404 | 61.535 | 1
40.049 | 63.9587 | 1
54.7244 | 66.8243 | 1
29.1669 | 68.752 | 1
3.3401 | -7.4756 | 1
3.8568 | 40.8907 | 1
67.4777 | -21.1119 | 1
88.9569 | 18.0482 | 1
65.0961 | 65.0708 | 1
58.9004 | 48.9117 | 1
85.7923 | 5.7112 | 1
7.2118 | 46.9714 | 1
1.7314 | 68.5273 | 1
57.3009 | 8.193 | 1
42.4634 | 2.8887 | 1
96.5998 | -6.8848 | 1
45.0058 | 11.0303 | 1
88.6827 | -19.3919 | 1
43.745 | 6.0697 | 1
4.4505 | 69.6968 | 1
67.2034 | -24.3261 | 1
89.0028 | 5.1648 | 1
19.0735 | 0.48427 | 1
73.8578 | 22.7697 | 1
5.267 | 28.1194 | 1
39.6267 | 57.1344 | 1
38.6671 | 20.9565 | 1
93.4934 | 23.8515 | 1
60.2802 | 17.983 | 1
66.23 | 50.4098 | 1
49.2972 | 53.1502 | 1
4.2992 | 49.6891 | 1
24.6792 | -2.9181 | 1
98.2272 | 64.4526 | 1
75.652 | -28.1206 | 1
77.2137 | 50.6667 | 1
7.3723 | 47.8112 | 1
77.8164 | 9.6655 | 1
76.9205 | 58.5053 | 1
63.6335 | -16.7482 | 1
23.5053 | 62.3089 | 1
19.5189 | 18.8584 | 1
80.684 | -10.0278 | 1
51.7452 | 58.8687 | 1
65.1045 | 65.3691 | 1
14.9094 | -22.5353 | 1
36.7462 | 56.0786 | 1
85.6615 | 30.8649 | 1
88.4848 | -2.9024 | 1
95.0889 | 28.1853 | 1
76.1842 | -27.7087 | 1
80.4672 | 52.7938 | 1
85.5497 | -25.0057 | 1
44.6473 | -26.968 | 1
97.4618 | 16.2114 | 1
79.2835 | -6.7065 | 1
60.452 | -20.0069 | 1
12.4088 | 1.9238 | 1
22.5218 | 34.4064 | 1
75.5786 | 63.2804 | 1
1.4061 | 27.3923 | 1
32.7224 | -26.5628 | 1
67.3136 | 63.3977 | 1
17.741 | 10.5976 | 1
52.2399 | 38.386 | 1
100.0146 | 19.6862 | 1
31.6176 | 3.8914 | 1
67.8378 | 66.7011 | 1
4.0033 | -19.3119 | 1
100.5128 | 24.5358 | 1
77.3686 | 11.9152 | 1
31.3011 | 64.2387 | 1
65.8931 | 51.7863 | 1
61.367 | 56.2774 | 1
57.9268 | 25.7163 | 1
53.0008 | 59.6639 | 1
50.4961 | 25.3402 | 1
83.3765 | -28.0689 | 1
82.8059 | 49.2608 | 1
98.9324 | -28.1396 | 1
64.517 | 57.3747 | 1
18.7185 | 41.9461 | 1
70.4891 | 7.6813 | 1
85.9291 | 41.8348 | 1
50.151 | -19.9625 | 1
72.1106 | 42.7304 | 1
94.7959 | 65.8579 | 1
34.9551 | -14.6302 | 1
65.3498 | 51.1045 | 1
22.9049 | 18.1961 | 1
78.3554 | 46.0204 | 1
13.6563 | -1.1478 | 1
51.8646 | 52.112 | 1
92.0172 | -1.6997 | 1
48.3816 | 56.3131 | 1
80.7921 | -9.8359 | 1
31.6175 | -5.5473 | 1
27.2426 | -13.5 | 1
61.7052 | 56.9027 | 1
56.7916 | -29.3435 | 1
49.3018 | 63.6587 | 1
51.8238 | 33.118 | 1
30.7101 | 15.5036 | 1
78.6985 | 28.3629 | 1
81.7591 | -16.344 | 1
34.4917 | 58.3395 | 1
79.1222 | -4.4884 | 1
67.4353 | 2.2319 | 1
68.019 | -19.0184 | 1
66.3079 | 32.1348 | 1
23.4697 | 54.0937 | 1
74.7043 | 20.8384 | 1
100.608 | 50.0844 | 1
97.6257 | -24.3843 | 1
84.6753 | -1.0659 | 1
11.4138 | -5.5996 | 1
59.8249 | -9.1834 | 1
60.8218 | 5.3073 | 1
9.148 | 3.7413 | 1
34.8442 | 47.56 | 1
75.8765 | 63.6085 | 1
46.3849 | -16.019 | 1
79.3211 | -28.1882 | 1
19.5253 | -9.8068 | 1
18.2588 | 29.1089 | 1
18.7597 | 4.7031 | 1
58.3984 | -14.0396 | 1
3.2187 | -15.8306 | 1
28.5562 | -7.8963 | 1
70.6383 | 4.2357 | 1
66.5692 | 62.026 | 1
92.537 | 7.8016 | 1
23.6256 | -24.8897 | 1
47.761 | 8.6476 | 1
5.8203 | -26.1934 | 1
2.5453 | 35.2736 | 1
63.066 | -0.5976 | 1
73.9599 | 57.6663 | 1
0.089174 | -5.7179 | 1
19.1552 | -14.4048 | 1
99.3797 | -16.2801 | 1
68.0781 | -18.037 | 1
55.6603 | 60.4758 | 1
21.4819 | -13.0025 | 1
88.9302 | 67.7004 | 1
26.6451 | -5.2825 | 1
41.6048 | 19.5386 | 1
40.342 | -11.6633 | 1
61.6669 | 49.9111 | 1
21.9888 | -15.4968 | 1
15.8177 | 57.4534 | 1
86.9998 | -18.5389 | 1
62.2234 | -11.6934 | 1
77.2656 | -7.1723 | 1
21.4569 | 27.3208 | 1
93.4117 | -22.9232 | 1
34.666 | 52.6556 | 1
33.0592 | 8.4047 | 1
7.0441 | 17.6492 | 1
15.8703 | 3.7175 | 1
70.9956 | -2.7088 | 1
48.1487 | 16.7826 | 1
62.9353 | -6.009 | 1
98.0899 | 17.632 | 1
70.1167 | 51.9144 | 1
16.4277 | -8.1784 | 1
41.7921 | -20.0536 | 1
40.0006 | 39.5882 | 1
87.5171 | -6.0346 | 1
38.0173 | -7.3565 | 1
56.8513 | 7.9763 | 1
48.2175 | 5.161 | 1
0.036144 | 63.5174 | 1
21.6572 | 64.7902 | 1
43.7779 | -0.78466 | 1
20.2978 | 10.4123 | 1
19.3312 | -21.6399 | 1
58.5227 | -14.5203 | 1
42.0321 | 65.1778 | 1
1.1326 | 27.1267 | 1
0.28289 | 67.4952 | 1
55.0881 | -21.9218 | 1
13.3018 | -18.3175 | 1
78.0092 | 55.2486 | 1
36.8552 | 36.6898 | 1
52.5024 | -23.2684 | 1
30.2391 | 17.053 | 1
7.3386 | 7.2751 | 1
20.1947 | -2.8197 | 1
8.1074 | 31.0165 | 1
83.4902 | 29.7735 | 1
28.8785 | -16.7619 | 1
97.4207 | 19.3108 | 1
92.4947 | 67.6619 | 1
45.3347 | 51.3037 | 1
89.9387 | -25.7766 | 1
19.9152 | 34.2871 | 1
77.0332 | -10.9329 | 1
77.8855 | -29.6463 | 1
19.6485 | 57.6671 | 1
27.3565 | 37.1328 | 1
45.2826 | 23.6786 | 1
1.3806 | 17.2007 | 1
8.8049 | -0.60739 | 1
58.8306 | -19.7913 | 1
31.8962 | -25.1929 | 1
59.8772 | -18.4857 | 1
82.4145 | 52.2436 | 1
29.3175 | 33.5231 | 1
54.1358 | 7.4516 | 1
58.7592 | 29.3875 | 1
61.2735 | -15.0815 | 1
68.5515 | 9.5401 | 1
85.6492 | -26.2219 | 1
13.3286 | 1.333 | 1
50.1976 | 51.7739 | 1
60.3649 | 3.9343 | 1
92.8963 | 21.4073 | 1
2.1309 | 3.7504 | 1
38.5847 | 20.2136 | 1
67.6572 | 32.3458 | 1
34.9095 | 14.2608 | 1
13.8459 | 24.8194 | 1
82.8288 | 39.4564 | 1
31.3067 | 10.3843 | 1
48.6482 | 58.1716 | 1
80.1171 | -8.8775 | 1
62.0416 | 13.8114 | 1
37.6083 | 13.5912 | 1
99.7588 | -13.0852 | 1
33.4208 | -18.6423 | 1
11.4307 | 22.7321 | 1
4.0874 | 22.4082 | 1
24.2268 | 4.1634 | 1
40.9598 | 50.9343 | 1
41.2528 | 33.2622 | 1
96.1465 | 50.9985 | 1
79.0506 | 58.677 | 1
78.2113 | 26.7386 | 1
54.9745 | 8.2959 | 1
41.34 | 45.0976 | 1
93.2893 | 52.6379 | 1
76.4566 | -13.775 | 1
2.6847 | 9.9085 | 1
41.4477 | -3.3427 | 1
1.2035 | 65.0225 | 1
27.536 | -22.6392 | 1
24.8081 | 25.6243 | 1
34.9926 | -14.8612 | 1
3.1253 | -15.2408 | 1
98.1338 | 61.0471 | 1
18.9778 | -1.9493 | 1
38.4249 | -8.7122 | 1
83.676 | 8.3812 | 1
65.8504 | -11.6471 | 1
2.4152 | 66.8371 | 1
89.9835 | 46.2455 | 1
51.9553 | -11.075 | 1
49.0727 | 14.9447 | 1
6.3494 | -7.1591 | 1
97.5391 | 45.2214 | 1
80.0212 | -16.1938 | 1
72.9781 | 54.3857 | 1
38.0756 | -7.9553 | 1
61.8335 | 57.4528 | 1
47.2874 | 8.3729 | 1
7.6949 | -18.2609 | 1
10.582 | 66.3477 | 1
0.58242 | -24.2566 | 1
72.4102 | 18.5838 | 1
3.7801 | -10.4283 | 1
57.1836 | 69.5277 | 1
54.7606 | -10.8855 | 1
66.9046 | -19.8678 | 1
73.9566 | -2.4256 | 1
15.8379 | 47.8879 | 1
59.9921 | -16.0837 | 1
64.1528 | 11.6656 | 1
52.4921 | 55.5803 | 1
88.9476 | 40.0149 | 1
84.5666 | 27.307 | 1
99.2174 | 58.9049 | 1
53.735 | -5.3353 | 1
95.397 | 41.0266 | 1
6.7657 | 37.7272 | 1
59.806 | 26.9345 | 1
33.2323 | 59.8144 | 1
65.9573 | -12.5216 | 1
1.7787 | 29.7718 | 1
93.7072 | 27.839 | 1
86.1114 | 54.3462 | 1
50.0136 | -17.855 | 1
99.0289 | 58.4591 | 1
16.2754 | 44.1004 | 1
52.0705 | 62.556 | 1
81.0379 | 35.8888 | 1
58.7795 | 21.2907 | 1
100.6691 | 2.3989 | 1
24.6601 | 12.6588 | 1
22.7664 | -22.6942 | 1
72.7931 | 58.4582 | 1
24.4885 | 19.4538 | 1
18.6995 | 32.9254 | 1
96.7065 | 54.3892 | 1
82.8441 | 53.105 | 1
68.6791 | 42.7452 | 1
22.8729 | 37.0637 | 1
2.069 | -7.7933 | 1
35.545 | 43.081 | 1
91.3699 | 21.0045 | 1
47.805 | 44.626 | 1
100.9044 | 19.3077 | 1
42.2155 | -23.9733 | 1
35.4647 | 21.4959 | 1
32.6754 | 23.1299 | 1
79.1827 | 17.7469 | 1
33.9348 | 20.7259 | 1
20.7898 | 63.7106 | 1
52.1831 | 23.7808 | 1
83.0373 | 4.4732 | 1
9.8281 | 54.9978 | 1
1.2542 | 45.2829 | 1
88.2383 | -15.0093 | 1
61.6983 | -14.7313 | 1
88.5712 | 21.7288 | 1
23.8973 | 53.571 | 1
55.6705 | 62.4465 | 1
23.4075 | 4.2458 | 1
53.7701 | 5.1798 | 1
66.7288 | -10.406 | 1
52.6828 | 36.3534 | 1
40.2911 | -10.5246 | 1
58.5129 | 39.4261 | 1
85.4203 | 3.0787 | 1
32.5643 | 3.2125 | 1
23.8945 | 53.0892 | 1
73.7662 | 59.8612 | 1
92.1488 | -14.3551 | 1
20.0716 | 27.58 | 1
19.5384 | 64.5995 | 1
2.2516 | 39.0776 | 1
46.8536 | 10.9245 | 1
74.1981 | -1.5501 | 1
3.4259 | 14.922 | 1
40.2404 | 52.0224 | 1
61.5363 | 17.476 | 1
60.7809 | 63.4757 | 1
84.2538 | 11.3236 | 1
89.5754 | 59.6957 | 1
66.3079 | 16.268 | 1
12.3186 | -1.46 | 1
22.7968 | 43.0142 | 1
10.1005 | -10.6587 | 1
44.6881 | 47.8581 | 1
84.9285 | 6.376 | 1
95.6243 | 0.13015 | 1
98.6898 | -11.4752 | 1
65.3614 | 29.7004 | 1
48.3136 | 47.2445 | 1
31.4734 | 65.5611 | 1
50.0983 | 69.0291 | 1
31.2143 | 54.4763 | 1
22.7172 | -28.4767 | 1
9.4633 | -17.823 | 1
67.7531 | 36.7689 | 1
26.2064 | -1.7595 | 1
59.1273 | 24.3714 | 1
42.8887 | -14.3103 | 1
11.3771 | -13.7227 | 1
66.6263 | 57.2366 | 1
90.2828 | 45.1064 | 1
12.4697 | 37.5842 | 1
91.3598 | 1.9658 | 1
56.9291 | 59.3163 | 1
4.175 | 45.1156 | 1
88.4467 | 10.4705 | 1
67.6942 | -5.5811 | 1
17.8927 | 6.607 | 1
22.3013 | -29.2721 | 1
75.8174 | 34.7283 | 1
48.5863 | 37.3596 | 1
38.8782 | -23.5814 | 1
51.0856 | 53.9575 | 1
49.8147 | 55.3341 | 1
3.748 | -20.0592 | 1
97.6371 | 6.7511 | 1
13.9691 | 55.9845 | 1
17.9066 | 49.5013 | 1
73.5559 | 61.8593 | 1
2.0264 | 39.649 | 1
80.804 | -18.1646 | 1
73.6433 | -19.0139 | 1
96.328 | 63.9456 | 1
42.7579 | 16.7813 | 1
88.784 | 55.2794 | 1
2.717 | 6.0021 | 1
61.2495 | 18.7146 | 1
50.8794 | 42.0851 | 1
100.9134 | 32.5366 | 1
26.2512 | 47.3933 | 1
0.32162 | 9.266 | 1
83.2969 | 56.9654 | 1
39.2487 | -14.052 | 1
96.5111 | 65.9244 | 1
25.2797 | 65.8279 | 1
38.9796 | 69.4797 | 1
6.8918 | -21.5584 | 1
47.2528 | 53.0161 | 1
9.1225 | 45.3044 | 1
54.3146 | 37.816 | 1
38.5195 | -20.3132 | 1
78.7681 | 36.6918 | 1
100.9761 | 29.1191 | 1
9.3039 | 63.1678 | 1
24.0152 | 17.6744 | 1
59.1373 | -19.7572 | 1
81.2963 | 32.0834 | 1
56.1609 | 1.0918 | 1
63.2772 | -6.9071 | 1
74.764 | 32.9324 | 1
26.5372 | -8.3467 | 1
95.7762 | 25.7883 | 1
13.6177 | 26.9213 | 1
27.8291 | -14.3857 | 1
32.6407 | 23.903 | 1
36.2388 | 15.7977 | 1
57.3632 | 59.2104 | 1
64.1407 | 28.7768 | 1
71.2696 | 0.89916 | 1
39.6045 | -7.5706 | 1
65.8697 | -19.8996 | 1
68.9841 | 11.7169 | 1
25.2074 | -27.8174 | 1
15.7939 | 48.124 | 1
55.2158 | 12.7849 | 1
21.9036 | 58.6587 | 1
47.975 | 66.3124 | 1
72.7734 | -0.49606 | 1
38.9653 | 3.6332 | 1
45.9071 | 23.7418 | 1
11.1243 | 58.5002 | 1
33.7454 | 4.2281 | 1
97.1598 | 67.5929 | 1
84.4383 | 4.2483 | 1
5.333 | 58.4451 | 1
45.7958 | 3.5746 | 1
93.2049 | -8.1992 | 1
77.0142 | 41.3381 | 1
87.9225 | 3.5062 | 1
22.8626 | 36.4263 | 1
59.298 | -12.6495 | 1
44.3426 | 24.2169 | 1
21.0458 | -26.8767 | 1
78.5106 | 53.8154 | 1
73.2519 | 46.6662 | 1
77.0328 | 69.4985 | 1
88.5941 | -19.9703 | 1
94.9489 | -24.6045 | 1
11.5545 | 13.5049 | 1
33.6051 | 52.7313 | 1
33.7332 | 15.4336 | 1
87.0446 | 22.3534 | 1
92.2192 | 2.0939 | 1
29.4995 | 8.5587 | 1
49.625 | 20.2575 | 1
21.5545 | 22.1279 | 1
38.3291 | 68.4576 | 1
37.969 | 19.1633 | 1
23.5932 | 20.0026 | 1
94.917 | 49.8998 | 1
14.5046 | 40.7468 | 1
68.495 | 22.4763 | 1
37.1621 | 13.8634 | 1
24.6852 | 7.1098 | 1
79.1494 | 7.7229 | 1
78.8074 | -17.6652 | 1
1.1053 | -12.266 | 1
10.6843 | 62.2269 | 1
14.7753 | 1.3276 | 1
9.5848 | 20.3743 | 1
8.6341 | 17.0108 | 1
20.0983 | 63.6545 | 1
50.1294 | 9.1716 | 1
94.5253 | 45.9195 | 1
74.1726 | -7.2033 | 1
24.7582 | 58.0917 | 1
59.7804 | 16.2747 | 1
34.4874 | -20.1489 | 1
88.6351 | -11.3637 | 1
7.9719 | -13.5487 | 1
83.9614 | 4.1381 | 1
39.613 | 30.1011 | 1
45.0706 | -3.4785 | 1
80.7344 | 1.194 | 1
73.7166 | -1.7179 | 1
14.6113 | 24.3136 | 1
42.7766 | 65.9355 | 1
72.8627 | -14.7065 | 1
37.5734 | -8.4698 | 1
0.61958 | 66.7555 | 1
95.4448 | -25.7902 | 1
73.1834 | 20.9114 | 1
59.9019 | 27.3971 | 1
52.4958 | 2.1124 | 1
27.8569 | -22.047 | 1
37.5808 | 36.6093 | 1
22.8224 | 6.6243 | 1
82.401 | 47.7252 | 1
30.2419 | 69.8975 | 1
19.029 | 32.5965 | 1
36.6707 | 36.9898 | 1
16.1041 | 66.342 | 1
46.2222 | 30.0721 | 1
72.4757 | 42.5478 | 1
12.9476 | -1.6767 | 1
96.8842 | 64.1048 | 1
19.5715 | -16.824 | 1
10.648 | -15.6296 | 1
4.0062 | -28.0369 | 1
77.9208 | 69.1711 | 1
44.6299 | 50.2599 | 1
57.3779 | -24.1881 | 1
18.6528 | 58.0761 | 1
77.3327 | -5.6598 | 1
56.0129 | -1.8174 | 1
74.5865 | -7.5209 | 1
19.8884 | 9.8061 | 1
68.0794 | 5.1554 | 1
44.4375 | 57.1547 | 1
55.5699 | 39.1152 | 1
51.9931 | 56.5513 | 1
53.2211 | 62.7108 | 1
50.5856 | 44.9827 | 1
42.8332 | 51.4694 | 1
2.319 | 57.974 | 1
82.819 | 55.2809 | 1
71.2212 | 45.6736 | 1
20.0322 | 66.6455 | 1
58.9263 | 37.1343 | 1
68.7928 | 28.3506 | 1
23.585 | 41.7463 | 1
82.3054 | -5.2836 | 1
52.366 | 61.0538 | 1
16.515 | 43.3519 | 1
90.5193 | 13.7325 | 1
69.4909 | -12.5237 | 1
89.49 | -14.3867 | 1
77.2196 | -15.0238 | 1
20.4641 | -10.6321 | 1
47.4867 | 59.7368 | 1
8.84 | -23.4426 | 1
4.771 | -5.0404 | 1
6.9667 | -19.3798 | 1
45.9725 | 29.5835 | 1
69.5565 | 40.0667 | 1
96.8844 | 51.9573 | 1
77.555 | 2.5668 | 1
84.9929 | 68.9918 | 1
48.1877 | 40.1068 | 1
87.3026 | -28.8281 | 1
44.4312 | 7.2796 | 1
50.0513 | -2.3439 | 1
56.6006 | -9.3562 | 1
41.0837 | 28.5183 | 1
6.4969 | -1.8273 | 1
22.7165 | 21.1453 | 1
28.006 | -18.7871 | 1
48.4305 | 11.3335 | 1
69.1651 | 18.5007 | 1
7.4072 | -7.2882 | 1
32.631 | -12.9731 | 1
54.2492 | -29.3708 | 1
98.2939 | -21.1456 | 1
23.1371 | -7.5779 | 1
60.5595 | 48.3661 | 1
41.8555 | 55.8027 | 1
59.541 | 10.1474 | 1
93.9143 | 40.1118 | 1
73.8764 | -4.0307 | 1
51.0615 | 63.2999 | 1
74.0468 | -3.0514 | 1
29.1632 | 61.2674 | 1
17.7432 | 25.0255 | 1
1.6565 | 21.4008 | 1
69.1134 | 27.418 | 1
17.0097 | -6.2982 | 1
87.1363 | 6.0648 | 1
24.6278 | -16.7949 | 1
18.8559 | 4.0859 | 1
93.6337 | -23.9452 | 1
20.7549 | 49.7405 | 1
28.7357 | 3.4896 | 1
77.1063 | 25.3914 | 1
15.18 | 5.6368 | 1
22.6245 | -8.2259 | 1
100.0905 | 62.1493 | 1
23.3011 | -10.0806 | 1
77.1457 | -16.211 | 1
57.5039 | 24.8379 | 1
76.858 | 40.653 | 1
66.3202 | -29.2081 | 1
89.2505 | 25.2858 | 1
12.7051 | 33.2777 | 1
48.0849 | 37.6347 | 1
16.3017 | -16.9555 | 1
58.7899 | 19.9498 | 1
83.4765 | 12.1008 | 1
64.9192 | 48.5464 | 1
100.9933 | -24.0011 | 1
58.8648 | -29.5536 | 1
58.9281 | 29.0195 | 1
53.0136 | 31.9908 | 1
42.6027 | 27.3907 | 1
36.5091 | -16.6007 | 1
68.2813 | 2.6989 | 1
96.4563 | 21.1898 | 1
34.837 | -8.3427 | 1
11.6117 | 28.8031 | 1
81.1217 | 24.5171 | 1
27.8758 | -12.949 | 1
44.5515 | -5.7894 | 1
10.5853 | 35.4651 | 1
78.4631 | -14.1682 | 1
80.9688 | 54.0029 | 1
78.4475 | 1.6373 | 1
25.1997 | 63.0661 | 1
45.2469 | -0.81966 | 1
70.6252 | 31.5459 | 1
36.6312 | -18.426 | 1
62.4963 | -3.0574 | 1
69.6931 | 50.1709 | 1
13.2622 | 32.2574 | 1
2.0283 | 54.6231 | 1
75.2254 | 50.485 | 1
87.026 | 3.4072 | 1
54.9897 | 63.9865 | 1
42.7049 | 56.0429 | 1
45.6371 | 62.319 | 1
6.5298 | -27.8418 | 1
98.7377 | -24.5572 | 1
0.7242 | 14.4385 | 1
72.4452 | 57.1887 | 1
19.7343 | 17.0669 | 1
32.086 | 29.1221 | 1
32.7845 | -2.6344 | 1
35.6486 | 25.3136 | 1
5.5845 | 43.8583 | 1
17.8105 | 32.2609 | 1
29.678 | -3.6763 | 1
69.0641 | 45.0079 | 1
82.953 | -6.9785 | 1
91.4022 | 41.0453 | 1
84.2988 | -6.6047 | 1
27.8655 | 20.496 | 1
73.514 | -3.2654 | 1
79.8479 | 42.4599 | 1
69.4112 | -2.961 | 1
90.8298 | -22.6007 | 1
8.1984 | 57.3946 | 1
95.3538 | 42.9476 | 1
43.307 | 44.1996 | 1
45.5883 | 16.1928 | 1
23.5878 | 5.7764 | 1
73.1038 | 20.4904 | 1
32.8694 | 21.2206 | 1
40.6673 | 25.4116 | 1
100.4257 | 25.1783 | 1
100.3113 | -8.6702 | 1
33.4201 | 19.4424 | 1
83.7759 | 25.3092 | 1
60.0896 | 24.4861 | 1
74.5542 | 52.4719 | 1
80.168 | -0.79868 | 1
100.0886 | 32.8717 | 1
50.9112 | 44.8569 | 1
85.1964 | 65.6183 | 1
54.792 | 36.3323 | 1
97.5128 | 32.4155 | 1
25.7568 | 49.3085 | 1
49.3597 | -21.5177 | 1
60.7351 | 65.7681 | 1
72.4544 | 29.9702 | 1
26.8558 | 37.3993 | 1
14.482 | -29.3228 | 1
50.1477 | 21.0262 | 1
30.8454 | -9.0011 | 1
69.06 | 27.957 | 1
72.812 | -15.548 | 1
46.1751 | 18.9292 | 1
19.0077 | 50.261 | 1
70.5033 | 56.7092 | 1
34.4105 | -16.0013 | 1
46.8087 | 45.7357 | 1
80.1637 | 30.575 | 1
15.5681 | 23.5572 | 1
88.282 | 12.9215 | 1
23.9637 | 10.3308 | 1
35.3741 | 3.3408 | 1
71.2147 | -25.8376 | 1
4.2503 | 19.3917 | 1
3.5233 | 39.2686 | 1
70.3416 | -15.5112 | 1
78.3443 | 24.0957 | 1
13.4427 | 36.94 | 1
29.979 | 68.9255 | 1
44.0119 | 64.8196 | 1
17.8007 | 65.2648 | 1
98.2963 | -25.3404 | 1
37.4867 | 14.5413 | 1
72.4865 | 54.4918 | 1
63.9756 | 48.4398 | 1
63.6631 | 7.1294 | 1
89.6418 | 45.085 | 1
88.8618 | 52.1012 | 1
41.7008 | -10.991 | 1
32.9117 | 45.1612 | 1
89.4483 | 65.3315 | 1
36.9302 | 64.4307 | 1
25.6774 | 40.3865 | 1
3.1022 | 29.7916 | 1
16.1032 | 13.3786 | 1
38.4703 | 17.7177 | 1
12.7365 | 38.3017 | 1
10.0256 | 52.8545 | 1
36.5758 | 66.9277 | 1
37.4305 | -24.8918 | 1
84.6658 | -22.7969 | 1
21.7335 | -9.9006 | 1
66.3691 | -1.052 | 1
24.4006 | -4.0719 | 1
52.1475 | 0.42439 | 1
31.7352 | 7.2283 | 1
98.0249 | 23.7378 | 1
66.7827 | 8.8424 | 1
32.5954 | 36.9709 | 1
39.5155 | 64.9218 | 1
3.2189 | 59.2289 | 1
70.2175 | 27.6376 | 1
78.8555 | 68.8543 | 1
49.6094 | 25.8337 | 1
72.9433 | 59.769 | 1
94.8093 | 18.5951 | 1
11.4058 | -29.3996 | 1
75.3961 | 64.3926 | 1
66.1924 | -26.0622 | 1
56.6749 | -14.9729 | 1
88.2069 | -22.812 | 1
18.3646 | 64.3248 | 1
70.5578 | 65.172 | 1
37.8671 | 63.6569 | 1
41.2714 | 40.9763 | 1
96.1453 | 69.7738 | 1
54.4713 | 66.5733 | 1
99.4835 | 40.7061 | 1
82.3128 | 31.4176 | 1
27.4354 | 15.1531 | 1
86.4014 | 27.6757 | 1
49.5697 | 54.7005 | 1
97.7492 | 36.291 | 1
51.9202 | -5.9187 | 1
63.7294 | 37.8578 | 1
49.684 | 32.0773 | 1
67.5742 | 31.4213 | 1
63.6582 | 41.8203 | 1
58.8692 | 38.5711 | 1
58.1138 | 25.6445 | 1
91.8835 | 29.7866 | 1
99.8265 | 23.292 | 1
14.8399 | 24.3134 | 1
10.1748 | 38.3722 | 1
89.8485 | 7.6713 | 1
7.4899 | 37.1806 | 1
15.1835 | -12.8184 | 1
51.9192 | -9.001 | 1
80.4958 | 15.9269 | 1
60.6359 | 34.6353 | 1
12.8011 | -20.1756 | 1
95.7741 | -18.6572 | 1
60.3618 | 36.5567 | 1
46.2973 | 26.5808 | 1
38.1009 | 1.1767 | 1
12.9023 | 57.0584 | 1
29.2414 | 6.6544 | 1
6.4413 | -18.124 | 1
75.6518 | 11.1599 | 1
68.4865 | 41.8537 | 1
28.8082 | 17.006 | 1
2.7237 | 67.4114 | 1
81.7786 | -29.5841 | 1
72.7903 | -24.7038 | 1
70.4692 | 28.1182 | 1
88.6953 | 21.2123 | 1
44.8883 | 57.1642 | 1
75.7134 | 22.1735 | 1
85.6655 | -8.6045 | 1
36.2206 | 34.2786 | 1
41.5072 | -27.1917 | 1
99.1824 | -24.5774 | 1
38.5228 | -10.2185 | 1
68.2544 | 13.4161 | 1
19.6616 | 35.415 | 1
53.6857 | -25.8676 | 1
79.5485 | -22.8953 | 1
87.8626 | 64.3307 | 1
1.7579 | -12.8113 | 1
29.2134 | 46.0084 | 1
32.314 | 22.8358 | 1
68.1801 | 31.4183 | 1
26.3242 | -5.3167 | 1
14.1782 | 59.1544 | 1
28.8953 | 30.8507 | 1
25.6133 | 16.069 | 1
84.3494 | 62.0031 | 1
53.6353 | 38.7176 | 1
60.5671 | 3.5648 | 1
94.7473 | 14.0801 | 1
40.691 | 34.4238 | 1
51.4748 | -17.0679 | 1
52.2553 | 59.7015 | 1
88.5172 | -11.1 | 1
56.2776 | -16.504 | 1
44.706 | -19.1039 | 1
90.2298 | 65.3863 | 1
25.074 | -23.7804 | 1
7.2613 | -5.251 | 1
76.574 | 52.4424 | 1
23.0017 | 19.5508 | 1
73.5035 | -29.5662 | 1
81.4555 | 5.2184 | 1
66.5354 | 44.8715 | 1
66.3243 | 24.3918 | 1
81.4558 | 26.7253 | 1
49.4059 | 54.8208 | 1
12.8869 | -10.9515 | 1
23.1713 | 27.7346 | 1
13.6395 | 46.6725 | 1
72.0989 | 28.7838 | 1
78.6885 | -13.2619 | 1
49.1148 | 50.5754 | 1
21.4197 | 63.9589 | 1
8.153 | -9.5189 | 1
42.0003 | 48.796 | 1
30.3606 | 15.3153 | 1
2.6615 | -21.8732 | 1
70.7595 | 19.0042 | 1
11.977 | 33.6992 | 1
27.7414 | 61.3514 | 1
43.665 | 57.5054 | 1
29.5962 | 60.262 | 1
27.0695 | 20.6319 | 1
93.5598 | 48.2028 | 1
11.5308 | 29.8196 | 1
70.0645 | 13.3445 | 1
60.4698 | 38.469 | 1
0.08277 | 8.0044 | 1
92.6594 | 11.38 | 1
56.2342 | 39.8906 | 1
61.8327 | 49.2457 | 1
44.6813 | 33.1971 | 1
76.6599 | -24.7751 | 1
96.7695 | -22.5168 | 1
37.761 | 61.7217 | 1
50.9279 | -26.2448 | 1
34.7026 | 66.5076 | 1
63.783 | 20.414 | 1
41.5644 | 23.531 | 1
27.3014 | 24.7383 | 1
66.6642 | 8.3892 | 1
92.4349 | -22.3448 | 1
94.6901 | 64.9955 | 1
43.5864 | 60.7823 | 1
16.0265 | 44.1642 | 1
93.2453 | -19.7141 | 1
34.4442 | 43.7546 | 1
55.1996 | 69.4154 | 1
44.8303 | 43.716 | 1
68.1351 | -11.8078 | 1
25.2427 | 21.5302 | 1
47.0847 | 56.4093 | 1
7.5786 | 21.7201 | 1
9.3553 | -10.374 | 1
39.1449 | 29.8427 | 1
45.05 | -11.597 | 1
17.9073 | -9.6833 | 1
39.821 | -12.9248 | 1
56.7783 | 12.6925 | 1
90.7666 | 45.7973 | 1
21.4341 | 34.8643 | 1
37.2592 | 33.6277 | 1
14.1774 | 34.4541 | 1
62.4026 | 22.692 | 1
29.9342 | 14.0424 | 1
6.7455 | 67.2203 | 1
100.9597 | 17.6502 | 1
49.1509 | 1.9523 | 1
91.9343 | 3.0233 | 1
37.5474 | -10.862 | 1
63.8023 | 18.4529 | 1
22.7098 | -2.9897 | 1
62.5406 | 5.8692 | 1
42.4762 | 68.8774 | 1
96.8525 | -29.2905 | 1
87.111 | 62.3843 | 1
31.9106 | -29.8108 | 1
11.6059 | 43.089 | 1
5.466 | -6.768 | 1
27.4786 | -19.9222 | 1
79.9599 | 35.8353 | 1
80.6084 | 1.6501 | 1
96.4773 | 3.2103 | 1
97.4749 | 24.3219 | 1
30.0614 | 5.4093 | 1
81.5518 | -28.298 | 1
78.4327 | 9.1949 | 1
44.3858 | 59.3379 | 1
45.1004 | 63.3952 | 1
81.3137 | 50.6399 | 1
5.5845 | 12.676 | 1
39.5099 | -1.9217 | 1
70.8389 | 56.1374 | 1
84.7726 | -15.7196 | 1
90.8148 | 51.6179 | 1
70.1635 | 66.1633 | 1
98.9202 | -23.4501 | 1
70.5302 | 27.8461 | 1
58.3788 | 54.2237 | 1
91.0908 | 22.2292 | 1
9.3308 | 30.5202 | 1
94.6914 | 61.7036 | 1
60.805 | 24.4317 | 1
97.8221 | 68.5307 | 1
16.4944 | 9.6717 | 1
6.9948 | -8.6495 | 1
67.7389 | -8.2978 | 1
0.062344 | 55.3213 | 1
76.7661 | -25.8825 | 1
75.4167 | -28.2811 | 1
54.9408 | -19.1645 | 1
14.2045 | 19.7362 | 1
71.4747 | 62.2988 | 1
37.8316 | 42.056 | 1
33.1505 | -27.5634 | 1
58.3221 | 51.4533 | 1
64.6293 | 6.8301 | 1
49.6198 | -28.1691 | 1
88.6746 | -1.7327 | 1
82.231 | 27.5708 | 1
65.5212 | 26.6918 | 1
80.7076 | -7.6572 | 1
100.9016 | 51.3197 | 1
87.3505 | 26.9609 | 1
61.1735 | 69.0308 | 1
45.789 | 13.1467 | 1
78.5452 | 18.0669 | 1
38.4949 | 0.94891 | 1
46.0296 | 45.0128 | 1
61.8824 | 16.3544 | 1
69.469 | -18.5668 | 1
75.9005 | 39.8785 | 1
38.5354 | 56.3002 | 1
59.9702 | 51.9557 | 1
26.2519 | 43.4213 | 1
34.9977 | 50.163 | 1
11.3741 | 58.5825 | 1
15.8337 | -23.5089 | 1
89.6464 | -14.4696 | 1
61.6541 | 38.7135 | 1
15.1515 | 37.4505 | 1
63.0295 | -29.7889 | 1
87.0755 | 5.5725 | 1
34.2054 | 67.5651 | 1
6.2114 | 33.6923 | 1
54.3694 | -11.7758 | 1
11.0713 | 41.6755 | 1
59.0584 | 3.3262 | 1
64.3903 | -10.2887 | 1
93.1601 | 30.685 | 1
74.3583 | -20.2279 | 1
9.3393 | 61.5559 | 1
50.0549 | -7.3563 | 1
71.9574 | 53.5226 | 1
84.4607 | 53.3771 | 1
54.0319 | 6.5184 | 1
82.5578 | -18.2675 | 1
71.3301 | 57.5821 | 1
9.0739 | 5.3147 | 1
76.3084 | 16.9812 | 1
71.0149 | 19.5847 | 1
72.7357 | 18.7784 | 1
23.632 | 31.8634 | 1
47.9556 | 4.1859 | 1
31.6241 | 35.7643 | 1
15.9445 | 46.5714 | 1
9.8828 | -7.2016 | 1
27.5748 | 28.6602 | 1
0.14014 | -8.1984 | 1
45.569 | -22.9598 | 1
44.8479 | -18.7014 | 1
9.7739 | -1.5954 | 1
74.8976 | -14.1308 | 1
0.12989 | 4.3029 | 1
88.4865 | -24.1298 | 1
73.8437 | 44.4626 | 1
72.6927 | 38.0968 | 1
79.7169 | 64.9446 | 1
28.4343 | 29.8929 | 1
27.9656 | 28.3403 | 1
18.8119 | -19.8598 | 1
36.5576 | -17.42 | 1
84.1735 | 66.1811 | 1
55.6873 | 26.0441 | 1
16.6308 | -15.7311 | 1
79.5343 | -15.6389 | 1
90.375 | 40.0898 | 1
80.0844 | 31.731 | 1
42.606 | 58.5463 | 1
29.4758 | 54.3503 | 1
72.7529 | -21.1041 | 1
34.8162 | 62.0593 | 1
61.3036 | 56.8738 | 1
14.8212 | -19.909 | 1
54.1428 | -2.4508 | 1
5.9498 | 59.4008 | 1
23.6367 | 52.2198 | 1
77.9493 | 43.5158 | 1
12.5553 | -8.7527 | 1
34.1485 | -3.1688 | 1
48.9344 | 50.0828 | 1
15.1075 | 39.326 | 1
21.3809 | 24.8008 | 1
77.3576 | -27.0954 | 1
15.3628 | 54.8401 | 1
80.9991 | -14.9012 | 1
60.6221 | 16.2495 | 1
79.4154 | -12.4259 | 1
77.527 | 56.9726 | 1
29.4272 | 68.7199 | 1
37.7587 | -28.534 | 1
87.5564 | -23.4998 | 1
16.0578 | 52.3857 | 1
57.7067 | 3.5217 | 1
21.6299 | -3.965 | 1
75.8264 | 33.4284 | 1
52.4506 | 19.64 | 1
45.8108 | 59.5821 | 1
29.0611 | 5.0863 | 1
35.6413 | 49.9957 | 1
3.23 | 66.7091 | 1
50.5031 | 23.5739 | 1
88.4474 | 51.1784 | 1
16.1726 | 57.6227 | 1
91.7398 | 67.5231 | 1
30.9768 | 35.1866 | 1
81.4669 | 47.7907 | 1
75.8322 | -16.9882 | 1
81.6169 | 59.1629 | 1
43.5592 | -17.3001 | 1
85.1095 | 56.7767 | 1
51.5462 | 60.4686 | 1
51.3169 | 37.3159 | 1
58.0163 | 59.4988 | 1
77.745 | 36.9106 | 1
25.8941 | -26.3097 | 1
89.9701 | 30.9397 | 1
65.2149 | 47.1718 | 1
37.4816 | 37.2298 | 1
49.1421 | -29.7128 | 1
73.7769 | 4.112 | 1
6.4485 | -12.8053 | 1
21.0828 | 29.1571 | 1
35.0001 | 65.1671 | 1
21.9627 | 33.8789 | 1
82.5654 | 18.9197 | 1
95.3856 | 59.4899 | 1
25.839 | 19.8298 | 1
67.0687 | 26.5301 | 1
53.0867 | 39.1516 | 1
55.0422 | 63.6692 | 1
77.7392 | 47.307 | 1
14.1193 | 1.3583 | 1
19.2611 | 21.3169 | 1
63.3052 | -5.5626 | 1
81.6513 | -24.3927 | 1
36.8306 | 42.3446 | 1
97.1372 | 62.1495 | 1
55.124 | -28.9924 | 1
66.1709 | 11.3005 | 1
29.4548 | -26.8999 | 1
45.8925 | 39.8155 | 1
92.8448 | -11.0637 | 1
8.4479 | 42.5243 | 1
22.6479 | -6.9114 | 1
83.0242 | -27.3173 | 1
26.9692 | 61.4203 | 1
50.925 | 45.4287 | 1
35.2789 | 36.9685 | 1
38.0256 | -5.0046 | 1
54.668 | 26.7022 | 1
94.5963 | 55.5885 | 1
35.1172 | -29.8644 | 1
76.6291 | 23.3072 | 1
20.4699 | 8.9466 | 1
23.2145 | 1.4689 | 1
76.9788 | 27.3871 | 1
55.0441 | 3.5447 | 1
17.6666 | 3.1411 | 1
75.3199 | -7.0563 | 1
42.9624 | 40.9202 | 1
54.4746 | 44.4017 | 1
36.8857 | -19.5485 | 1
75.0887 | -16.9879 | 1
85.6093 | 18.1528 | 1
50.7805 | 5.9017 | 1
67.7192 | 18.9835 | 1
12.0378 | -12.0583 | 1
69.9573 | -19.9285 | 1
19.912 | -27.5346 | 1
100.8928 | 62.3163 | 1
22.8587 | -20.1147 | 1
78.658 | -11.9458 | 1
41.117 | 13.8381 | 1
64.8551 | 13.1982 | 1
70.4586 | 1.7541 | 1
48.1435 | 66.6212 | 1
46.3083 | -21.3558 | 1
34.0117 | 61.2195 | 1
35.665 | 64.8073 | 1
40.8832 | -12.1181 | 1
51.3628 | -17.8552 | 1
49.2967 | -0.74275 | 1
55.0653 | 34.9967 | 1
70.3704 | 66.5881 | 1
93.3974 | 60.1007 | 1
14.9541 | 37.4601 | 1
75.7962 | 1.3922 | 1
68.7159 | -4.2862 | 1
10.3235 | 21.1845 | 1
60.9067 | 42.2465 | 1
93.7435 | 25.4323 | 1
28.6667 | 60.1425 | 1
66.939 | 44.4638 | 1
89.4135 | 18.0325 | 1
19.0725 | 62.8827 | 1
50.2127 | 46.9703 | 1
30.5885 | 29.7908 | 1
94.9035 | -14.7497 | 1
47.4708 | 37.8664 | 1
55.8143 | 25.4788 | 1
6.8064 | 7.9425 | 1
71.5524 | -2.5197 | 1
23.4836 | 61.1767 | 1
26.3257 | 51.4008 | 1
4.7544 | 58.2281 | 1
31.8115 | -14.6465 | 1
37.3321 | 23.2955 | 1
55.5524 | 44.2348 | 1
78.0544 | 32.1075 | 1
40.6527 | 49.6363 | 1
57.7371 | 9.0979 | 1
51.5679 | 25.2776 | 1
5.0523 | 0.33439 | 1
95.7988 | -14.7666 | 1
68.3428 | 65.6466 | 1
53.9429 | 24.4474 | 1
92.1897 | -28.1655 | 1
32.6478 | 61.5482 | 1
48.9522 | 37.4522 | 1
52.8581 | 49.4726 | 1
59.9764 | 28.7753 | 1
95.2679 | 45.352 | 1
41.0824 | -6.1012 | 1
96.2876 | 68.1183 | 1
47.7497 | 35.1913 | 1
0.36672 | -26.6347 | 1
11.9374 | 48.6692 | 1
47.9469 | 3.3595 | 1
16.7393 | 13.9742 | 1
97.6974 | 19.3245 | 1
30.032 | -1.1058 | 1
90.5491 | 38.951 | 1
4.9385 | 24.9043 | 1
11.2445 | 66.4107 | 1
25.9956 | 57.2264 | 1
87.0855 | 35.1073 | 1
66.681 | 57.9514 | 1
2.6296 | 63.9527 | 1
16.7435 | 42.7284 | 1
83.9859 | 16.3416 | 1
17.0688 | 48.5991 | 1
99.5294 | -28.1094 | 1
56.8374 | -23.6939 | 1
40.368 | 65.1281 | 1
15.2549 | -3.6318 | 1
45.8081 | -23.1962 | 1
73.0073 | 66.5078 | 1
97.1163 | -17.3335 | 1
14.1057 | 38.295 | 1
51.19 | 52.0789 | 1
16.5961 | 18.6411 | 1
88.6945 | -16.4034 | 1
76.5419 | -4.0729 | 1
24.0474 | 37.3449 | 1
9.775 | 62.808 | 1
15.9081 | 29.7479 | 1
71.2064 | 9.3274 | 1
55.0074 | -1.4141 | 1
79.6182 | 6.8095 | 1
89.7213 | -28.8134 | 1
52.4549 | 49.8509 | 1
44.2041 | -18.4184 | 1
98.6187 | -25.0592 | 1
55.8603 | 29.0954 | 1
17.9353 | 62.1925 | 1
46.5054 | 15.2893 | 1
0.24745 | 24.9594 | 1
34.232 | 7.7864 | 1
43.8202 | 9.0351 | 1
45.131 | 37.6622 | 1
70.3716 | 14.3119 | 1
83.9447 | 9.2758 | 1
49.4464 | 50.5065 | 1
32.2316 | -15.969 | 1
44.945 | -27.4409 | 1
43.3798 | 8.5834 | 1
45.0695 | 60.5994 | 1
67.9101 | 51.1476 | 1
9.3103 | -27.9728 | 1
39.8996 | 9.7999 | 1
100.2752 | 64.8058 | 1
88.6521 | 55.9046 | 1
90.9028 | 65.5736 | 1
81.7519 | 10.3104 | 1
41.2272 | 1.4144 | 1
72.0768 | 51.6054 | 1
69.0742 | 19.0549 | 1
74.0233 | 26.4097 | 1
60.6471 | 13.8609 | 1
73.2882 | 40.9241 | 1
84.4044 | 14.4994 | 1
96.4607 | 32.5372 | 1
19.5433 | -24.3251 | 1
95.7725 | 38.3855 | 1
84.4081 | -23.5444 | 1
25.4417 | 27.8562 | 1
84.8805 | 12.7483 | 1
83.1946 | -0.38695 | 1
43.1918 | 29.421 | 1
59.3711 | 66.0627 | 1
3.8361 | 8.2802 | 1
57.3437 | 16.6923 | 1
11.0634 | -27.072 | 1
49.0758 | 16.3026 | 1
92.7588 | -12.5005 | 1
21.1708 | -8.2548 | 1
93.3289 | 68.8094 | 1
85.8182 | 42.8458 | 1
3.5035 | 46.5545 | 1
98.8397 | 28.0118 | 1
93.5549 | 46.3682 | 1
21.6878 | 6.6483 | 1
62.2617 | 17.0519 | 1
59.1488 | 21.0885 | 1
49.0617 | -17.8271 | 1
69.3934 | -4.0233 | 1
88.5758 | -11.0528 | 1
65.7337 | 51.7413 | 1
58.1101 | 63.3887 | 1
12.1569 | 2.0964 | 1
77.5953 | 14.9891 | 1
83.3345 | -23.8116 | 1
79.5942 | 63.0827 | 1
40.8062 | -16.3775 | 1
43.6603 | -21.9058 | 1
79.5022 | 25.9344 | 1
46.5616 | -21.3235 | 1
48.5147 | 57.3154 | 1
17.248 | -19.8179 | 1
47.3374 | -26.9655 | 1
21.7799 | 33.2674 | 1
76.7614 | -19.5782 | 1
98.7427 | 20.7974 | 1
88.6601 | 48.1642 | 1
73.9219 | 2.033 | 1
13.2373 | -23.5075 | 1
90.1697 | -14.1299 | 1
37.9555 | 68.0908 | 1
0.77473 | -3.2826 | 1
18.3698 | 29.4081 | 1
53.1287 | 4.418 | 1
75.575 | -18.0232 | 1
18.2412 | 25.8352 | 1
23.1904 | 1.3612 | 1
100.7869 | 6.1248 | 1
71.3191 | 28.3858 | 1
33.1939 | -26.6218 | 1
29.3426 | 6.322 | 1
82.927 | 11.7324 | 1
29.936 | 29.267 | 1
15.486 | 30.7975 | 1
99.5793 | 19.0533 | 1
41.2271 | 66.636 | 1
47.771 | 54.0871 | 1
1.8315 | 21.9423 | 1
47.8467 | -16.0696 | 1
48.6944 | 33.8127 | 1
31.8634 | -12.3653 | 1
20.4062 | 50.5354 | 1
54.682 | 61.6326 | 1
44.6655 | 51.5488 | 1
59.7495 | -18.7792 | 1
92.438 | -11.7466 | 1
46.5666 | 41.9151 | 1
27.905 | 39.7108 | 1
23.0462 | -18.5896 | 1
63.8491 | -18.2239 | 1
52.0761 | 63.3378 | 1
70.0855 | -1.7782 | 1
56.8146 | -19.3422 | 1
56.0408 | -12.755 | 1
27.1299 | -17.733 | 1
24.0755 | 5.9509 | 1
2.5675 | 12.1418 | 1
48.7892 | 68.2963 | 1
36.5577 | 1.4037 | 1
59.2647 | 62.0711 | 1
14.1507 | 38.5904 | 1
90.922 | 25.0384 | 1
36.9882 | -28.5557 | 1
39.0295 | -10.1729 | 1
23.6091 | 33.7994 | 1
100.3029 | 42.5509 | 1
4.3103 | 45.673 | 1
6.2159 | -11.0432 | 1
47.0362 | 7.4492 | 1
11.7806 | 49.1086 | 1
48.4474 | 28.5764 | 1
81.5789 | 55.4699 | 1
90.8891 | -16.4371 | 1
72.8715 | 7.433 | 1
80.2979 | -15.3953 | 1
30.0615 | 58.4921 | 1
25.1242 | 22.0666 | 1
79.2323 | 12.6444 | 1
88.2527 | -7.3129 | 1
74.6069 | -29.3452 | 1
14.3457 | -24.6489 | 1
55.397 | 20.3455 | 1
48.6721 | 37.8724 | 1
17.6116 | 65.9869 | 1
52.815 | 4.7228 | 1
0.43744 | 1.1879 | 1
7.343 | 25.4362 | 1
18.3405 | 54.0121 | 1
93.8524 | 41.4799 | 1
24.8747 | 66.6555 | 1
4.535 | 31.9686 | 1
87.3532 | 15.6705 | 1
65.1971 | 41.6115 | 1
29.4759 | 9.1817 | 1
93.5539 | 67.2044 | 1
29.0284 | 41.5128 | 1
85.5006 | 43.8943 | 1
16.27 | 54.2475 | 1
22.0808 | -11.487 | 1
48.8961 | 69.3966 | 1
41.2858 | -11.7939 | 1
73.0297 | 6.2543 | 1
91.3475 | 20.1547 | 1
57.6841 | 28.9228 | 1
3.3552 | 8.4401 | 1
82.3855 | 7.0894 | 1
11.8511 | -23.9107 | 1
27.061 | 64.9458 | 1
14.6346 | -29.0874 | 1
64.2838 | -27.2674 | 1
81.8915 | -3.0166 | 1
35.7778 | 18.8487 | 1
23.7967 | 57.1263 | 1
3.4249 | -3.5106 | 1
43.4321 | 45.5587 | 1
96.1587 | -14.1269 | 1
28.9582 | -22.1485 | 1
49.1796 | -9.4724 | 1
5.3099 | 65.9329 | 1
3.3861 | 59.5218 | 1
5.4388 | -26.9327 | 1
53.976 | 60.6306 | 1
94.5215 | -5.3914 | 1
69.7975 | 12.2666 | 1
17.9142 | 65.9668 | 1
33.147 | 44.4727 | 1
1.7207 | 3.995 | 1
24.2462 | 10.8826 | 1
69.978 | -16.5879 | 1
41.4367 | -26.7116 | 1
58.1851 | 58.3126 | 1
32.5134 | 3.1218 | 1
57.9958 | 33.468 | 1
14.5579 | -3.8606 | 1
100.7084 | -4.6791 | 1
58.4064 | -24.2525 | 1
88.1071 | -13.2404 | 1
85.7265 | 44.1605 | 1
68.1145 | 17.9696 | 1
6.0158 | -25.5258 | 1
37.1159 | 58.623 | 1
24.6923 | -27.3678 | 1
86.8273 | -3.1601 | 1
39.9899 | -8.6723 | 1
5.9722 | 20.8536 | 1
35.8477 | 50.8236 | 1
33.3326 | 3.7768 | 1
3.4063 | 64.2315 | 1
83.609 | 51.5218 | 1
4.9693 | -24.2661 | 1
76.5942 | 29.5493 | 1
64.0651 | 0.76197 | 1
50.229 | 23.1782 | 1
66.4132 | 36.4581 | 1
82.9012 | 41.6921 | 1
66.2939 | 38.4926 | 1
89.3701 | -11.2556 | 1
84.2719 | 20.819 | 1
14.8705 | 56.1826 | 1
25.3901 | 48.8326 | 1
73.7834 | 16.1362 | 1
71.7631 | -29.2235 | 1
58.9334 | 32.3111 | 1
30.4591 | 26.7963 | 1
74.3698 | 20.706 | 1
71.1009 | 57.5714 | 1
43.4994 | 25.0344 | 1
92.7519 | 22.8487 | 1
3.5043 | 20.5249 | 1
25.7983 | 67.2273 | 1
16.3644 | -3.7023 | 1
40.1107 | 69.9101 | 1
42.1997 | -20.191 | 1
57.9089 | 6.1609 | 1
9.7746 | 14.0748 | 1
76.3445 | 0.8125 | 1
67.377 | 0.63545 | 1
60.2606 | 65.7541 | 1
18.3386 | 64.4257 | 1
21.8468 | 44.8077 | 1
57.7686 | -11.6034 | 1
31.2595 | -19.0864 | 1
57.2205 | 66.4809 | 1
1.4305 | 51.3787 | 1
68.5475 | -29.5557 | 1
14.6338 | 66.7643 | 1
60.7965 | 21.9829 | 1
38.0185 | 43.1263 | 1
7.9529 | 39.7566 | 1
26.4206 | -18.8415 | 1
100.9538 | 34.1199 | 1
30.0176 | -7.9882 | 1
56.0606 | 25.6536 | 1
11.8714 | 26.0512 | 1
3.6913 | -3.2223 | 1
73.3709 | 27.2713 | 1
40.2965 | 2.1563 | 1
82.8461 | 19.032 | 1
6.0721 | -5.0728 | 1
41.9659 | 30.7559 | 1
28.9414 | 37.67 | 1
41.9693 | 58.1982 | 1
34.9583 | 26.3655 | 1
32.3191 | 16.5478 | 1
74.6534 | 41.3909 | 1
73.9644 | -24.6857 | 1
45.7773 | 53.6478 | 1
56.4128 | -2.1491 | 1
43.5905 | -20.4071 | 1
14.2358 | 15.9153 | 1
2.7106 | 4.7176 | 1
76.2462 | 33.7316 | 1
50.3343 | 16.2094 | 1
1.2406 | 48.2802 | 1
31.6011 | 10.2509 | 1
40.1254 | 54.8046 | 1
11.7057 | -1.2957 | 1
26.1531 | 31.6123 | 1
91.5193 | 64.5731 | 1
57.1129 | -14.0296 | 1
16.0624 | 61.8902 | 1
59.1947 | 43.9424 | 1
31.8665 | -4.7444 | 1
7.2167 | 42.7837 | 1
16.7704 | 1.2495 | 1
10.22 | -4.0009 | 1
56.4416 | 10.2768 | 1
54.6142 | 65.6073 | 1
33.9111 | 32.9415 | 1
55.9638 | -24.1904 | 1
86.454 | -3.4971 | 1
45.8695 | 33.7274 | 1
15.5645 | 21.3774 | 1
3.0144 | 5.707 | 1
78.4704 | -1.6184 | 1
6.0529 | -29.4934 | 1
84.7283 | -11.9299 | 1
90.4579 | 57.3446 | 1
18.7021 | 66.417 | 1
60.1713 | 59.9851 | 1
83.2754 | 0.62348 | 1
84.9567 | 18.6116 | 1
58.3018 | 45.4102 | 1
64.8099 | -9.0174 | 1
60.482 | -6.1236 | 1
9.8775 | -3.5312 | 1
43.8002 | -28.2586 | 1
31.5961 | 28.0711 | 1
57.6467 | -19.6572 | 1
68.8501 | 30.9908 | 1
24.0644 | 28.1518 | 1
14.1886 | -0.65038 | 1
93.7102 | -13.4326 | 1
19.9686 | 38.1469 | 1
19.627 | 8.1112 | 1
9.2905 | 54.4987 | 1
69.3899 | -17.3177 | 1
98.0491 | 6.7954 | 1
16.8817 | -19.1787 | 1
22.8359 | 37.3494 | 1
95.8555 | -2.5218 | 1
62.3054 | 52.5787 | 1
32.2165 | -14.1691 | 1
29.4256 | 12.9934 | 1
83.0604 | 64.1235 | 1
6.2805 | 69.7801 | 1
21.447 | 10.2062 | 1
7.669 | 20.5871 | 1
100.6584 | 26.9218 | 1
62.1988 | 39.494 | 1
10.2934 | 68.3866 | 1
41.621 | 44.2458 | 1
13.4196 | 42.7972 | 1
97.1264 | -22.5494 | 1
99.391 | 26.6492 | 1
78.0449 | -5.7363 | 1
21.5773 | 33.1096 | 1
50.554 | 46.3691 | 1
93.3182 | -8.6933 | 1
38.5073 | 35.7128 | 1
81.801 | 30.6708 | 1
48.3228 | -18.2274 | 1
11.5344 | 22.1596 | 1
29.2759 | 10.9659 | 1
82.2453 | -17.9609 | 1
14.4267 | 2.0574 | 1
100.5361 | -21.1992 | 1
16.036 | -11.5563 | 1
16.325 | -9.4222 | 1
9.0606 | 54.6088 | 1
69.1859 | -9.954 | 1
67.4425 | 14.1238 | 1
37.2449 | -24.0325 | 1
12.7933 | -22.161 | 1
12.862 | 17.1377 | 1
89.7474 | 10.6061 | 1
39.5711 | 48.2522 | 1
92.384 | 16.4003 | 1
93.1573 | 21.4367 | 1
0.75756 | 9.6872 | 1
20.251 | 0.32326 | 1
48.413 | 40.5847 | 1
28.0946 | 63.3081 | 1
2.5621 | 69.4289 | 1
3.2388 | 44.7405 | 1
94.3062 | -4.6948 | 1
11.4659 | 56.7376 | 1
22.0425 | 29.187 | 1
86.875 | -18.9155 | 1
17.2345 | -2.4235 | 1
27.6692 | 2.3139 | 1
90.423 | 23.2288 | 1
66.1817 | 44.1448 | 1
60.0358 | 12.6486 | 1
14.2912 | -22.8758 | 1
63.5339 | 20.8935 | 1
19.4841 | 9.5181 | 1
49.5113 | 29.2967 | 1
20.3394 | 63.9718 | 1
42.5208 | 13.7783 | 1
94.5152 | -4.6721 | 1
25.206 | 48.678 | 1
36.0308 | 51.6457 | 1
4.5864 | 21.7645 | 1
58.6696 | -21.2086 | 1
11.4071 | 57.6445 | 1
51.0073 | 51.6793 | 1
91.1465 | -21.0938 | 1
22.3051 | 26.7237 | 1
94.1474 | -27.2711 | 1
77.6219 | -0.17222 | 1
94.5402 | -18.962 | 1
0.02212 | 11.2373 | 1
27.6856 | 41.2093 | 1
47.3388 | -14.9487 | 1
88.3567 | 55.1727 | 1
78.0764 | 58.7783 | 1
42.2747 | 1.9271 | 1
29.1512 | -7.0469 | 1
30.6231 | 66.6594 | 1
95.9989 | 44.6084 | 1
85.3006 | 24.0365 | 1
97.1964 | -13.7964 | 1
37.9081 | -9.4322 | 1
73.3236 | 11.6253 | 1
87.7734 | -14.4111 | 1
20.8776 | 39.6387 | 1
5.8685 | -29.1471 | 1
19.22 | -16.5575 | 1
51.9071 | 25.5075 | 1
37.4937 | 11.0225 | 1
42.7129 | -17.3238 | 1
81.1542 | -12.2481 | 1
41.9711 | 62.7391 | 1
5.7135 | -19.6577 | 1
21.4177 | -6.2551 | 1
51.8603 | 53.417 | 1
65.0474 | -7.3929 | 1
25.2944 | -13.8365 | 1
91.0187 | 59.7223 | 1
51.5546 | -18.3642 | 1
72.1399 | 21.9681 | 1
80.7224 | 14.6379 | 1
52.9541 | 18.8752 | 1
36.7881 | 60.2537 | 1
100.0662 | 12.1158 | 1
42.1212 | 10.3715 | 1
95.2072 | 49.0504 | 1
58.9054 | 8.4578 | 1
83.4327 | -29.4646 | 1
77.7224 | 65.1556 | 1
100.1025 | 18.5746 | 1
56.9438 | 57.828 | 1
43.4551 | -27.029 | 1
97.3026 | 69.8526 | 1
59.2124 | -6.3699 | 1
47.0277 | 6.3444 | 1
92.0301 | 24.025 | 1
92.9009 | 29.4898 | 1
64.8761 | 9.7205 | 1
2.3749 | -9.7721 | 1
58.0907 | -26.759 | 1
64.9802 | 27.9276 | 1
44.2593 | 20.4617 | 1
79.8352 | 45.0778 | 1
78.3945 | 13.7834 | 1
53.0769 | 68.8606 | 1
66.0369 | -9.6357 | 1
23.0468 | -23.0803 | 1
65.4421 | -25.1597 | 1
1.2423 | 1.371 | 1
4.6214 | 60.2978 | 1
41.1648 | 1.4744 | 1
97.4385 | 51.4313 | 1
68.6038 | 43.5428 | 1
93.4402 | 7.6157 | 1
38.9639 | -27.9646 | 1
76.1671 | -5.0713 | 1
97.4533 | 66.8357 | 1
71.4948 | 9.6847 | 1
43.9132 | -24.1 | 1
39.1853 | 51.8459 | 1
49.4324 | 14.7104 | 1
1.5439 | 55.0291 | 1
82.4455 | -3.6196 | 1
30.3718 | 39.0987 | 1
71.6336 | -19.2222 | 1
58.518 | 45.4692 | 1
92.4228 | -12.4588 | 1
68.991 | 59.6625 | 1
40.0199 | 53.3497 | 1
82.5881 | 30.7479 | 1
95.2116 | -25.1404 | 1
86.0434 | -13.8286 | 1
46.2918 | 2.6679 | 1
26.0999 | 13.0802 | 1
60.8126 | 16.2504 | 1
84.9532 | 21.1027 | 1
73.1264 | -24.9672 | 1
12.8065 | 52.5503 | 1
49.8411 | 59.744 | 1
62.1725 | -8.5955 | 1
33.3968 | -7.559 | 1
73.5821 | 68.2116 | 1
87.6135 | 46.2699 | 1
87.0861 | 64.9056 | 1
62.4879 | -5.3011 | 1
64.0091 | 7.1751 | 1
96.2842 | -14.169 | 1
0.13697 | -13.3709 | 1
96.4098 | 5.7834 | 1
24.6045 | 7.7443 | 1
26.1397 | -11.4895 | 1
25.1967 | -5.7393 | 1
43.1005 | 1.3904 | 1
16.8249 | 35.3032 | 1
25.7321 | 30.2433 | 1
43.5401 | -12.3526 | 1
81.1783 | 66.8609 | 1
82.6254 | 60.9527 | 1
42.5617 | 14.9148 | 1
33.5071 | 20.7909 | 1
39.9639 | 62.4715 | 1
53.2279 | 69.2875 | 1
50.1008 | 43.2596 | 1
39.41 | -2.3148 | 1
85.262 | 32.4826 | 1
74.9023 | -2.7405 | 1
36.913 | 11.5245 | 1
4.2181 | 14.0809 | 1
29.0096 | -3.1413 | 1
51.3817 | 40.7539 | 1
67.2485 | 48.3799 | 1
43.9808 | 43.6691 | 1
74.3004 | 18.0832 | 1
50.1871 | -7.8335 | 1
80.5668 | -22.9953 | 1
83.2297 | 69.6996 | 1
60.6446 | 23.5107 | 1
67.1811 | -10.3376 | 1
70.1968 | -8.0973 | 1
59.0721 | 25.3205 | 1
85.0146 | 55.4327 | 1
90.6431 | -8.5134 | 1
78.3191 | 30.2167 | 1
68.1051 | 53.6683 | 1
61.834 | 13.247 | 1
56.8638 | 1.1322 | 1
38.328 | 28.4423 | 1
40.3552 | 61.6317 | 1
48.378 | 64.6729 | 1
81.3633 | 37.3599 | 1
6.3616 | 47.8949 | 1
17.924 | -22.8489 | 1
91.7727 | 8.8248 | 1
10.3111 | -21.1156 | 1
49.7476 | 45.4651 | 1
13.9196 | -10.2251 | 1
77.9668 | 6.6916 | 1
1.7755 | 44.332 | 1
42.9491 | -10.7584 | 1
56.5278 | -11.0698 | 1
44.2097 | 10.9327 | 1
87.9463 | 62.6623 | 1
53.1386 | 66.3824 | 1
48.5463 | -8.1939 | 1
19.2434 | 61.3529 | 1
26.4401 | 48.2804 | 1
42.1407 | 2.1111 | 1
20.4912 | 57.3114 | 1
46.3597 | 36.1701 | 1
89.6753 | -21.6037 | 1
48.6134 | -10.3663 | 1
1.58 | 64.355 | 1
51.6633 | -19.5519 | 1
4.834 | -17.3535 | 1
30.5361 | 61.5443 | 1
70.7573 | -10.152 | 1
93.0043 | -9.126 | 1
76.3512 | 32.4964 | 1
8.7135 | 29.9048 | 1
42.6887 | -11.2913 | 1
95.8166 | -0.74459 | 1
81.1702 | 16.3205 | 1
22.6728 | -3.1623 | 1
0.61099 | -10.0512 | 1
89.5682 | -4.014 | 1
82.3432 | 15.4252 | 1
25.8142 | 3.5706 | 1
96.9629 | 66.2959 | 1
91.2985 | 10.4523 | 1
12.653 | 35.7062 | 1
87.4335 | -9.5923 | 1
12.5403 | 37.8487 | 1
26.8467 | 2.6848 | 1
14.2859 | 2.3289 | 1
14.0935 | 12.7546 | 1
89.7653 | 57.9279 | 1
31.2935 | 35.2334 | 1
33.616 | 22.986 | 1
11.7684 | -21.8905 | 1
24.4144 | 69.7649 | 1
59.1157 | -3.7336 | 1
48.1597 | 62.5512 | 1
55.3554 | 38.2373 | 1
2.009 | 57.5478 | 1
60.2757 | 45.5744 | 1
48.0792 | 60.1873 | 1
46.1521 | 50.7809 | 1
10.0206 | 14.6989 | 1
47.8192 | 35.0902 | 1
12.016 | -14.362 | 1
49.4637 | 27.2951 | 1
82.8224 | -2.7122 | 1
41.6232 | -10.3879 | 1
26.3313 | -21.5514 | 1
88.4064 | 32.0965 | 1
78.6819 | 61.7258 | 1
66.3905 | 1.701 | 1
11.0014 | 15.0567 | 1
78.0978 | 40.7058 | 1
51.5508 | 52.869 | 1
89.6396 | 29.468 | 1
36.7405 | 9.2253 | 1
70.9632 | 67.9448 | 1
16.0926 | 11.2316 | 1
26.1664 | 65.4348 | 1
68.6966 | 62.3431 | 1
57.5271 | 13.979 | 1
67.4291 | -18.3359 | 1
35.831 | 12.2326 | 1
10.8752 | 63.8162 | 1
28.8768 | 48.8819 | 1
26.193 | -23.7432 | 1
93.2387 | -25.4199 | 1
82.2383 | 32.4631 | 1
52.6327 | 7.5992 | 1
30.9125 | 65.7383 | 1
50.5965 | -22.2351 | 1
47.6378 | 22.4864 | 1
28.2059 | -7.0254 | 1
84.2736 | 56.5429 | 1
77.681 | 26.36 | 1
28.9757 | 48.0216 | 1
24.3026 | 47.6381 | 1
55.1413 | -2.4858 | 1
12.5606 | -18.308 | 1
24.8855 | 41.8599 | 1
53.9884 | -11.9371 | 1
58.9676 | -6.8332 | 1
65.0988 | 37.1354 | 1
92.3143 | -11.5697 | 1
2.2139 | 12.5838 | 1
88.0329 | 20.4085 | 1
29.5793 | 9.7577 | 1
44.6126 | 28.1247 | 1
10.538 | -28.1607 | 1
70.3258 | 0.74582 | 1
82.5283 | -20.8083 | 1
96.8121 | 55.6605 | 1
46.8393 | -25.0693 | 1
70.9161 | -4.561 | 1
99.2869 | 59.0983 | 1
81.3591 | 12.8991 | 1
90.2252 | 17.3893 | 1
35.956 | -13.9948 | 1
26.2245 | 29.7266 | 1
47.135 | 29.8874 | 1
30.2166 | -17.8571 | 1
25.7508 | -13.3534 | 1
74.8964 | 64.8617 | 1
96.0794 | 11.9483 | 1
1.0727 | 50.8098 | 1
95.3829 | 22.7526 | 1
29.5161 | -27.6221 | 1
72.0617 | 65.9449 | 1
76.8894 | -7.2173 | 1
46.1429 | 60.3022 | 1
84.0068 | -21.3945 | 1
86.9447 | 39.4022 | 1
43.5108 | -19.9924 | 1
9.8277 | 49.4991 | 1
46.4528 | -23.3848 | 1
20.3219 | 65.8229 | 1
39.4087 | 11.1296 | 1
32.392 | 57.9808 | 1
87.7049 | 50.7261 | 1
55.4102 | 30.7355 | 1
64.4883 | 42.0464 | 1
10.6935 | 37.9853 | 1
91.5079 | -22.651 | 1
39.452 | 62.7637 | 1
17.8029 | -0.74227 | 1
72.4579 | 28.0889 | 1
8.5304 | 51.8512 | 1
68.9807 | 39.3639 | 1
5.4206 | -21.2623 | 1
47.8602 | -22.6889 | 1
89.1699 | -2.0856 | 1
33.3119 | -6.2279 | 1
49.2912 | -24.1042 | 1
21.9096 | 69.5334 | 1
5.4725 | 46.0172 | 1
85.5352 | 56.1689 | 1
52.3107 | 12.7503 | 1
69.1295 | 13.5508 | 1
98.172 | 34.4087 | 1
39.8456 | 1.0086 | 1
55.9781 | 22.2849 | 1
71.2777 | -17.7361 | 1
13.0341 | 45.8781 | 1
50.7849 | 25.206 | 1
56.1047 | 8.9846 | 1
84.8055 | 46.1009 | 1
72.5584 | -29.5865 | 1
65.0556 | 40.2908 | 1
86.1848 | 8.7692 | 1
99.7226 | 41.6644 | 1
12.729 | 13.736 | 1
68.273 | 49.1974 | 1
42.3296 | 20.4823 | 1
25.233 | -1.2758 | 1
33.4167 | 29.002 | 1
38.9293 | 30.2881 | 1
66.3964 | -15.3147 | 1
24.0291 | 22.4521 | 1
82.6431 | -23.9722 | 1
16.0624 | 46.6323 | 1
24.941 | 11.2912 | 1
38.1167 | 67.5474 | 1
30.5784 | -28.009 | 1
66.0952 | 0.88334 | 1
4.46 | 51.8947 | 1
89.2665 | 47.4766 | 1
86.5782 | 40.8662 | 1
31.0388 | -25.9458 | 1
30.1013 | 42.6335 | 1
36.7469 | 30.9036 | 1
3.9157 | -15.9949 | 1
68.4515 | -6.3589 | 1
89.3566 | 4.826 | 1
0.14504 | -16.6746 | 1
28.5355 | 2.8028 | 1
14.2902 | 31.5664 | 1
19.3542 | 69.978 | 1
7.5145 | 7.2879 | 1
8.7378 | 18.6919 | 1
85.4373 | 48.5705 | 1
51.7276 | 22.5631 | 1
32.5658 | 37.2007 | 1
47.9783 | -20.1388 | 1
7.5274 | 58.9739 | 1
24.095 | 51.2412 | 1
0.031428 | -7.8664 | 1
96.7101 | 8.1754 | 1
0.56232 | 3.2337 | 1
31.9725 | -20.1345 | 1
90.0846 | 42.2982 | 1
2.6013 | 55.0262 | 1
39.8916 | 57.1176 | 1
38.3703 | -11.735 | 1
51.9982 | 62.8809 | 1
99.5335 | 62.3135 | 1
64.6259 | 40.8677 | 1
83.2212 | -25.8006 | 1
17.8769 | -24.1468 | 1
97.8868 | -16.1766 | 1
1.6402 | 34.6534 | 1
53.0889 | -15.7055 | 1
30.2094 | 17.9321 | 1
48.8563 | 31.7172 | 1
3.3068 | 1.2442 | 1
9.0726 | -1.8359 | 1
7.3154 | 45.9333 | 1
42.377 | 66.1829 | 1
23.2477 | 27.3072 | 1
18.8246 | 41.9588 | 1
99.1857 | -22.6505 | 1
67.3548 | 62.9507 | 1
91.7562 | 35.5873 | 1
97.37 | 42.4828 | 1
78.3631 | 52.9228 | 1
33.6859 | 36.2078 | 1
24.5343 | 44.0761 | 1
19.7412 | 53.3411 | 1
84.0945 | 25.0142 | 1
5.9363 | 62.3445 | 1
86.3811 | 33.945 | 1
47.2472 | 1.3331 | 1
40.4374 | 2.7123 | 1
45.8036 | 43.8513 | 1
54.3243 | -5.6681 | 1
96.4982 | 57.2809 | 1
8.9205 | 27.7329 | 1
93.9494 | 27.2799 | 1
22.029 | -8.3788 | 1
45.9466 | 52.5856 | 1
17.8778 | 59.9 | 1
51.3603 | 19.6284 | 1
62.2354 | 63.5437 | 1
30.0157 | 25.1588 | 1
81.7 | 6.8157 | 1
100.3996 | 44.5409 | 1
35.2954 | -27.2515 | 1
14.9473 | 16.4647 | 1
51.1671 | 55.1286 | 1
60.7474 | -23.2496 | 1
77.9409 | 8.9415 | 1
46.5846 | 65.8172 | 1
22.21 | -2.1468 | 1
7.1504 | -10.4498 | 1
61.1574 | -27.7266 | 1
98.1938 | 54.2054 | 1
4.4697 | -25.1696 | 1
22.2253 | 35.6828 | 1
66.7891 | 28.2057 | 1
65.9176 | 0.019831 | 1
76.1429 | -19.5801 | 1
72.0027 | 64.9185 | 1
78.1474 | 68.9924 | 1
52.9886 | 29.8349 | 1
75.5316 | 52.0141 | 1
66.0639 | 67.3665 | 1
44.4959 | 33.5937 | 1
5.3213 | -18.2823 | 1
66.3475 | 26.8855 | 1
75.2272 | 54.406 | 1
10.7832 | 8.5324 | 1
34.0064 | 60.5929 | 1
42.4816 | 42.9756 | 1
13.8826 | 17.6541 | 1
92.6512 | -19.1663 | 1
68.6172 | 38.5144 | 1
90.3851 | -11.6868 | 1
95.9818 | -14.8779 | 1
75.8288 | 36.1012 | 1
4.2521 | 35.5051 | 1
66.7159 | 48.1177 | 1
77.9661 | 28.5166 | 1
36.7235 | -17.5901 | 1
22.7086 | 46.7685 | 1
2.4421 | 34.9048 | 1
81.1843 | -18.0606 | 1
19.1864 | 55.762 | 1
60.6309 | 24.9811 | 1
36.3376 | 2.743 | 1
82.2513 | 30.139 | 1
90.1986 | 4.878 | 1
70.8206 | 55.5721 | 1
38.9447 | 13.0466 | 1
74.3615 | 31.9728 | 1
41.253 | 41.3329 | 1
33.6782 | -15.9396 | 1
50.9479 | -12.7536 | 1
38.64 | 54.3145 | 1
61.509 | 32.3181 | 1
33.5352 | 21.3627 | 1
43.6801 | -15.5352 | 1
82.029 | 40.7232 | 1
12.5965 | 65.0018 | 1
56.0281 | 15.3721 | 1
74.3789 | 21.2297 | 1
35.644 | 30.637 | 1
91.4694 | -25.3384 | 1
61.1809 | 42.9 | 1
91.5381 | -25.1693 | 1
5.8101 | 69.3255 | 1
61.0079 | 14.7024 | 1
61.9692 | 56.2417 | 1
87.3915 | -18.5273 | 1
46.0799 | 33.0188 | 1
45.4845 | 24.1485 | 1
44.0421 | -17.1148 | 1
43.2165 | 1.0223 | 1
1.038 | 15.8876 | 1
93.9119 | -20.2229 | 1
91.2535 | 60.8849 | 1
69.4068 | 37.2953 | 1
44.844 | 68.0966 | 1
17.6669 | 38.8825 | 1
48.7566 | -27.2524 | 1
7.3164 | 42.798 | 1
22.0225 | -26.8159 | 1
68.6015 | -27.5095 | 1
70.2046 | 47.7237 | 1
91.9489 | 24.1328 | 1
20.492 | 13.3444 | 1
51.825 | 6.4843 | 1
20.4628 | 12.7408 | 1
88.1493 | -14.2515 | 1
98.9965 | 6.3994 | 1
1.1998 | 5.473 | 1
57.8167 | 33.6377 | 1
71.5814 | 37.2785 | 1
0.4042 | 58.9466 | 1
3.7454 | 14.3223 | 1
17.0413 | 16.836 | 1
80.5637 | -27.5004 | 1
15.0084 | -21.0031 | 1
64.7569 | -11.988 | 1
25.9115 | 11.9034 | 1
99.5806 | 20.5197 | 1
41.8939 | 33.5408 | 1
69.8641 | 55.7683 | 1
82.111 | 57.4866 | 1
72.2201 | -6.6258 | 1
41.106 | 2.5976 | 1
5.3738 | -8.8357 | 1
24.8066 | 11.0717 | 1
75.5705 | -25.5144 | 1
33.9013 | -2.8868 | 1
99.4045 | 28.1923 | 1
80.9704 | -18.9888 | 1
13.3005 | -14.0358 | 1
24.7788 | 14.9 | 1
79.3617 | -9.6561 | 1
26.1968 | -12.1977 | 1
58.9591 | 69.9082 | 1
49.4419 | -19.6854 | 1
96.2982 | 2.9421 | 1
9.3954 | 23.8471 | 1
15.0457 | 35.5453 | 1
75.3244 | 14.2058 | 1
86.9311 | 58.4485 | 1
54.4865 | 25.2785 | 1
57.3541 | 57.0699 | 1
98.0738 | 41.1282 | 1
67.0767 | 8.3516 | 1
51.8254 | 65.7442 | 1
28.1286 | 23.2493 | 1
19.5215 | 27.2729 | 1
36.7715 | 55.6156 | 1
31.5284 | 61.0172 | 1
93.3491 | 48.7019 | 1
86.3014 | -13.2946 | 1
27.939 | -18.3301 | 1
78.8867 | 37.239 | 1
73.0644 | -21.923 | 1
52.6029 | 1.2274 | 1
3.2311 | 8.3577 | 1
9.572 | 25.2883 | 1
2.9886 | 45.827 | 1
39.4402 | -20.2488 | 1
68.2649 | 53.1961 | 1
49.1183 | 27.0639 | 1
51.6088 | 20.5174 | 1
74.0553 | -9.7619 | 1
66.989 | 55.8807 | 1
72.2269 | -26.115 | 1
4.2562 | 56.8964 | 1
91.4814 | 24.5426 | 1
52.5871 | 17.6781 | 1
40.0397 | -28.9227 | 1
44.1607 | -18.5455 | 1
41.5207 | 32.6612 | 1
2.7554 | 26.287 | 1
8.0956 | 54.8283 | 1
34.5417 | 35.2958 | 1
85.8786 | -0.36336 | 1
23.3922 | 15.8319 | 1
54.8323 | 29.3591 | 1
17.2716 | 5.9686 | 1
47.3206 | 56.839 | 1
72.7784 | 60.7293 | 1
29.9258 | 15.7868 | 1
96.9381 | 58.7683 | 1
78.8704 | 62.1065 | 1
66.3641 | -24.4786 | 1
96.5636 | 15.9191 | 1
82.735 | 48.5428 | 1
93.6576 | 69.2441 | 1
8.9668 | 10.3891 | 1
99.9681 | 18.0082 | 1
100.8181 | 69.9097 | 1
59.6347 | -9.0197 | 1
68.5073 | -23.8614 | 1
27.8509 | 35.7793 | 1
20.7809 | -0.10605 | 1
28.7781 | -11.6909 | 1
48.4984 | -20.5935 | 1
4.9652 | -28.6341 | 1
76.5096 | 16.9799 | 1
94.8945 | 68.7051 | 1
82.9356 | 1.7424 | 1
45.0876 | 20.0445 | 1
6.8233 | -9.6177 | 1
19.9341 | 18.4456 | 1
32.4374 | 47.9485 | 1
40.1375 | -19.0861 | 1
13.7842 | 25.3649 | 1
33.744 | 35.6975 | 1
16.4662 | 53.2918 | 1
74.4311 | 24.1314 | 1
66.4127 | 43.6308 | 1
59.6696 | 55.2171 | 1
59.3586 | 56.1567 | 1
68.8891 | 0.039287 | 1
69.3834 | -26.7696 | 1
36.1154 | 44.9075 | 1
8.9965 | -0.33004 | 1
78.1572 | 6.6693 | 1
83.2467 | 17.6443 | 1
69.2141 | 21.2328 | 1
37.9771 | 67.4655 | 1
47.7423 | 41.539 | 1
23.8608 | -23.9822 | 1
37.8537 | -8.9266 | 1
23.594 | -9.4032 | 1
74.7568 | 55.7423 | 1
4.5539 | -25.2602 | 1
54.4219 | 8.8076 | 1
14.3233 | 60.5802 | 1
100.3121 | 19.1118 | 1
30.7121 | 32.2499 | 1
77.9388 | 4.65 | 1
65.995 | 56.702 | 1
31.7429 | -23.766 | 1
53.6156 | 55.5832 | 1
27.5763 | 49.7709 | 1
88.7125 | 53.3717 | 1
56.6652 | 29.7411 | 1
48.8501 | 30.1496 | 1
34.9848 | 17.2677 | 1
82.4004 | 14.815 | 1
100.9227 | 63.9345 | 1
5.7742 | 56.4611 | 1
42.4867 | 10.4043 | 1
38.033 | 51.7555 | 1
61.6242 | -20.4627 | 1
2.1373 | 47.1996 | 1
1.6742 | 37.6107 | 1
54.7115 | 46.4988 | 1
5.9087 | 6.3849 | 1
19.1628 | 59.8725 | 1
87.3526 | 59.1763 | 1
5.4161 | 67.1527 | 1
68.28 | 23.5867 | 1
15.2651 | -3.4569 | 1
53.1381 | -26.4683 | 1
17.5068 | 23.1164 | 1
33.8073 | 40.5129 | 1
88.4723 | 34.1789 | 1
85.8531 | 0.45925 | 1
89.0722 | -9.3972 | 1
77.2754 | 52.1025 | 1
73.3172 | -4.4225 | 1
82.27 | -28.9766 | 1
6.1789 | -11.6241 | 1
44.4844 | 49.729 | 1
56.1261 | -25.1899 | 1
35.6684 | -3.1783 | 1
11.3346 | -18.1122 | 1
27.2802 | 3.5157 | 1
16.183 | 18.0455 | 1
81.6558 | 22.1487 | 1
31.9059 | 38.1025 | 1
24.3544 | -25.5571 | 1
13.7526 | 14.5928 | 1
75.3372 | 52.1121 | 1
53.9175 | 17.9036 | 1
17.6779 | 35.6315 | 1
58.649 | 57.8025 | 1
60.029 | 19.2051 | 1
71.1537 | -11.1441 | 1
100.1372 | 32.7349 | 1
10.6714 | 69.0207 | 1
48.4284 | -6.7093 | 1
76.325 | 63.6821 | 1
81.3108 | -20.2886 | 1
18.7324 | 19.9085 | 1
70.7501 | 38.8374 | 1
39.413 | 45.1997 | 1
9.8634 | 57.6966 | 1
100.4883 | 9.4352 | 1
88.838 | 5.6834 | 1
44.5563 | 20.2903 | 1
12.0206 | -12.4148 | 1
19.2275 | -27.4436 | 1
78.475 | 50.0675 | 1
18.4651 | 9.8695 | 1
40.5601 | -1.1228 | 1
7.398 | 63.4769 | 1
54.3956 | 47.6971 | 1
14.591 | 65.648 | 1
11.2311 | -25.5914 | 1
59.5623 | -8.826 | 1
48.3627 | 1.5326 | 1
22.6435 | -2.0771 | 1
15.0643 | -25.6614 | 1
70.0604 | -24.5719 | 1
50.1846 | 13.6274 | 1
59.9017 | 63.1677 | 1
3.9477 | 14.4765 | 1
40.6122 | -20.0624 | 1
59.8785 | 6.5661 | 1
90.5193 | -23.4764 | 1
84.2826 | 64.2043 | 1
45.482 | 10.3315 | 1
66.465 | 6.6957 | 1
44.0437 | 54.0125 | 1
62.4043 | -28.9339 | 1
47.6021 | 27.7579 | 1
52.2509 | 49.1467 | 1
21.1691 | 58.6793 | 1
1.441 | 46.2325 | 1
77.7279 | 43.1335 | 1
71.4855 | -25.3861 | 1
81.9497 | 23.7629 | 1
89.5695 | 17.9001 | 1
9.34 | 6.4467 | 1
60.062 | 42.9413 | 1
61.9298 | 64.1811 | 1
4.583 | 63.7427 | 1
23.0498 | 63.0655 | 1
63.9454 | -4.6248 | 1
54.9596 | 64.6923 | 1
30.708 | 38.8546 | 1
73.7238 | 62.3289 | 1
19.5451 | -13.1079 | 1
29.3922 | -17.0741 | 1
88.8545 | 0.99394 | 1
49.126 | 9.5944 | 1
27.5966 | 15.5468 | 1
43.0773 | 18.0613 | 1
98.1456 | 48.2893 | 1
39.4175 | 30.2619 | 1
66.4626 | 42.3714 | 1
7.3989 | -14.0115 | 1
77.7614 | -10.7939 | 1
48.9121 | 24.4104 | 1
70.5761 | 8.4489 | 1
58.7024 | -3.0279 | 1
39.7833 | 54.763 | 1
98.7515 | 14.33 | 1
64.6948 | 58.4733 | 1
84.4414 | 22.5638 | 1
98.4914 | -14.8999 | 1
10.3506 | 5.0501 | 1
79.458 | 59.065 | 1
26.9321 | -28.6959 | 1
56.0438 | -21.3681 | 1
42.7234 | 42.389 | 1
83.039 | -16.7512 | 1
40.3364 | 67.5673 | 1
82.6267 | -21.8202 | 1
53.221 | -0.11828 | 1
2.9229 | 31.6733 | 1
52.8624 | 2.8538 | 1
58.6806 | 58.6517 | 1
11.2271 | -23.7801 | 1
17.8458 | 23.6297 | 1
34.6135 | 62.6933 | 1
20.8927 | -13.6571 | 1
45.8018 | 29.2047 | 1
46.0232 | 55.5093 | 1
35.0749 | -10.5954 | 1
25.5314 | -11.6073 | 1
9.7422 | -6.883 | 1
67.9516 | 62.1945 | 1
23.5433 | 39.5498 | 1
37.5429 | 11.8421 | 1
23.7315 | 30.5602 | 1
8.1249 | -3.3704 | 1
57.8571 | 45.4648 | 1
98.0892 | 45.3586 | 1
64.8193 | 66.4838 | 1
74.3424 | 69.2902 | 1
96.4535 | 27.412 | 1
62.5981 | 59.1705 | 1
80.1653 | -7.9915 | 1
12.1185 | -23.4236 | 1
21.5571 | -20.2104 | 1
42.7461 | 19.6218 | 1
68.2876 | 44.0288 | 1
82.9994 | 8.5495 | 1
4.589 | -16.3739 | 1
67.6981 | 26.409 | 1
4.4535 | 26.633 | 1
26.7712 | -29.9166 | 1
13.0293 | 12.1678 | 1
67.8597 | 26.298 | 1
90.4827 | 14.7339 | 1
73.0188 | 33.7804 | 1
92.0847 | 44.9842 | 1
12.3952 | 44.6194 | 1
31.5297 | 20.8884 | 1
41.8974 | 17.0721 | 1
44.1612 | 25.5459 | 1
74.1279 | 32.3985 | 1
18.3855 | 7.6903 | 1
15.0057 | 29.4429 | 1
52.9903 | 45.0672 | 1
6.8958 | -6.0137 | 1
27.4041 | 3.6772 | 1
15.5059 | 60.8268 | 1
100.8831 | 2.2785 | 1
47.7685 | -19.8632 | 1
90.9971 | 11.0868 | 1
33.5027 | 3.1618 | 1
53.1288 | 54.4059 | 1
7.7309 | 40.5703 | 1
80.7312 | 11.675 | 1
8.7889 | 63.8681 | 1
48.4165 | -19.6562 | 1
13.4849 | 49.6955 | 1
92.3228 | -29.6407 | 1
55.3135 | 66.0121 | 1
1.0213 | 44.0237 | 1
32.2688 | -8.027 | 1
95.8308 | 43.2385 | 1
21.7414 | 37.736 | 1
43.0421 | -3.8213 | 1
16.8078 | 28.3483 | 1
47.5453 | 30.1134 | 1
47.6101 | 56.935 | 1
25.9209 | 50.0152 | 1
54.5754 | -21.5944 | 1
59.0549 | 22.1071 | 1
63.8753 | 52.0116 | 1
9.153 | 65.237 | 1
65.7997 | -20.8186 | 1
57.7893 | 9.7404 | 1
92.8601 | -11.0174 | 1
68.3859 | 10.1069 | 1
77.0837 | 34.4898 | 1
82.0847 | 38.6688 | 1
88.8323 | 14.1241 | 1
22.3336 | -2.6157 | 1
20.2877 | 8.5861 | 1
78.3904 | 67.1968 | 1
21.5117 | 48.5761 | 1
49.3147 | -21.9314 | 1
45.0534 | 21.3357 | 1
78.5031 | 9.8746 | 1
45.9388 | 35.1528 | 1
64.7855 | 10.8505 | 1
19.3545 | -6.701 | 1
19.8094 | 41.3497 | 1
62.6015 | -28.5723 | 1
91.2349 | 46.53 | 1
60.2473 | 53.3063 | 1
42.626 | 50.8582 | 1
5.2164 | 41.7941 | 1
40.6341 | 19.1284 | 1
84.9743 | 13.7151 | 1
41.3326 | 15.666 | 1
39.5818 | 30.5826 | 1
70.3801 | 37.5926 | 1
39.2874 | -12.7706 | 1
50.3305 | 38.7716 | 1
45.9682 | 16.7414 | 1
65.8274 | 56.6364 | 1
80.5025 | 17.0596 | 1
31.936 | 29.1538 | 1
22.3638 | 17.6859 | 1
88.8332 | 39.4082 | 1
22.3518 | 42.2056 | 1
53.6655 | 64.7046 | 1
3.4221 | -1.4939 | 1
10.388 | -5.7509 | 1
1.1512 | 18.824 | 1
31.3586 | 69.211 | 1
69.2733 | -6.2186 | 1
18.0575 | 28.9951 | 1
65.8137 | -26.9912 | 1
26.3152 | 66.8131 | 1
20.4433 | 43.6308 | 1
18.7187 | -10.4564 | 1
32.0052 | 56.6752 | 1
56.32 | 55.1961 | 1
45.0807 | 8.5445 | 1
16.2906 | -6.9183 | 1
97.0292 | 14.754 | 1
17.3637 | 54.1169 | 1
44.9117 | 48.3066 | 1
67.5503 | 33.2605 | 1
27.6946 | -26.9053 | 1
92.9122 | 18.4424 | 1
88.3539 | 32.9486 | 1
7.6839 | 34.5297 | 1
16.5579 | 24.3044 | 1
31.4071 | 65.2054 | 1
91.4182 | -23.3031 | 1
90.5035 | 18.3923 | 1
46.0989 | 40.4814 | 1
23.719 | 8.8619 | 1
14.5046 | 11.9443 | 1
90.5088 | 64.105 | 1
54.2047 | 32.3051 | 1
49.4279 | 20.4103 | 1
98.8695 | 54.108 | 1
37.2317 | -13.881 | 1
1.2256 | 51.3735 | 1
90.9375 | -13.3506 | 1
21.9054 | 27.4075 | 1
84.3682 | 64.1754 | 1
26.0204 | 50.5461 | 1
45.8406 | -19.2424 | 1
12.5586 | 31.9046 | 1
35.9062 | 49.3682 | 1
79.4069 | -28.3239 | 1
24.3326 | -17.9177 | 1
55.4258 | 63.2289 | 1
58.0772 | -20.7765 | 1
55.0578 | 59.837 | 1
44.6715 | 30.4315 | 1
96.588 | 26.0041 | 1
99.9195 | -5.599 | 1
28.5833 | 19.2795 | 1
5.7458 | 54.8268 | 1
5.4424 | -3.6453 | 1
91.4575 | 69.939 | 1
33.548 | 65.6451 | 1
20.4967 | 6.0998 | 1
69.0259 | -6.2464 | 1
4.8914 | 40.4328 | 1
64.2502 | 54.7 | 1
58.1314 | 43.7811 | 1
100.0462 | 26.8789 | 1
91.5823 | -4.9009 | 1
75.0935 | 20.6471 | 1
79.9082 | -7.1912 | 1
49.7178 | 13.7519 | 1
82.7426 | 63.7886 | 1
34.4742 | -19.2372 | 1
87.036 | 16.8826 | 1
84.0529 | 43.4543 | 1
73.548 | 18.3589 | 1
3.1399 | 68.4044 | 1
26.1091 | 24.6856 | 1
7.3043 | -19.3598 | 1
64.8696 | 41.8295 | 1
41.264 | 27.7072 | 1
100.9323 | 48.5258 | 1
64.1725 | 12.0184 | 1
56.5493 | 31.6489 | 1
72.1288 | 2.4731 | 1
42.682 | -0.35725 | 1
33.7676 | 41.7083 | 1
29.8889 | 31.7105 | 1
35.1346 | 18.82 | 1
69.6847 | -23.7524 | 1
16.6036 | 18.4321 | 1
46.5937 | 5.3972 | 1
2.9397 | -29.8658 | 1
14.4005 | 61.31 | 1
31.2737 | 40.5802 | 1
9.3665 | 23.6653 | 1
78.5631 | -27.3611 | 1
93.4847 | -25.8338 | 1
15.7812 | 23.9845 | 1
100.691 | 34.3612 | 1
100.2477 | -19.2388 | 1
92.2084 | 1.7446 | 1
14.0659 | 34.8409 | 1
21.3418 | 59.613 | 1
57.0664 | 53.6379 | 1
76.201 | -26.3052 | 1
8.6646 | 36.342 | 1
37.8342 | 5.1318 | 1
51.2255 | 36.6695 | 1
5.3015 | -7.2984 | 1
98.2303 | 40.0028 | 1
26.8535 | 27.394 | 1
2.0829 | 42.7087 | 1
48.0096 | 18.1474 | 1
38.3079 | 15.0341 | 1
14.2212 | -3.5061 | 1
1.0581 | -14.0627 | 1
23.362 | 32.9174 | 1
86.7612 | 55.0883 | 1
20.7985 | 30.5492 | 1
11.6036 | 59.8346 | 1
72.3353 | 22.6754 | 1
27.5863 | -14.1022 | 1
52.5514 | -18.1465 | 1
21.4645 | -21.6998 | 1
69.5347 | 62.6064 | 1
44.1509 | 34.7177 | 1
63.3864 | 44.9238 | 1
73.8758 | -3.2877 | 1
69.878 | 23.8999 | 1
89.2208 | 28.0529 | 1
75.7401 | -2.3534 | 1
99.0142 | 31.0229 | 1
82.4913 | 68.3703 | 1
48.0611 | 10.1167 | 1
65.1528 | 37.1551 | 1
76.3066 | 4.5023 | 1
80.2372 | 4.8104 | 1
30.8894 | 22.1965 | 1
32.9775 | 3.7509 | 1
86.8943 | 58.5333 | 1
90.3753 | 52.5238 | 1
53.748 | 55.005 | 1
79.6115 | 28.6894 | 1
65.6412 | -27.3021 | 1
42.0623 | -16.9294 | 1
16.1918 | -6.2631 | 1
64.9532 | 12.5263 | 1
4.0858 | 28.4857 | 1
55.2274 | 12.1754 | 1
27.6249 | 10.2501 | 1
74.1837 | -13.7689 | 1
95.8766 | 10.211 | 1
24.8055 | 12.5999 | 1
87.9354 | 50.7736 | 1
9.6649 | 24.9511 | 1
87.823 | 48.6923 | 1
16.2695 | 39.7891 | 1
34.5409 | 41.9984 | 1
52.8435 | 62.1287 | 1
30.4046 | 61.5805 | 1
68.5409 | -13.5581 | 1
100.9011 | 39.5228 | 1
75.6922 | 28.3833 | 1
80.173 | 49.9935 | 1
81.7757 | 4.6131 | 1
83.7614 | 62.1526 | 1
97.509 | 25.0754 | 1
78.9702 | 8.0335 | 1
12.9043 | -11.7734 | 1
76.9439 | 55.3492 | 1
67.387 | -9.5989 | 1
20.4066 | 59.8825 | 1
96.9879 | -10.623 | 1
14.7114 | 54.5421 | 1
44.5512 | 61.5381 | 1
76.9637 | 61.9815 | 1
48.0942 | 34.646 | 1
14.0093 | 60.9677 | 1
34.8003 | -2.034 | 1
85.2965 | 64.2123 | 1
67.1719 | -23.1475 | 1
34.4626 | 62.371 | 1
1.5076 | -7.0553 | 1
76.0744 | -24.447 | 1
7.2256 | 37.8173 | 1
67.7987 | 18.9592 | 1
61.61 | 49.589 | 1
2.5756 | 55.2723 | 1
45.4735 | 67.1111 | 1
14.4687 | -8.2726 | 1
84.2872 | 1.1272 | 1
10.9815 | -15.3276 | 1
8.8857 | 37.8539 | 1
85.0284 | 12.1201 | 1
43.0307 | 53.3075 | 1
4.2153 | -16.3689 | 1
27.0106 | 29.4005 | 1
50.498 | 56.7937 | 1
45.7621 | 19.8676 | 1
24.0633 | 65.8144 | 1
5.9581 | -1.2145 | 1
91.1088 | 29.796 | 1
10.0295 | 16.2315 | 1
5.8619 | 0.12597 | 1
97.7352 | 42.7625 | 1
47.209 | 8.0588 | 1
65.1443 | 32.4915 | 1
67.7489 | 66.2828 | 1
10.7319 | -16.031 | 1
91.4995 | 42.2269 | 1
32.7869 | 0.21551 | 1
34.2836 | -26.2623 | 1
9.416 | 32.0696 | 1
93.351 | 30.5589 | 1
71.2492 | 2.3583 | 1
9.5461 | -17.3665 | 1
72.6793 | 34.8881 | 1
49.6588 | 50.3151 | 1
71.1641 | -1.7383 | 1
21.5997 | 22.3393 | 1
67.2314 | 64.845 | 1
89.6319 | -6.1031 | 1
7.5563 | 30.6943 | 1
30.9098 | 54.2796 | 1
75.8286 | 39.0011 | 1
63.7011 | 13.2627 | 1
5.0962 | -16.3003 | 1
22.5371 | 13.6237 | 1
47.4473 | 44.9105 | 1
79.6362 | 19.9463 | 1
82.8918 | 35.7717 | 1
52.1642 | 65.4854 | 1
73.1955 | -19.4113 | 1
53.9798 | 18.7993 | 1
63.824 | 34.8998 | 1
19.7634 | 3.8618 | 1
41.6065 | 60.1817 | 1
31.6988 | -24.3814 | 1
62.5532 | -5.059 | 1
31.3022 | -7.0661 | 1
100.7495 | 58.3721 | 1
69.8873 | 61.8365 | 1
17.6315 | 2.4362 | 1
26.6802 | 4.4811 | 1
22.0828 | -20.5699 | 1
43.3305 | 7.823 | 1
58.3032 | -17.6854 | 1
11.951 | -10.6119 | 1
99.273 | 62.3888 | 1
100.8489 | -5.0062 | 1
20.5907 | 35.3013 | 1
26.1051 | 53.857 | 1
31.6177 | 25.7792 | 1
97.6263 | 22.7013 | 1
85.6262 | -7.242 | 1
10.3769 | 49.4815 | 1
66.3882 | 2.0485 | 1
86.6456 | -28.9754 | 1
15.7304 | 32.6912 | 1
17.783 | -28.1883 | 1
39.3117 | 44.0312 | 1
54.9804 | 21.8134 | 1
42.7861 | 68.2198 | 1
37.4543 | 29.1629 | 1
88.0891 | 7.7852 | 1
41.4369 | -20.8958 | 1
87.3373 | 48.4464 | 1
97.9726 | -3.302 | 1
92.5524 | 31.8851 | 1
20.7493 | -14.6024 | 1
76.0305 | 24.3944 | 1
10.2385 | 30.4503 | 1
66.0679 | 13.196 | 1
71.2573 | 42.198 | 1
13.6306 | 26.0258 | 1
99.43 | 55.3743 | 1
90.805 | 34.2692 | 1
73.4295 | 0.20453 | 1
26.6213 | 55.13 | 1
94.9325 | -6.3989 | 1
79.449 | -13.3217 | 1
99.6962 | -6.2984 | 1
36.4832 | 67.8855 | 1
89.6004 | 59.2087 | 1
15.2 | 67.3902 | 1
55.9402 | -7.2042 | 1
3.2211 | 40.1938 | 1
29.0515 | 12.9516 | 1
46.3024 | 33.3257 | 1
17.8617 | 8.3425 | 1
87.3166 | 40.9432 | 1
43.1295 | 33.5406 | 1
30.4902 | 38.3378 | 1
15.5586 | 30.5562 | 1
73.5204 | -29.6878 | 1
6.0074 | 8.2162 | 1
99.8986 | 39.7504 | 1
23.9513 | 2.4409 | 1
87.4504 | 25.7311 | 1
42.1748 | 22.2043 | 1
55.7342 | 21.6349 | 1
35.8148 | -12.1102 | 1
4.1883 | -4.5779 | 1
32.7492 | 5.8137 | 1
79.0902 | 61.7374 | 1
25.4828 | 46.5209 | 1
22.4841 | 59.7956 | 1
44.8141 | 46.6506 | 1
51.9299 | 31.4599 | 1
7.3216 | 61.9623 | 1
19.665 | 68.0949 | 1
70.7821 | -8.6502 | 1
65.9325 | -16.3697 | 1
6.1054 | -23.0506 | 1
5.1682 | -4.3525 | 1
83.9956 | 28.0279 | 1
38.4256 | -15.5724 | 1
92.5085 | 23.9031 | 1
30.3447 | -0.079202 | 1
77.6991 | -4.4643 | 1
18.7495 | -22.0596 | 1
10.4467 | -1.1881 | 1
95.4928 | 29.7073 | 1
75.6031 | 66.1367 | 1
28.0663 | -4.3956 | 1
9.0687 | 41.0217 | 1
98.9532 | 58.2266 | 1
11.8672 | -11.0889 | 1
21.1585 | -6.3533 | 1
93.2988 | 5.5188 | 1
37.9315 | 63.8662 | 1
58.6398 | 0.39322 | 1
7.1992 | -4.8789 | 1
59.595 | 27.7816 | 1
82.9516 | 38.2399 | 1
9.1722 | 66.439 | 1
16.6408 | -9.9341 | 1
70.9622 | 16.9158 | 1
99.8033 | -24.4991 | 1
42.0673 | 58.5608 | 1
100.7473 | -20.3059 | 1
85.2691 | 29.736 | 1
69.1896 | 7.5342 | 1
4.5018 | -2.7609 | 1
91.9788 | 44.8299 | 1
70.914 | 40.431 | 1
97.0296 | -27.3533 | 1
1.9457 | 54.8639 | 1
41.8923 | 5.3761 | 1
96.8895 | -16.3907 | 1
34.8141 | 57.1032 | 1
85.1867 | -29.6205 | 1
29.4472 | 20.694 | 1
45.6569 | 26.1941 | 1
99.3537 | 31.0415 | 1
83.4548 | 5.2847 | 1
81.5775 | -8.8612 | 1
15.7994 | 54.4809 | 1
51.9074 | 55.2885 | 1
98.8946 | -17.2157 | 1
62.6766 | 64.6393 | 1
82.0657 | -14.4849 | 1
7.6912 | 48.6534 | 1
70.9421 | 62.6477 | 1
90.2575 | 48.6326 | 1
12.3957 | -22.1926 | 1
54.5644 | 56.7358 | 1
91.0155 | 23.1725 | 1
25.8497 | -28.3269 | 1
44.167 | 57.3238 | 1
8.3597 | 19.4238 | 1
24.8927 | 65.768 | 1
5.5223 | 57.6988 | 1
40.0068 | 13.3159 | 1
29.6184 | 63.9148 | 1
63.32 | -18.0263 | 1
18.479 | -24.5927 | 1
66.0566 | 59.9587 | 1
5.6789 | 58.2554 | 1
19.5382 | 46.4152 | 1
88.8494 | 49.6935 | 1
71.0037 | 19.7652 | 1
49.8415 | 19.2437 | 1
71.1517 | 67.539 | 1
67.3316 | 24.3817 | 1
74.9483 | 6.9237 | 1
26.368 | 39.3257 | 1
76.6877 | 27.7664 | 1
2.8856 | 61.5319 | 1
79.5799 | -20.8871 | 1
49.9059 | -22.8202 | 1
80.4602 | 35.563 | 1
12.8284 | 63.9404 | 1
71.5949 | -10.7603 | 1
56.6918 | 6.8534 | 1
34.2962 | 6.1323 | 1
74.2391 | 31.9054 | 1
37.6392 | 25.7621 | 1
98.0146 | 50.9905 | 1
89.9348 | 28.9353 | 1
47.0368 | 63.2015 | 1
32.899 | -26.1059 | 1
50.9859 | -21.3133 | 1
35.9177 | 63.7084 | 1
96.9546 | -20.1014 | 1
60.4625 | 2.2439 | 1
35.6623 | 41.5382 | 1
83.1443 | 21.7631 | 1
46.2522 | 50.7876 | 1
91.8891 | -6.2614 | 1
73.9905 | 63.6918 | 1
28.1712 | -12.1957 | 1
35.4185 | 14.9779 | 1
96.5187 | 65.6208 | 1
49.0094 | -19.8551 | 1
15.4942 | 64.7966 | 1
83.4569 | 20.1326 | 1
25.0953 | 56.6099 | 1
99.3108 | 37.286 | 1
84.7409 | -11.5553 | 1
80.0461 | -6.1808 | 1
51.6367 | 39.3652 | 1
56.7913 | 43.7156 | 1
60.9791 | 46.5002 | 1
23.5159 | 41.9257 | 1
25.6478 | -17.3861 | 1
22.1759 | -27.2343 | 1
96.8103 | 51.5909 | 1
3.005 | 65.4335 | 1
57.7621 | 27.4386 | 1
34.0875 | 19.1301 | 1
88.2862 | -19.311 | 1
37.0013 | 19.8041 | 1
41.1289 | 10.5039 | 1
86.91 | 68.0002 | 1
20.5199 | -8.6744 | 1
0.46674 | 29.8119 | 1
84.0297 | -3.4258 | 1
30.4161 | 14.6346 | 1
98.1509 | -17.84 | 1
19.0889 | 12.7292 | 1
62.8714 | 60.259 | 1
8.7165 | 66.9165 | 1
88.2601 | 31.7439 | 1
83.9432 | -3.9127 | 1
14.5761 | 17.1659 | 1
90.1789 | -12.3614 | 1
16.3882 | 27.7854 | 1
55.085 | -14.3124 | 1
51.1355 | -11.373 | 1
53.971 | -9.6507 | 1
76.6584 | 62.2369 | 1
57.2185 | 11.6375 | 1
30.6864 | 0.93931 | 1
38.4715 | -11.1139 | 1
43.5375 | 14.8909 | 1
28.1728 | 53.5994 | 1
43.7132 | 8.1496 | 1
65.9513 | 50.8818 | 1
35.9604 | -7.8564 | 1
31.2129 | 33.781 | 1
13.5677 | 24.9907 | 1
90.564 | -12.7368 | 1
3.4306 | 20.4188 | 1
9.9255 | 59.4895 | 1
88.9929 | -5.7733 | 1
69.5231 | -16.1974 | 1
58.7524 | -4.2609 | 1
92.1257 | 62.6638 | 1
57.465 | 18.4833 | 1
12.7805 | -5.7026 | 1
15.8931 | 58.3031 | 1
66.2507 | 49.6313 | 1
67.3842 | 69.6184 | 1
95.988 | 2.7052 | 1
71.623 | -20.5529 | 1
82.956 | -19.5419 | 1
21.8874 | 17.1745 | 1
40.7966 | 21.9506 | 1
77.2631 | -25.7854 | 1
5.146 | -21.7888 | 1
4.2523 | 34.9743 | 1
83.1421 | 20.9739 | 1
14.6757 | 61.2283 | 1
99.6997 | 53.1297 | 1
9.5606 | -6.7257 | 1
18.7933 | 42.0039 | 1
55.122 | 62.6569 | 1
50.397 | 50.2737 | 1
41.0754 | -6.2581 | 1
66.9165 | 58.5273 | 1
38.7169 | 44.6413 | 1
67.2653 | 1.2391 | 1
54.391 | 27.4704 | 1
74.6942 | 9.8714 | 1
22.9832 | 17.8776 | 1
37.3765 | -8.6287 | 1
83.6369 | 60.5372 | 1
63.3577 | 58.4422 | 1
22.8358 | 51.5633 | 1
70.9048 | -4.2608 | 1
54.2944 | 30.1205 | 1
91.1126 | 13.9235 | 1
92.5671 | -21.1884 | 1
23.0701 | 57.2928 | 1
65.3002 | -13.0116 | 1
70.8657 | 28.6052 | 1
74.5998 | -18.4083 | 1
34.5647 | -21.2424 | 1
88.8616 | -23.5136 | 1
3.0872 | 64.6672 | 1
6.1743 | 36.1636 | 1
93.6754 | 34.0106 | 1
25.0676 | 51.0053 | 1
9.1846 | 41.7578 | 1
64.6511 | 17.3299 | 1
14.8786 | -8.8549 | 1
25.3569 | 8.9492 | 1
6.9048 | 54.4199 | 1
81.7175 | 67.0612 | 1
24.4388 | 45.3771 | 1
74.7652 | -7.0342 | 1
20.2722 | -5.5316 | 1
32.7244 | 42.9352 | 1
43.7225 | 27.1147 | 1
59.2968 | 64.354 | 1
0.99767 | -26.5655 | 1
88.3591 | 18.1436 | 1
12.894 | 62.5392 | 1
27.0233 | 63.6135 | 1
15.3375 | -13.93 | 1
69.1345 | 35.4914 | 1
30.0764 | 17.1114 | 1
27.0525 | 69.7897 | 1
61.7413 | 38.8082 | 1
75.1197 | -21.3821 | 1
11.0816 | -1.6821 | 1
38.6584 | 28.4843 | 1
59.0406 | 61.6727 | 1
22.8305 | 65.7323 | 1
32.1223 | 10.5697 | 1
64.6602 | 22.6139 | 1
35.1258 | 7.7215 | 1
21.6703 | 69.1378 | 1
48.3614 | -3.3428 | 1
83.0263 | -20.3271 | 1
76.8968 | 22.0991 | 1
18.7098 | 31.6238 | 1
81.8176 | -14.4473 | 1
31.9902 | 5.9307 | 1
43.6823 | 25.9774 | 1
77.4471 | -18.1807 | 1
38.6917 | 64.1484 | 1
55.1378 | 28.1704 | 1
99.0594 | 60.2619 | 1
24.7187 | 18.33 | 1
24.4848 | -18.4991 | 1
83.4538 | -3.9937 | 1
85.4445 | 39.5877 | 1
74.0262 | 69.49 | 1
63.7986 | 69.2222 | 1
93.8768 | 6.8401 | 1
44.8371 | 32.6822 | 1
35.0943 | -27.5628 | 1
9.5538 | -29.6479 | 1
65.4387 | 14.2842 | 1
57.7541 | -29.5699 | 1
23.0532 | -16.8678 | 1
26.342 | 48.367 | 1
46.0027 | 16.6135 | 1
8.6175 | 15.5185 | 1
97.0106 | -25.4831 | 1
86.2124 | 44.675 | 1
52.2819 | 9.7298 | 1
27.9294 | 1.7202 | 1
36.2947 | 42.9231 | 1
18.9821 | 62.0276 | 1
54.7938 | 69.1446 | 1
98.9331 | 52.3611 | 1
15.1136 | -14.605 | 1
88.7599 | 54.8356 | 1
52.4464 | 0.33334 | 1
84.3147 | -20.4114 | 1
9.1262 | 51.5784 | 1
7.5625 | 69.3046 | 1
28.9718 | 24.1269 | 1
81.2996 | 55.6609 | 1
47.2865 | -28.9359 | 1
48.575 | 62.3802 | 1
98.6882 | 29.5885 | 1
13.2105 | 3.5951 | 1
16.4331 | -0.76079 | 1
30.5215 | 21.2285 | 1
3.0855 | -10.2183 | 1
71.1887 | 10.9946 | 1
45.5338 | 55.0511 | 1
80.3841 | -9.1967 | 1
52.1573 | 42.6093 | 1
77.5179 | 62.3838 | 1
81.4733 | 39.0199 | 1
24.8003 | -17.6094 | 1
86.126 | 51.2323 | 1
87.5815 | 39.0523 | 1
77.9821 | -12.3598 | 1
64.6698 | 57.8499 | 1
14.696 | 46.6187 | 1
50.6339 | 3.5466 | 1
68.2111 | 47.9935 | 1
91.6167 | 9.0554 | 1
41.035 | 21.9862 | 1
66.1008 | 34.9902 | 1
83.8113 | -25.1024 | 1
27.2291 | 65.2981 | 1
73.3131 | 31.7544 | 1
86.2052 | -13.7853 | 1
76.1804 | 29.5976 | 1
5.5991 | 27.644 | 1
85.965 | -4.2003 | 1
10.3917 | 31.0756 | 1
21.2225 | 33.0686 | 1
23.4563 | 5.4803 | 1
70.3972 | 53.1155 | 1
55.4909 | 0.94297 | 1
31.6916 | 55.033 | 1
80.6831 | -16.8593 | 1
22.8378 | 21.8742 | 1
78.3371 | 6.0188 | 1
78.9107 | 52.7932 | 1
95.0402 | 18.763 | 1
90.8561 | 5.0908 | 1
91.5359 | -13.2224 | 1
43.4366 | 62.6509 | 1
26.328 | 1.1086 | 1
43.565 | 11.8785 | 1
51.5506 | 35.6385 | 1
46.1039 | 38.9378 | 1
28.7392 | 64.0916 | 1
32.9583 | 19.5911 | 1
21.2525 | 45.9588 | 1
12.8564 | 42.4103 | 1
30.3549 | -15.0124 | 1
93.7815 | 42.6374 | 1
42.8571 | 52.3737 | 1
7.2031 | 36.4189 | 1
62.5397 | 21.7746 | 1
14.0647 | 19.5718 | 1
3.6678 | 28.9322 | 1
36.3928 | 37.6334 | 1
26.8561 | 34.3701 | 1
46.5064 | 5.933 | 1
73.5521 | -25.4717 | 1
95.1986 | 41.9354 | 1
86.4126 | 5.7282 | 1
19.0714 | 67.0074 | 1
45.9338 | -9.2482 | 1
99.4796 | -5.3515 | 1
88.9469 | 35.5975 | 1
32.0639 | 26.5477 | 1
70.1132 | 54.4058 | 1
3.7711 | 66.0498 | 1
37.5783 | 29.9337 | 1
24.9417 | 0.7704 | 1
7.377 | 62.8466 | 1
29.3639 | 24.3315 | 1
92.4167 | 2.4145 | 1
9.6411 | 40.3347 | 1
41.9069 | 5.3598 | 1
10.2807 | -25.5822 | 1
34.7563 | 36.1579 | 1
49.3578 | 55.4733 | 1
15.3675 | -12.9349 | 1
66.1802 | 25.8749 | 1
78.9779 | 64.8792 | 1
65.1495 | -1.3669 | 1
8.2982 | 2.121 | 1
66.9074 | 38.7686 | 1
95.1427 | 6.2827 | 1
43.7777 | 24.5273 | 1
92.5014 | 10.3457 | 1
54.0761 | 0.4542 | 1
14.5235 | 53.121 | 1
36.1304 | 20.6402 | 1
43.7716 | 43.9698 | 1
35.7892 | 55.5814 | 1
11.634 | -21.3815 | 1
21.6572 | -27.5339 | 1
67.8733 | 65.79 | 1
23.4815 | 38.1389 | 1
74.8683 | 6.2637 | 1
22.8922 | 8.9317 | 1
53.0849 | -3.6845 | 1
27.3154 | 54.6172 | 1
27.1337 | 42.0237 | 1
3.2905 | 39.4928 | 1
25.6551 | 21.4758 | 1
1.1193 | -16.2632 | 1
83.8963 | -20.7214 | 1
41.0225 | -9.3456 | 1
99.077 | 64.477 | 1
22.9685 | 2.5428 | 1
96.0436 | 12.6633 | 1
33.0856 | 38.6678 | 1
33.5793 | 32.0046 | 1
78.5015 | 10.5609 | 1
84.142 | -12.3212 | 1
80.5832 | 60.1462 | 1
89.5263 | 40.9972 | 1
77.8582 | -12.0857 | 1
75.0633 | 69.0718 | 1
50.1483 | 13.3525 | 1
20.3435 | 47.7499 | 1
82.671 | -3.3561 | 1
9.3708 | 14.6963 | 1
38.8174 | -17.3067 | 1
74.5619 | 64.5614 | 1
98.5344 | 46.2854 | 1
48.9199 | 65.6213 | 1
96.1392 | -21.4052 | 1
63.5845 | 9.0109 | 1
37.5877 | 5.8541 | 1
59.5775 | -7.5495 | 1
16.6615 | 2.5297 | 1
92.1025 | 37.2778 | 1
20.9057 | 45.1567 | 1
22.8157 | 9.2915 | 1
29.2583 | 35.36 | 1
2.0593 | 31.7614 | 1
38.0237 | 60.9327 | 1
50.15 | -26.7453 | 1
47.77 | 59.2506 | 1
25.6927 | -20.7512 | 1
35.6639 | -29.6229 | 1
15.0953 | 59.219 | 1
32.6009 | -28.9056 | 1
6.9615 | -0.62634 | 1
37.063 | 52.3236 | 1
97.5079 | -19.3147 | 1
80.2879 | 64.5905 | 1
23.7283 | 47.9861 | 1
87.6639 | 38.0581 | 1
51.6548 | 35.3208 | 1
78.9677 | 48.3573 | 1
14.6017 | 54.1166 | 1
10.0143 | 62.949 | 1
30.6864 | -28.9606 | 1
56.8538 | -18.5295 | 1
9.3017 | -1.9924 | 1
67.8036 | 53.4605 | 1
5.1441 | 13.7723 | 1
55.799 | -4.7333 | 1
96.6886 | 35.5001 | 1
7.5111 | 51.2012 | 1
88.754 | -11.7902 | 1
90.9164 | 64.9228 | 1
3.5986 | 29.7697 | 1
88.6809 | 29.8011 | 1
53.0398 | 55.9336 | 1
90.3741 | -17.3511 | 1
53.2888 | 69.1162 | 1
30.2415 | 21.9583 | 1
59.881 | 53.3595 | 1
42.8763 | -20.888 | 1
10.1662 | 63.6421 | 1
50.2502 | -4.4492 | 1
78.0064 | 42.9157 | 1
36.4695 | 20.5628 | 1
0.81342 | 43.7155 | 1
47.8905 | 16.5177 | 1
0.53551 | 19.4014 | 1
63.1802 | 37.7508 | 1
36.065 | 6.8766 | 1
82.6219 | 40.018 | 1
84.131 | 47.1956 | 1
71.981 | 68.0935 | 1
15.1402 | 45.5188 | 1
37.53 | 47.5386 | 1
2.3429 | 36.5714 | 1
32.1972 | -4.5016 | 1
63.0608 | 8.45 | 1
18.0774 | -2.3765 | 1
13.0658 | 9.3962 | 1
36.452 | 40.8133 | 1
92.4703 | 3.916 | 1
52.8861 | 41.095 | 1
76.4296 | 16.5693 | 1
99.3096 | -11.3535 | 1
82.4541 | 25.3924 | 1
81.0766 | 43.7812 | 1
48.8582 | -18.1109 | 1
56.7288 | 50.0252 | 1
0.30642 | -12.878 | 1
7.5794 | 22.0893 | 1
51.3901 | 18.5841 | 1
79.9067 | -20.9921 | 1
43.7141 | 24.4411 | 1
95.0668 | 49.3501 | 1
31.8668 | 27.3046 | 1
68.3316 | 22.2039 | 1
59.8504 | -8.8122 | 1
19.2899 | -29.3724 | 1
81.0243 | 9.5122 | 1
72.4893 | 33.6653 | 1
58.5798 | 39.1578 | 1
87.5064 | 34.5032 | 1
63.5365 | 19.7485 | 1
89.2801 | 27.5764 | 1
87.469 | 58.9461 | 1
51.9338 | 27.4467 | 1
64.2497 | -14.5272 | 1
43.1704 | 14.6907 | 1
97.4242 | 8.2501 | 1
22.7348 | 30.7473 | 1
49.4907 | 15.369 | 1
7.9198 | 61.6343 | 1
88.4906 | 31.5519 | 1
43.084 | 64.9737 | 1
32.1024 | -2.82 | 1
18.6135 | 50.1744 | 1
53.6644 | 43.3072 | 1
73.0389 | 63.8006 | 1
99.6418 | 48.4305 | 1
67.3835 | 61.1798 | 1
39.2557 | -3.611 | 1
3.2022 | -17.6538 | 1
37.025 | -27.8123 | 1
52.5195 | 35.6595 | 1
99.2003 | 40.281 | 1
60.3315 | 23.4052 | 1
10.5265 | -6.2523 | 1
75.1159 | 10.1286 | 1
89.2363 | -15.7373 | 1
100.014 | 66.7788 | 1
4.5843 | -18.4685 | 1
90.9035 | 37.1138 | 1
32.4609 | 23.4519 | 1
23.8593 | 52.7592 | 1
29.8619 | 44.381 | 1
50.8388 | 23.9435 | 1
51.9179 | 54.5546 | 1
48.9114 | -4.6824 | 1
95.5699 | -29.8249 | 1
95.6248 | 46.0599 | 1
70.1826 | -19.3265 | 1
64.4071 | -9.8717 | 1
89.5735 | 51.866 | 1
84.1796 | -6.4772 | 1
87.3858 | 41.4881 | 1
36.4916 | 55.5444 | 1
18.985 | -12.7674 | 1
47.8423 | -11.405 | 1
77.2215 | 64.7179 | 1
78.3987 | 32.4949 | 1
53.8354 | 55.5052 | 1
80.1491 | 1.9616 | 1
44.7032 | 47.2713 | 1
75.1169 | 41.3933 | 1
31.8864 | -29.9006 | 1
52.2943 | 31.0556 | 1
56.5827 | 66.8994 | 1
48.4395 | 16.6341 | 1
24.8588 | 28.7342 | 1
41.0817 | 4.4534 | 1
12.9683 | 11.6363 | 1
48.2779 | 64.5965 | 1
7.3358 | 7.77 | 1
43.4888 | 49.7024 | 1
83.9164 | 13.4878 | 1
29.3581 | 58.1405 | 1
74.1964 | 18.5288 | 1
64.8205 | 54.3897 | 1
36.8933 | -0.81437 | 1
98.2942 | 48.5468 | 1
14.9817 | 9.1468 | 1
59.101 | 3.7033 | 1
97.401 | 17.905 | 1
18.7053 | 63.8902 | 1
52.0519 | 18.3272 | 1
19.0732 | 22.2683 | 1
34.3022 | 34.0571 | 1
12.6323 | 12.2511 | 1
17.5229 | 19.6267 | 1
40.417 | -19.5041 | 1
33.4791 | 60.8325 | 1
45.9338 | 50.5866 | 1
4.3532 | 16.2322 | 1
97.2612 | 39.3276 | 1
99.3402 | -14.0338 | 1
6.1432 | 54.2701 | 1
1.8352 | 69.4059 | 1
58.6032 | 60.8632 | 1
20.5362 | -22.2693 | 1
3.6208 | 33.091 | 1
51.7699 | -10.844 | 1
80.3366 | 23.9626 | 1
56.0435 | 1.145 | 1
32.6784 | 16.7482 | 1
78.5591 | 32.4596 | 1
83.5663 | -28.2075 | 1
67.7735 | 42.7171 | 1
36.3194 | 15.7481 | 1
0.33893 | 16.993 | 1
28.3164 | 40.9301 | 1
32.5642 | -11.6373 | 1
9.5046 | 15.5144 | 1
17.8808 | 17.7751 | 1
70.8091 | -11.6493 | 1
45.4672 | -25.6275 | 1
84.253 | 69.0147 | 1
38.1651 | 62.3956 | 1
79.1073 | -27.5807 | 1
69.294 | 10.4553 | 1
36.4477 | -8.505 | 1
17.9415 | 6.6387 | 1
37.601 | 30.2369 | 1
80.9496 | 23.2963 | 1
66.8283 | -21.6773 | 1
55.052 | 23.6287 | 1
24.8033 | 21.1322 | 1
44.6461 | 1.253 | 1
61.5136 | 56.9736 | 1
33.2102 | -29.6468 | 1
40.1463 | -4.8213 | 1
54.1618 | -9.3771 | 1
8.8874 | 44.2977 | 1
99.4349 | -12.5423 | 1
83.494 | 18.6317 | 1
25.7522 | 1.8273 | 1
58.1798 | 31.3332 | 1
18.0909 | 19.5152 | 1
21.4719 | 67.116 | 1
68.6242 | 64.9045 | 1
27.4552 | 69.7434 | 1
75.4856 | -0.53003 | 1
82.4915 | -10.9979 | 1
17.8193 | -15.1268 | 1
76.5325 | 9.6115 | 1
53.1776 | 50.5207 | 1
40.4087 | 69.9935 | 1
24.7981 | 59.3247 | 1
18.4879 | 18.7619 | 1
23.5778 | 36.6336 | 1
68.0409 | 4.1689 | 1
46.6348 | -11.5281 | 1
62.2088 | 6.1727 | 1
6.4725 | 33.3532 | 1
97.2827 | 65.3469 | 1
41.8543 | -9.6501 | 1
88.5878 | 53.9769 | 1
24.3241 | 57.2733 | 1
24.2721 | 21.6119 | 1
17.9645 | -14.6313 | 1
70.1514 | 31.1598 | 1
4.7404 | 27.7348 | 1
39.1276 | -5.4051 | 1
77.2936 | -14.9536 | 1
81.7417 | 5.984 | 1
31.8058 | -29.6429 | 1
84.5479 | 40.9975 | 1
95.9801 | -26.2436 | 1
43.7944 | 56.2843 | 1
19.1979 | -24.4239 | 1
54.7846 | -28.3708 | 1
16.2573 | 18.9154 | 1
58.2822 | -8.9422 | 1
4.6383 | -21.7689 | 1
36.6548 | 59.0551 | 1
56.3033 | 62.4141 | 1
15.9596 | 36.5089 | 1
84.0514 | -7.1355 | 1
72.9763 | 52.86 | 1
74.8129 | 8.5811 | 1
82.5943 | -8.6528 | 1
78.131 | -3.8694 | 1
9.8956 | -24.4217 | 1
66.3627 | -1.6567 | 1
14.655 | 35.1113 | 1
95.2489 | 4.7444 | 1
22.4045 | 43.1372 | 1
36.9465 | -23.8101 | 1
68.4775 | -28.6142 | 1
69.4319 | -13.9478 | 1
53.5724 | 7.5899 | 1
61.5485 | 19.4847 | 1
9.7908 | 54.3075 | 1
66.409 | 63.4986 | 1
73.9466 | 4.453 | 1
19.0304 | -22.2136 | 1
47.2139 | 56.9081 | 1
13.5473 | -12.6692 | 1
45.0696 | -6.392 | 1
9.1585 | 69.7196 | 1
60.0835 | -3.6851 | 1
82.0432 | 24.1606 | 1
47.708 | -10.6842 | 1
74.5576 | 64.1468 | 1
43.7023 | 18.5309 | 1
58.7612 | 22.8895 | 1
62.7777 | 18.944 | 1
31.4108 | 49.547 | 1
80.8327 | 9.9472 | 1
71.9031 | 16.369 | 1
87.4274 | -14.5217 | 1
1.5684 | 2.4436 | 1
18.5589 | 28.9373 | 1
86.9353 | 12.0466 | 1
96.6738 | 10.7172 | 1
19.6361 | 67.3378 | 1
34.0597 | 51.6913 | 1
64.6214 | -15.7045 | 1
78.0487 | 27.4602 | 1
4.6211 | 48.7678 | 1
28.5177 | 50.2043 | 1
38.3283 | 7.2974 | 1
5.1013 | 30.1155 | 1
51.1002 | -29.8333 | 1
5.0535 | 8.6125 | 1
71.2465 | 4.4496 | 1
49.078 | 66.203 | 1
34.1047 | 49.5148 | 1
82.6908 | -18.0939 | 1
29.5866 | -7.2904 | 1
28.4376 | -20.3938 | 1
85.5562 | 60.1783 | 1
38.9379 | 53.0613 | 1
2.6464 | 49.1682 | 1
55.8757 | 60.3773 | 1
71.8283 | 24.1519 | 1
60.8294 | 41.0504 | 1
47.7417 | 19.7677 | 1
62.5432 | -20.6913 | 1
90.4049 | 41.5395 | 1
87.3795 | 14.9478 | 1
90.7612 | -3.5919 | 1
6.3922 | 23.1928 | 1
76.5836 | 36.4769 | 1
88.7373 | -4.6425 | 1
44.8156 | 6.7672 | 1
55.0068 | -28.6838 | 1
96.2915 | 47.6836 | 1
78.6633 | -24.4158 | 1
66.3503 | 31.2922 | 1
30.7237 | 23.1263 | 1
44.0707 | 59.5696 | 1
58.4774 | 38.8312 | 1
63.1628 | 44.5578 | 1
22.2059 | 13.2438 | 1
54.4055 | 30.7656 | 1
68.8844 | -28.5546 | 1
38.5498 | 48.6132 | 1
99.3221 | 12.5865 | 1
15.2194 | -12.8538 | 1
67.4691 | -7.4835 | 1
11.0219 | 24.6567 | 1
11.4044 | -26.3152 | 1
86.7192 | 52.5917 | 1
75.644 | 24.4318 | 1
34.982 | 55.7174 | 1
6.6288 | -10.2344 | 1
31.0486 | -6.5314 | 1
49.6123 | -5.3892 | 1
6.5806 | 50.4801 | 1
74.4115 | -1.0995 | 1
14.37 | 46.0348 | 1
96.9037 | 68.4885 | 1
88.9883 | -23.588 | 1
10.0575 | 52.6877 | 1
87.797 | 63.6632 | 1
13.5272 | 60.3327 | 1
79.0406 | 30.6667 | 1
58.0483 | 21.5001 | 1
96.052 | -9.5558 | 1
73.7559 | 47.238 | 1
9.3625 | -1.2708 | 1
94.2245 | 10.7563 | 1
13.8227 | 28.6155 | 1
79.8581 | 45.3569 | 1
55.4621 | -9.852 | 1
98.7676 | -25.3252 | 1
66.787 | 31.8981 | 1
47.4953 | -13.6012 | 1
85.906 | 24.9266 | 1
5.0408 | 40.1975 | 1
53.5525 | 65.3322 | 1
77.697 | -23.5249 | 1
98.0229 | 57.3398 | 1
16.0326 | -18.2453 | 1
36.3682 | 43.4363 | 1
73.4566 | 6.8865 | 1
53.4057 | 44.1899 | 1
54.1853 | -18.2285 | 1
97.3732 | 57.6253 | 1
41.8748 | 53.2546 | 1
40.2372 | 39.7264 | 1
64.0524 | 45.1783 | 1
86.1091 | 48.244 | 1
30.3687 | 66.3455 | 1
50.2702 | 54.1235 | 1
27.1257 | -9.0763 | 1
23.1404 | 65.6032 | 1
17.9709 | 40.666 | 1
36.5364 | 38.1534 | 1
17.1244 | -9.2244 | 1
88.7839 | 28.7103 | 1
90.3359 | 16.6264 | 1
91.7292 | 48.4743 | 1
47.1462 | 1.2611 | 1
47.5063 | 33.6926 | 1
12.1493 | 31.555 | 1
36.7689 | -29.5779 | 1
91.9787 | 27.6667 | 1
53.3157 | 50.6936 | 1
42.447 | 67.9571 | 1
37.9979 | 18.9655 | 1
31.2664 | 25.4112 | 1
77.6987 | 46.8292 | 1
58.5729 | 31.4689 | 1
42.8379 | -15.7836 | 1
41.4871 | 29.0021 | 1
83.7559 | 43.3694 | 1
82.2321 | -12.9711 | 1
41.9176 | 7.6672 | 1
8.1176 | 31.718 | 1
68.4452 | -16.7093 | 1
38.0272 | 61.267 | 1
93.8616 | -6.7372 | 1
12.6246 | 45.1401 | 1
74.0869 | 7.3468 | 1
64.1846 | 55.0522 | 1
41.9909 | 63.6066 | 1
35.0021 | 27.8415 | 1
33.2303 | 33.0289 | 1
32.8137 | -5.3979 | 1
53.6894 | 49.8292 | 1
73.0372 | 62.8238 | 1
77.8477 | 14.64 | 1
28.5705 | 68.7578 | 1
28.8106 | -14.9051 | 1
47.1401 | 19.6032 | 1
15.146 | 52.0157 | 1
77.4352 | 52.3153 | 1
1.77 | 67.2772 | 1
94.4898 | 51.1572 | 1
8.2591 | -24.6702 | 1
29.2009 | -5.0048 | 1
19.4427 | 38.4542 | 1
8.3521 | -24.9914 | 1
100.1556 | 24.2568 | 1
48.4354 | 64.2569 | 1
0.24842 | -19.6581 | 1
19.0566 | -26.0021 | 1
79.7451 | 54.166 | 1
5.6906 | 39.9174 | 1
94.792 | 62.1732 | 1
62.4382 | 42.8589 | 1
41.5064 | 50.022 | 1
76.5998 | 54.3036 | 1
34.5653 | 15.885 | 1
64.0818 | -19.2006 | 1
82.8745 | -20.4658 | 1
25.7108 | -5.7682 | 1
78.2827 | -18.8197 | 1
50.4722 | 2.6451 | 1
97.3076 | -15.6018 | 1
66.184 | -23.7102 | 1
73.1316 | -23.5673 | 1
97.6957 | -15.1337 | 1
51.9966 | -4.7656 | 1
29.1744 | 58.1108 | 1
84.8039 | 49.8475 | 1
98.4384 | 36.72 | 1
60.8101 | -9.5124 | 1
51.2087 | -28.6118 | 1
58.5228 | 14.0315 | 1
95.5953 | 45.1442 | 1
2.0303 | 65.059 | 1
88.215 | -1.5907 | 1
10.6953 | 53.32 | 1
80.8522 | 13.6367 | 1
31.2779 | 33.6828 | 1
92.7553 | -16.3655 | 1
5.388 | -29.167 | 1
89.6027 | -28.6009 | 1
23.6396 | 2.7275 | 1
51.8799 | -3.9009 | 1
57.686 | -21.6449 | 1
42.7434 | 47.8017 | 1
31.849 | 21.1975 | 1
1.2783 | 33.849 | 1
43.9486 | -24.367 | 1
6.3637 | 31.0558 | 1
54.6296 | -0.40567 | 1
96.8713 | 23.9546 | 1
36.5828 | -2.902 | 1
7.3076 | 60.4591 | 1
15.4839 | 61.0007 | 1
93.5782 | 0.43325 | 1
77.7603 | 35.7154 | 1
36.5811 | -3.9949 | 1
77.3237 | 31.2931 | 1
4.262 | 7.7905 | 1
7.9152 | 6.4822 | 1
99.9587 | 10.8989 | 1
52.9456 | 24.3539 | 1
99.6401 | 5.3768 | 1
68.5668 | -22.7164 | 1
20.6482 | 32.4454 | 1
44.3616 | 3.0903 | 1
44.2764 | 44.4926 | 1
92.6403 | -11.7069 | 1
66.461 | 10.3377 | 1
54.0546 | 59.8222 | 1
0.16994 | -23.5778 | 1
5.1751 | -12.623 | 1
37.6843 | 15.0026 | 1
80.4862 | -2.2072 | 1
16.9119 | -4.4013 | 1
36.0094 | 33.826 | 1
30.8122 | 50.4733 | 1
91.9857 | 11.9252 | 1
30.7826 | 1.4998 | 1
51.7554 | 1.4049 | 1
40.5526 | 19.1535 | 1
12.1207 | 46.468 | 1
5.3387 | -28.4248 | 1
17.0352 | -12.0333 | 1
26.3324 | 5.5614 | 1
43.76 | -17.9408 | 1
80.4761 | -5.5567 | 1
17.5856 | -2.2577 | 1
77.1835 | 21.6041 | 1
2.3288 | 59.5308 | 1
47.7568 | -4.4098 | 1
43.5389 | -26.1854 | 1
97.2749 | 68.9678 | 1
69.9014 | 27.0146 | 1
95.8206 | 61.0403 | 1
100.7808 | 25.1654 | 1
54.1386 | -10.9085 | 1
32.7919 | -22.9112 | 1
14.4879 | -3.4224 | 1
9.7165 | -29.9021 | 1
21.1071 | 8.8754 | 1
17.957 | 57.9082 | 1
11.722 | 23.1278 | 1
66.1262 | 54.3129 | 1
74.1206 | 42.5026 | 1
32.147 | 21.4519 | 1
0.12519 | 22.0763 | 1
67.6682 | 47.9042 | 1
44.6109 | 48.8497 | 1
63.2197 | 61.148 | 1
49.8325 | 28.6037 | 1
17.6101 | 62.6638 | 1
4.4298 | -3.4087 | 1
95.7516 | -9.5224 | 1
46.5176 | 12.3983 | 1
5.2287 | -5.4413 | 1
98.14 | 58.3268 | 1
97.6402 | 0.12352 | 1
100.4512 | -5.9842 | 1
46.1807 | 32.1863 | 1
70.4877 | 57.2094 | 1
45.0921 | 5.9499 | 1
31.6344 | 53.093 | 1
15.4493 | -24.1708 | 1
6.3782 | -25.4513 | 1
59.1821 | 52.7803 | 1
86.7093 | -3.2364 | 1
63.4669 | 45.7954 | 1
78.1059 | 44.301 | 1
85.3334 | 12.7983 | 1
95.1149 | 47.0735 | 1
49.2937 | 63.0366 | 1
0.54766 | 28.6462 | 1
51.6149 | -27.476 | 1
69.2747 | 33.9097 | 1
92.9195 | 32.5826 | 1
74.2267 | -18.846 | 1
33.628 | 36.5669 | 1
33.5692 | 42.3041 | 1
86.659 | 33.5498 | 1
30.5413 | 62.904 | 1
38.6066 | 34.1877 | 1
91.2692 | 64.5432 | 1
81.924 | 59.5296 | 1
50.6824 | 64.6381 | 1
61.3325 | -28.9457 | 1
56.3391 | 53.0543 | 1
83.9153 | 28.7859 | 1
29.734 | 53.1515 | 1
90.5263 | 34.5997 | 1
87.4124 | 12.3613 | 1
34.4767 | -4.6006 | 1
88.5137 | 29.1406 | 1
91.6181 | 9.5551 | 1
58.4599 | -11.7485 | 1
96.0202 | 56.9919 | 1
63.7361 | -9.6639 | 1
13.5291 | 53.7445 | 1
37.7543 | 58.9265 | 1
76.2255 | -19.5316 | 1
35.6625 | 58.3042 | 1
17.8573 | 58.0086 | 1
30.8782 | 69.4759 | 1
15.0083 | 50.6531 | 1
92.2609 | 3.2554 | 1
69.4259 | 63.9689 | 1
52.4528 | 51.8866 | 1
59.4052 | 48.6392 | 1
30.2936 | 1.8653 | 1
38.0484 | -8.0144 | 1
54.0719 | -5.5113 | 1
23.9809 | 54.5167 | 1
2.264 | 6.9719 | 1
72.4366 | 37.4086 | 1
38.4463 | -27.9268 | 1
4.1433 | -1.1671 | 1
72.6265 | 1.0775 | 1
15.0538 | -29.4485 | 1
53.9116 | 25.2746 | 1
93.8537 | 20.7775 | 1
13.176 | -17.4346 | 1
29.7762 | 58.3253 | 1
21.5939 | 6.3165 | 1
64.5762 | 19.3454 | 1
97.7229 | 69.6557 | 1
8.7805 | 24.5647 | 1
31.6786 | 1.913 | 1
57.1626 | 1.8845 | 1
29.4271 | 57.9962 | 1
96.7324 | 26.1979 | 1
5.9718 | 62.2641 | 1
3.9226 | 23.9609 | 1
63.6501 | -27.8753 | 1
85.5778 | 36.4696 | 1
22.0328 | 69.3175 | 1
99.1246 | 43.8109 | 1
60.5003 | 49.4532 | 1
50.8089 | -10.5551 | 1
86.6767 | 29.5591 | 1
28.0805 | -17.396 | 1
8.8186 | -4.3712 | 1
44.7562 | 23.3273 | 1
58.1193 | -20.522 | 1
61.201 | -3.8177 | 1
48.1504 | -11.9255 | 1
29.8866 | 21.9765 | 1
41.9126 | -13.799 | 1
85.2024 | 44.9057 | 1
99.9315 | 19.8701 | 1
24.4033 | 11.3044 | 1
41.8048 | 38.2975 | 1
23.2801 | -13.4661 | 1
96.2271 | 10.3299 | 1
39.1427 | -11.7963 | 1
76.4666 | 2.4981 | 1
97.8801 | 60.6415 | 1
18.7363 | -24.8515 | 1
69.4762 | 63.2125 | 1
14.8669 | 11.1177 | 1
51.4858 | 44.2391 | 1
63.6363 | 37.8131 | 1
73.0159 | 13.0546 | 1
96.7502 | 16.3432 | 1
73.9548 | -27.9644 | 1
70.2982 | 34.2523 | 1
80.2525 | 19.5253 | 1
61.4279 | 19.2438 | 1
12.9764 | -9.7849 | 1
51.7022 | 37.136 | 1
21.8611 | 41.214 | 1
24.2432 | 13.0925 | 1
74.6104 | 56.9563 | 1
43.0666 | 12.535 | 1
89.9459 | 52.6447 | 1
12.5595 | 44.3325 | 1
3.2655 | 56.8668 | 1
96.9672 | -22.7859 | 1
16.0278 | 6.0772 | 1
19.8307 | 52.7475 | 1
38.5476 | 57.6395 | 1
33.02 | 27.7247 | 1
15.2421 | 63.3909 | 1
6.7029 | 44.235 | 1
76.3085 | -1.4366 | 1
7.0223 | 7.5808 | 1
63.0638 | -22.9252 | 1
87.5107 | -11.5146 | 1
10.13 | 10.9505 | 1
33.5106 | 61.837 | 1
1.201 | 24.8099 | 1
6.3606 | -21.4543 | 1
16.9693 | 61.4353 | 1
69.1807 | -20.1706 | 1
15.7669 | 31.167 | 1
30.5002 | 12.1832 | 1
63.9599 | -16.4185 | 1
97.6254 | 33.3294 | 1
37.4429 | 52.6164 | 1
30.668 | 4.6122 | 1
29.1512 | 63.8347 | 1
39.1407 | 52.92 | 1
66.7016 | 28.484 | 1
30.4197 | 56.4658 | 1
66.0041 | -25.5774 | 1
0.50802 | 38.2068 | 1
10.6612 | 26.8517 | 1
19.9748 | -26.6152 | 1
100.6689 | 41.6949 | 1
23.6669 | 45.6221 | 1
65.3327 | 62.8322 | 1
93.496 | -9.7958 | 1
44.294 | 48.6638 | 1
72.8947 | 58.5283 | 1
96.3813 | 48.9085 | 1
60.0285 | -24.3898 | 1
54.6842 | 6.0786 | 1
65.6778 | -25.806 | 1
54.2007 | -23.6256 | 1
92.4623 | 37.9486 | 1
2.8986 | -25.5249 | 1
25.5395 | 69.4387 | 1
27.7067 | 53.7413 | 1
43.3995 | 30.0702 | 1
10.5106 | -16.3568 | 1
85.8259 | 31.3857 | 1
61.7648 | -0.8512 | 1
27.1273 | 38.2234 | 1
43.4734 | -17.6522 | 1
86.7807 | 36.3935 | 1
66.75 | 44.9123 | 1
50.293 | 37.5684 | 1
85.3656 | -5.8367 | 1
26.1792 | 32.121 | 1
45.7932 | 13.2902 | 1
1.3257 | -23.3741 | 1
96.6213 | 25.694 | 1
14.7953 | -20.5739 | 1
78.9789 | 12.1199 | 1
18.8253 | 38.4405 | 1
87.168 | -16.7714 | 1
64.3393 | -17.7381 | 1
38.538 | 22.9664 | 1
16.514 | -19.9393 | 1
6.2213 | -24.2539 | 1
53.8375 | 25.2391 | 1
38.9302 | 13.3331 | 1
57.0862 | 31.1594 | 1
52.2299 | 37.9672 | 1
56.7344 | 9.4163 | 1
94.5997 | 58.8707 | 1
22.2597 | 60.3074 | 1
50.8736 | 28.2352 | 1
1.1828 | 59.095 | 1
68.7912 | 20.6578 | 1
17.2987 | 43.8814 | 1
26.4035 | -29.0913 | 1
84.5648 | 13.9162 | 1
71.3418 | 35.8701 | 1
24.4073 | 12.8012 | 1
40.6985 | 21.912 | 1
56.3208 | 50.7434 | 1
74.7895 | 56.8431 | 1
55.877 | 36.2202 | 1
54.6309 | -3.0582 | 1
29.5142 | -23.6216 | 1
90.7144 | 61.5565 | 1
78.6275 | 40.6254 | 1
67.9104 | 69.2315 | 1
31.9216 | 42.9071 | 1
61.4599 | 60.1456 | 1
2.9165 | -15.8288 | 1
87.6351 | -28.6676 | 1
47.8202 | 33.2048 | 1
70.9833 | 10.1452 | 1
57.786 | 8.4452 | 1
15.9731 | -16.79 | 1
6.2729 | -15.3563 | 1
35.472 | -28.3928 | 1
72.3615 | 3.4094 | 1
50.4318 | -9.8317 | 1
92.3709 | 2.562 | 1
98.4259 | -21.4 | 1
9.6962 | -22.9762 | 1
77.4353 | 34.7272 | 1
31.8754 | 3.2701 | 1
14.6324 | 60.2587 | 1
66.3785 | -22.1182 | 1
57.3336 | 13.9841 | 1
71.5185 | 47.4413 | 1
22.7395 | -13.2324 | 1
72.5084 | 65.7018 | 1
5.2574 | 57.1552 | 1
31.986 | 54.929 | 1
70.0184 | 35.4673 | 1
72.3776 | 54.4914 | 1
47.7603 | 13.8654 | 1
83.2438 | 47.4738 | 1
44.5996 | 39.9238 | 1
61.7271 | 49.837 | 1
6.2203 | 55.8701 | 1
64.5584 | -3.1309 | 1
73.3933 | 16.2398 | 1
30.7627 | 68.599 | 1
23.1896 | 49.1154 | 1
63.8471 | -27.0638 | 1
94.9179 | 56.6859 | 1
88.0871 | 21.2022 | 1
0.46406 | 61.3544 | 1
58.1048 | 67.571 | 1
40.7038 | 15.1875 | 1
30.0952 | -12.1854 | 1
12.5237 | -24.4405 | 1
23.0364 | 65.5549 | 1
40.0389 | -8.4348 | 1
62.6261 | -23.7122 | 1
89.9104 | 47.312 | 1
100.5634 | 57.7214 | 1
41.9432 | 47.3468 | 1
57.577 | 35.9699 | 1
71.4645 | -14.5979 | 1
69.5936 | 32.3763 | 1
89.9869 | 50.3741 | 1
94.0784 | -26.7666 | 1
42.8604 | -5.1008 | 1
18.1561 | -14.2581 | 1
0.56092 | 63.2448 | 1
46.4499 | 38.1481 | 1
25.4538 | 18.1402 | 1
64.8976 | 25.0148 | 1
29.4757 | 38.3586 | 1
43.1134 | 57.4862 | 1
13.6749 | -17.4723 | 1
33.3981 | 3.6509 | 1
77.1022 | -12.4245 | 1
45.4928 | -0.22818 | 1
38.9753 | -25.4332 | 1
48.8958 | 15.9798 | 1
25.5423 | 50.4145 | 1
70.1538 | 63.2721 | 1
6.6779 | -10.3629 | 1
52.5292 | 51.5931 | 1
7.8654 | 45.4604 | 1
9.1175 | 25.4404 | 1
3.5601 | -12.2407 | 1
20.6349 | 68.4974 | 1
52.8009 | -3.8031 | 1
36.4547 | -13.0461 | 1
36.8695 | 40.8314 | 1
43.2352 | 17.1972 | 1
33.8234 | 16.5915 | 1
54.8171 | 52.2599 | 1
85.1481 | 3.5607 | 1
48.817 | 34.991 | 1
74.4952 | 67.6689 | 1
33.8607 | 22.7553 | 1
69.9259 | -28.1866 | 1
43.991 | 5.5147 | 1
10.3421 | -25.0452 | 1
20.5246 | 52.1486 | 1
90.6699 | 37.6189 | 1
41.0589 | 9.0273 | 1
19.8288 | 55.5067 | 1
46.5825 | 49.859 | 1
29.1976 | 1.8509 | 1
61.9505 | -18.4413 | 1
87.7125 | 22.9667 | 1
3.391 | -12.8498 | 1
75.8677 | 8.2869 | 1
16.196 | -23.8644 | 1
4.8151 | 39.0418 | 1
66.5382 | -2.0521 | 1
41.7402 | -23.3299 | 1
92.7541 | -6.4242 | 1
19.6651 | 24.1297 | 1
35.7311 | 36.8258 | 1
97.3755 | -15.8338 | 1
41.2164 | 68.1491 | 1
68.5052 | 13.8023 | 1
56.9866 | 63.605 | 1
2.8967 | 11.5766 | 1
82.9366 | 53.9705 | 1
81.3227 | -13.686 | 1
45.8578 | -8.8102 | 1
29.2113 | -26.7572 | 1
86.5369 | 1.1882 | 1
27.6044 | 46.798 | 1
1.8494 | 18.7476 | 1
74.6053 | 22.4158 | 1
86.2466 | -14.2602 | 1
55.9463 | 2.8686 | 1
33.599 | 49.1192 | 1
98.0529 | 19.5888 | 1
74.5026 | 33.2439 | 1
69.4849 | 7.1249 | 1
20.334 | 40.0017 | 1
24.4264 | -7.9129 | 1
20.678 | 9.0753 | 1
26.8814 | 45.6072 | 1
90.3535 | 40.5658 | 1
54.8947 | 50.7363 | 1
0.30921 | 11.379 | 1
81.3627 | 44.1919 | 1
90.2162 | 31.1236 | 1
93.6179 | -12.777 | 1
80.7703 | 10.7708 | 1
86.3886 | 12.4402 | 1
46.4165 | -23.5903 | 1
78.3459 | 36.1909 | 1
1.4589 | -8.0141 | 1
53.7387 | 11.9634 | 1
38.2504 | 27.7348 | 1
63.632 | 61.6086 | 1
72.6639 | -24.7224 | 1
11.4486 | 54.5294 | 1
69.7892 | -23.3066 | 1
94.9681 | -8.4175 | 1
78.3259 | 40.7205 | 1
69.2499 | -24.4771 | 1
35.6012 | 41.9352 | 1
27.9304 | 44.6995 | 1
65.5984 | 63.0031 | 1
66.6949 | 52.0307 | 1
31.8545 | -27.4724 | 1
67.8475 | 3.4438 | 1
37.81 | 46.7308 | 1
70.3185 | 37.0912 | 1
26.822 | 5.1693 | 1
53.6369 | 67.3852 | 1
23.7478 | 37.47 | 1
30.4839 | 33.0063 | 1
46.9018 | 66.5245 | 1
13.1688 | 45.4913 | 1
8.337 | 17.6066 | 1
0.27797 | 66.9885 | 1
58.3539 | 9.3518 | 1
13.9934 | -3.3017 | 1
95.8014 | 13.1147 | 1
13.712 | 58.0917 | 1
10.7884 | 50.0369 | 1
25.7809 | -22.8595 | 1
15.5601 | 23.8056 | 1
24.6574 | 43.4701 | 1
34.9175 | -22.012 | 1
70.6352 | 42.1883 | 1
25.9357 | 19.6145 | 1
78.1254 | 55.6166 | 1
91.7784 | 19.367 | 1
36.3962 | 28.4171 | 1
27.2053 | 24.2485 | 1
61.8223 | 5.4756 | 1
57.1426 | 36.2299 | 1
71.6326 | -18.5335 | 1
89.5318 | 27.8282 | 1
6.1032 | 18.6624 | 1
87.4715 | 49.7793 | 1
93.1996 | -29.2555 | 1
45.3075 | 26.0221 | 1
18.5628 | 20.167 | 1
64.8394 | 52.4142 | 1
29.2072 | 8.1031 | 1
25.2129 | 5.0992 | 1
13.9803 | -10.7088 | 1
99.2213 | 47.4399 | 1
12.6416 | -11.8284 | 1
78.6028 | 58.3787 | 1
94.6535 | -1.2182 | 1
37.7632 | -14.728 | 1
29.2486 | -20.7122 | 1
43.5292 | 6.7883 | 1
60.5419 | 27.8886 | 1
33.9724 | 47.9725 | 1
29.9728 | 8.1079 | 1
24.4475 | -4.619 | 1
66.7805 | 66.8282 | 1
57.7086 | -6.5546 | 1
45.7666 | 44.9828 | 1
56.1392 | 54.4252 | 1
34.1048 | 61.8109 | 1
19.5478 | 67.9864 | 1
96.3806 | 53.3942 | 1
99.5273 | -28.7703 | 1
71.0556 | 20.8922 | 1
78.0704 | 63.9438 | 1
48.3442 | 10.8046 | 1
68.7104 | 46.3894 | 1
53.7028 | 23.7712 | 1
39.2504 | 31.462 | 1
79.3986 | 40.1597 | 1
77.3951 | 54.0239 | 1
15.0586 | -3.4826 | 1
84.5657 | 65.1579 | 1
97.9357 | 33.0204 | 1
36.0609 | 12.7521 | 1
9.5239 | 25.6497 | 1
30.0305 | 3.2763 | 1
77.5887 | 6.888 | 1
91.0969 | -15.6796 | 1
14.1002 | 45.8036 | 1
92.3545 | -18.652 | 1
70.2745 | -29.5613 | 1
66.186 | 33.5481 | 1
31.3028 | 61.8426 | 1
55.2455 | 44.6757 | 1
89.2426 | 32.799 | 1
92.4167 | 56.9742 | 1
82.2873 | 4.6526 | 1
31.8271 | 21.4572 | 1
71.3428 | -9.7432 | 1
49.3068 | -29.8065 | 1
32.2861 | 47.0245 | 1
11.173 | -2.7346 | 1
8.7119 | 8.0638 | 1
74.5236 | 5.5797 | 1
41.5938 | 18.7418 | 1
11.8246 | 45.8338 | 1
67.8517 | 46.652 | 1
86.6508 | -13.3099 | 1
0.53988 | 42.8369 | 1
6.1019 | 46.5565 | 1
3.3921 | 28.2265 | 1
83.4837 | -25.7915 | 1
13.9015 | -2.8707 | 1
64.4905 | -5.4837 | 1
81.3845 | 9.9833 | 1
21.186 | 59.997 | 1
44.5582 | 24.0664 | 1
51.0608 | 31.4939 | 1
65.7042 | -10.2167 | 1
85.0622 | -3.3666 | 1
48.0174 | 63.7329 | 1
82.6867 | 31.395 | 1
65.3258 | 27.2913 | 1
59.8181 | 51.5224 | 1
39.8197 | 38.5647 | 1
2.1452 | -14.4101 | 1
92.7674 | 30.1796 | 1
18.2065 | 4.5125 | 1
6.5231 | 21.5776 | 1
72.9598 | 47.2457 | 1
37.2382 | 35.8951 | 1
45.6032 | 58.2776 | 1
47.2014 | 11.3502 | 1
85.0372 | 38.6648 | 1
0.61619 | 69.3807 | 1
40.7139 | -26.1827 | 1
51.4224 | 57.2667 | 1
71.9181 | -3.7835 | 1
18.4728 | 1.692 | 1
14.3118 | 6.7495 | 1
55.45 | -10.6963 | 1
43.0982 | 41.5918 | 1
46.886 | -1.541 | 1
4.8262 | -9.791 | 1
30.7554 | 66.046 | 1
19.6705 | 57.6406 | 1
24.5872 | 48.0098 | 1
12.3423 | 54.9159 | 1
8.5975 | 45.6268 | 1
4.864 | -9.0079 | 1
17.6881 | -3.3388 | 1
17.5937 | 58.2624 | 1
49.5092 | 26.9485 | 1
95.3912 | 32.3836 | 1
61.7263 | 27.605 | 1
13.8062 | 16.3346 | 1
19.1733 | 10.8618 | 1
91.7225 | 65.3353 | 1
77.5291 | 10.4539 | 1
75.877 | 63.4884 | 1
88.9457 | 50.7825 | 1
29.7103 | 48.8861 | 1
16.8696 | 51.6591 | 1
41.5237 | 67.1076 | 1
33.7482 | 61.0603 | 1
69.0585 | -14.5613 | 1
74.9405 | 36.5156 | 1
5.6073 | 53.9845 | 1
38.4381 | 54.6719 | 1
36.2224 | 55.6596 | 1
38.8759 | 9.9793 | 1
18.2523 | -24.9176 | 1
59.3338 | 9.0306 | 1
62.9409 | 46.2696 | 1
13.6744 | -29.293 | 1
71.3655 | -9.6714 | 1
28.4575 | 57.8452 | 1
26.8629 | 56.4744 | 1
57.8304 | 46.1516 | 1
48.5446 | 45.988 | 1
29.7955 | -11.0411 | 1
58.0414 | -27.4795 | 1
38.2105 | 12.4205 | 1
89.7273 | 6.4608 | 1
19.1931 | 40.5165 | 1
71.5792 | 47.3919 | 1
38.2182 | 40.8352 | 1
39.9902 | 41.556 | 1
22.7442 | 54.769 | 1
36.2951 | -1.736 | 1
57.0145 | 26.1524 | 1
27.634 | -11.2887 | 1
52.4596 | 63.5239 | 1
93.3949 | -26.6133 | 1
30.8357 | -4.3245 | 1
11.7915 | 34.2002 | 1
59.4278 | 14.954 | 1
69.8973 | 36.1839 | 1
63.7434 | 0.14973 | 1
58.2453 | 12.7181 | 1
39.6151 | 33.911 | 1
18.0582 | 67.901 | 1
90.0248 | 19.7026 | 1
51.444 | 11.2213 | 1
2.4539 | -15.9059 | 1
8.6611 | 36.1719 | 1
28.6691 | -0.99839 | 1
81.4564 | 22.8128 | 1
39.7177 | 27.7961 | 1
47.5702 | 20.3407 | 1
42.5358 | 32.1456 | 1
85.2095 | -24.5025 | 1
46.5354 | -11.7842 | 1
97.743 | -5.8516 | 1
62.0237 | 54.1404 | 1
69.1129 | 57.4046 | 1
33.7521 | -4.7912 | 1
80.2541 | -7.6492 | 1
19.4458 | -25.7854 | 1
79.244 | 37.3482 | 1
70.0129 | 12.8151 | 1
3.1411 | -17.8114 | 1
28.6936 | 69.6498 | 1
75.2888 | 7.8991 | 1
66.3394 | 40.4699 | 1
58.426 | 57.2828 | 1
57.3673 | 36.5634 | 1
56.0217 | -7.9557 | 1
0.42809 | -22.9728 | 1
94.2533 | 47.157 | 1
67.3751 | -4.5158 | 1
28.3265 | 8.5988 | 1
88.2607 | 38.3598 | 1
66.0637 | -24.7522 | 1
63.956 | 55.9105 | 1
47.0246 | 60.7655 | 1
33.584 | 26.9351 | 1
78.0363 | 22.3972 | 1
82.6537 | 33.9767 | 1
77.2725 | -17.2339 | 1
8.7292 | 4.3388 | 1
33.901 | 8.2014 | 1
86.1809 | 63.3661 | 1
37.1908 | 45.4337 | 1
87.0047 | 51.4463 | 1
98.2773 | 20.3884 | 1
7.4967 | 55.1421 | 1
57.3457 | 8.3063 | 1
97.8661 | -22.2371 | 1
13.6268 | 12.1785 | 1
84.4701 | -28.7164 | 1
81.7831 | 19.1538 | 1
12.1616 | -6.1431 | 1
36.3105 | 49.3633 | 1
83.5417 | -6.3196 | 1
54.3167 | -2.9339 | 1
94.9014 | 11.9407 | 1
65.5109 | 63.0374 | 1
66.753 | 26.4149 | 1
25.8116 | 35.227 | 1
98.8998 | -18.9486 | 1
99.1133 | -28.6309 | 1
6.2955 | -11.2975 | 1
80.5858 | -13.1591 | 1
53.0694 | 12.4402 | 1
0.16711 | 55.379 | 1
64.0875 | -27.1704 | 1
29.5209 | 21.7886 | 1
78.393 | 16.1097 | 1
7.1408 | -3.8095 | 1
33.7191 | 13.0321 | 1
94.0572 | 37.5687 | 1
11.4904 | 24.5803 | 1
70.3941 | 8.0322 | 1
86.1714 | 3.3398 | 1
56.927 | 22.7066 | 1
39.6301 | 33.7718 | 1
51.041 | 37.1725 | 1
34.8033 | 31.2813 | 1
41.9964 | 47.0981 | 1
48.1708 | 7.7827 | 1
54.9672 | 8.4901 | 1
72.7744 | 43.0301 | 1
45.9986 | 26.669 | 1
81.4764 | 51.7272 | 1
83.2603 | -27.2286 | 1
69.617 | 26.2158 | 1
15.06 | -21.9752 | 1
91.6293 | -25.5513 | 1
24.5889 | -10.2604 | 1
55.4836 | 45.1971 | 1
0.75372 | 32.8888 | 1
87.3701 | 39.3444 | 1
91.5308 | -18.3117 | 1
84.5707 | 16.4311 | 1
31.5874 | 6.2052 | 1
38.1435 | 54.0137 | 1
40.9764 | 33.8175 | 1
76.6784 | 41.3615 | 1
46.3942 | 8.5246 | 1
64.8547 | 54.3505 | 1
41.6404 | 66.4303 | 1
87.2978 | -1.7026 | 1
40.1605 | 12.7786 | 1
34.1376 | 36.7627 | 1
43.2219 | -29.6632 | 1
60.9305 | 67.5053 | 1
22.0352 | -28.9402 | 1
83.3973 | 17.788 | 1
66.2295 | 67.4198 | 1
32.641 | -20.6881 | 1
98.137 | 39.1088 | 1
17.0277 | 66.0403 | 1
24.7726 | 28.2664 | 1
96.7295 | 63.8024 | 1
91.2418 | -7.7298 | 1
13.5936 | 9.1827 | 1
46.1869 | 2.237 | 1
54.8706 | 28.3874 | 1
21.5275 | -21.1658 | 1
92.5717 | 27.5706 | 1
87.7543 | -5.7363 | 1
78.8839 | 24.9362 | 1
54.7645 | 16.0357 | 1
13.9828 | -18.0527 | 1
81.1273 | 48.238 | 1
3.0159 | 56.9184 | 1
10.0542 | -24.1374 | 1
73.5139 | 5.4312 | 1
86.4837 | 52.9307 | 1
51.4368 | 55.5388 | 1
14.1413 | 22.6712 | 1
66.918 | 14.0792 | 1
92.9603 | 67.7675 | 1
76.2715 | -11.563 | 1
28.5926 | 16.0781 | 1
18.5611 | -1.9499 | 1
100.0217 | -8.512 | 1
34.6886 | 62.5249 | 1
41.2135 | -16.5436 | 1
88.8827 | -12.4951 | 1
46.6832 | 7.4574 | 1
80.5127 | 23.4698 | 1
49.3088 | 40.7795 | 1
3.3198 | -23.9668 | 1
57.6049 | -13.4345 | 1
64.3059 | -7.6284 | 1
49.1271 | -25.1427 | 1
78.7053 | 0.83508 | 1
11.6369 | 34.7775 | 1
49.2157 | 59.5874 | 1
78.4504 | 1.4515 | 1
22.0243 | 20.2783 | 1
92.5865 | -7.7873 | 1
74.1364 | 63.18 | 1
93.199 | 47.8838 | 1
14.8126 | -24.7704 | 1
67.1323 | 51.7117 | 1
97.6536 | 22.9864 | 1
59.6121 | -13.0484 | 1
61.976 | 46.9709 | 1
14.11 | 41.4185 | 1
62.1171 | 31.1175 | 1
81.9811 | 68.354 | 1
95.4869 | -3.1173 | 1
30.8216 | 22.2156 | 1
16.3998 | 15.2415 | 1
16.9679 | 68.5351 | 1
84.7649 | -7.988 | 1
19.3931 | -8.9249 | 1
62.8784 | 52.9065 | 1
80.1874 | 24.7947 | 1
99.7378 | -21.0259 | 1
59.7699 | 68.0552 | 1
2.5324 | 39.8374 | 1
89.6406 | 10.8314 | 1
50.622 | 20.2772 | 1
54.1703 | -13.7377 | 1
30.9848 | -2.5581 | 1
78.1876 | 61.7248 | 1
56.4734 | 1.2082 | 1
34.6494 | 66.218 | 1
84.6542 | 50.8643 | 1
84.8945 | -26.9287 | 1
100.3856 | 68.8945 | 1
46.8597 | -17.0019 | 1
17.5775 | 39.6786 | 1
15.0154 | 13.436 | 1
22.3838 | 54.5059 | 1
49.4272 | -28.6321 | 1
40.4083 | 59.5312 | 1
63.5928 | 9.4484 | 1
79.5344 | -11.2601 | 1
6.5662 | 65.816 | 1
22.7644 | 53.9131 | 1
80.2692 | -26.9578 | 1
5.7043 | 31.6181 | 1
30.32 | -15.3656 | 1
2.0949 | 63.9013 | 1
100.6652 | 47.1778 | 1
94.2193 | -11.5289 | 1
85.4399 | 31.8054 | 1
3.4164 | -27.8319 | 1
67.3877 | -28.9021 | 1
50.8968 | -10.8465 | 1
61.6171 | 41.1641 | 1
24.0221 | -18.0958 | 1
78.1651 | 69.9485 | 1
12.3125 | 40.2431 | 1
93.1224 | 68.9814 | 1
9.0031 | 62.6406 | 1
64.9735 | 54.9422 | 1
16.2855 | 37.1124 | 1
20.7027 | 31.3396 | 1
10.2313 | 53.7057 | 1
4.1113 | -6.8648 | 1
57.3202 | 63.1457 | 1
8.5854 | -27.1669 | 1
100.1426 | 13.5999 | 1
87.4575 | 23.0816 | 1
62.4122 | 12.6997 | 1
63.057 | 48.7389 | 1
28.1898 | 24.7168 | 1
74.6721 | 49.2411 | 1
42.0704 | -5.9982 | 1
35.5974 | -5.0681 | 1
60.7607 | 53.089 | 1
43.9898 | 23.2476 | 1
98.3577 | -23.2712 | 1
5.7063 | 3.5769 | 1
72.5217 | 1.1986 | 1
31.3522 | 68.9959 | 1
5.2966 | 17.2927 | 1
76.7141 | 42.1919 | 1
83.4312 | 63.8527 | 1
95.7902 | 8.9881 | 1
42.9487 | -6.1575 | 1
95.8474 | -22.0087 | 1
100.7832 | 26.2538 | 1
89.8769 | -1.3139 | 1
32.5732 | 19.588 | 1
88.4274 | -13.9467 | 1
100.9982 | 23.7361 | 1
19.4911 | 63.3279 | 1
21.3739 | -8.7247 | 1
56.5992 | 8.3265 | 1
41.0966 | 16.8537 | 1
97.6061 | 9.9278 | 1
1.3028 | 43.9933 | 1
97.6124 | -26.0053 | 1
3.5052 | 50.4106 | 1
64.1366 | 11.7811 | 1
69.0866 | 32.0868 | 1
69.8628 | 61.6484 | 1
89.0572 | 66.4785 | 1
93.1398 | 67.3829 | 1
5.1161 | 15.6026 | 1
42.5025 | 23.3003 | 1
86.1355 | 63.9721 | 1
59.5238 | 1.1237 | 1
47.1702 | 32.1921 | 1
91.7054 | 13.4014 | 1
87.898 | 6.9101 | 1
71.7593 | -25.2841 | 1
55.1127 | -21.6687 | 1
11.1185 | -8.0906 | 1
85.1776 | 21.6339 | 1
96.4678 | 16.6006 | 1
46.3605 | 29.6676 | 1
59.1483 | 26.1667 | 1
92.6401 | -8.4353 | 1
29.8198 | -15.7862 | 1
90.342 | 69.0606 | 1
96.7369 | 48.0159 | 1
69.2882 | 14.8186 | 1
61.9986 | 18.5303 | 1
45.0567 | 3.0386 | 1
51.3367 | -12.1544 | 1
92.8289 | 26.2504 | 1
80.7519 | 62.3231 | 1
96.2935 | 49.9438 | 1
83.9015 | 2.6684 | 1
44.5707 | 27.7889 | 1
46.9597 | -18.7916 | 1
65.4396 | 68.0058 | 1
52.0908 | 3.079 | 1
95.2933 | 29.2739 | 1
11.0984 | -29.5189 | 1
89.2253 | -14.7294 | 1
60.9834 | -14.6883 | 1
5.4077 | 63.973 | 1
91.5438 | 29.9185 | 1
92.8863 | 36.1556 | 1
16.4923 | 57.6594 | 1
15.756 | -15.9605 | 1
67.0168 | 62.8094 | 1
38.758 | 30.7798 | 1
24.8296 | 41.701 | 1
29.0346 | 49.2195 | 1
24.5912 | -12.444 | 1
10.67 | 35.9853 | 1
38.1979 | 22.3723 | 1
93.6249 | 52.7305 | 1
92.0237 | 1.4063 | 1
30.7411 | -28.1795 | 1
47.5042 | 3.3139 | 1
46.7825 | -13.0682 | 1
92.2673 | 67.4463 | 1
34.0883 | 5.6428 | 1
74.8785 | 13.9178 | 1
68.1034 | 17.554 | 1
27.6798 | 9.0515 | 1
60.2445 | 21.3153 | 1
87.8127 | 62.0611 | 1
13.2555 | 18.3256 | 1
19.1088 | 57.6735 | 1
76.9272 | -10.5529 | 1
56.3 | 36.4377 | 1
25.4119 | -4.4477 | 1
97.6472 | 21.3693 | 1
0.42645 | 39.9216 | 1
10.2852 | -15.2424 | 1
51.5287 | -2.3675 | 1
99.7769 | -5.7458 | 1
56.9936 | -0.038251 | 1
82.4727 | 50.1545 | 1
34.2758 | 56.3711 | 1
6.6079 | 54.4686 | 1
47.1578 | 3.8808 | 1
81.9797 | 4.2816 | 1
96.4484 | 56.2699 | 1
33.1913 | -13.8966 | 1
77.9466 | -18.6146 | 1
21.1885 | -0.95772 | 1
53.5135 | 12.5415 | 1
35.8934 | -15.784 | 1
16.8765 | -18.0269 | 1
67.8233 | 6.2603 | 1
16.2331 | -19.8852 | 1
13.2161 | 7.8878 | 1
92.0087 | 19.6898 | 1
4.0771 | 24.2991 | 1
73.1581 | -5.2821 | 1
30.9734 | -2.1417 | 1
33.1418 | 57.3818 | 1
67.9916 | -27.4087 | 1
60.6872 | -7.8321 | 1
26.7784 | 8.3602 | 1
13.5314 | -8.798 | 1
13.0421 | 25.3774 | 1
89.768 | -24.9837 | 1
59.4772 | -11.284 | 1
2.956 | -11.8112 | 1
61.9446 | 69.4576 | 1
63.6845 | 29.54 | 1
65.7613 | 54.317 | 1
48.2273 | 62.8139 | 1
61.1441 | 57.7953 | 1
85.5515 | 46.5529 | 1
39.4021 | 55.7351 | 1
98.7853 | 41.5211 | 1
16.3817 | -29.5672 | 1
99.8612 | 35.2028 | 1
6.8446 | -27.6981 | 1
39.6426 | -5.1061 | 1
34.3999 | 34.5824 | 1
29.6405 | 47.9563 | 1
48.9223 | 42.5671 | 1
89.0849 | 5.1136 | 1
31.0403 | 7.5293 | 1
15.1216 | 24.1763 | 1
24.3824 | 68.9478 | 1
4.3253 | 32.9113 | 1
63.9317 | 41.6021 | 1
99.2715 | 44.7897 | 1
35.1521 | -7.2133 | 1
52.2362 | -1.8624 | 1
41.4957 | 11.0445 | 1
80.6076 | 7.216 | 1
58.4772 | 29.2857 | 1
63.5998 | -0.93582 | 1
92.8464 | 13.4908 | 1
87.15 | -9.7307 | 1
84.9731 | -2.4518 | 1
43.3333 | 6.8153 | 1
4.6943 | 69.2824 | 1
77.6032 | -24.6652 | 1
88.9702 | 38.6108 | 1
48.6405 | 67.6908 | 1
15.2207 | -15.6284 | 1
42.1929 | 69.5521 | 1
76.6663 | -21.7173 | 1
24.4258 | 20.0835 | 1
71.4109 | 1.3706 | 1
72.3454 | 69.1141 | 1
87.7439 | 1.242 | 1
70.3292 | 28.5151 | 1
15.7925 | 50.0528 | 1
62.7841 | 44.6463 | 1
42.0776 | 0.086183 | 1
33.8797 | 46.5693 | 1
52.1376 | 53.6931 | 1
42.8563 | 14.9509 | 1
91.0486 | 35.6439 | 1
31.6838 | 49.5785 | 1
71.4944 | -17.2044 | 1
33.1748 | -15.4203 | 1
45.0087 | -9.9611 | 1
80.9195 | -7.9448 | 1
56.2633 | -21.0266 | 1
46.7325 | -4.4266 | 1
43.6495 | 42.0822 | 1
65.7249 | -23.9538 | 1
96.3879 | -7.9367 | 1
0.10662 | 17.987 | 1
63.8673 | -21.2786 | 1
12.5533 | 21.2199 | 1
0.65623 | -11.8951 | 1
36.1928 | -16.5837 | 1
50.3869 | 29.5448 | 1
19.0567 | 30.675 | 1
44.2625 | -23.408 | 1
81.3581 | 32.5353 | 1
8.1259 | 30.5799 | 1
37.6774 | -8.9258 | 1
38.4511 | -29.4375 | 1
42.4242 | -10.9174 | 1
0.62691 | 21.2637 | 1
77.5478 | 40.8342 | 1
26.3853 | 11.1473 | 1
71.1356 | -10.1484 | 1
96.8308 | 6.8138 | 1
52.3241 | 36.0052 | 1
28.1508 | 40.0235 | 1
39.6111 | 19.8387 | 1
100.3669 | 0.065339 | 1
5.0027 | 42.8632 | 1
30.3294 | 51.3036 | 1
86.5512 | 54.6425 | 1
13.2341 | -3.8258 | 1
89.7656 | 36.6184 | 1
45.7952 | 3.0119 | 1
3.2281 | 31.365 | 1
41.685 | 52.1321 | 1
60.437 | 40.9559 | 1
56.5558 | 47.9322 | 1
59.7361 | 42.3118 | 1
71.3702 | -14.505 | 1
41.5425 | 3.7218 | 1
39.4914 | -22.9576 | 1
54.382 | 0.94552 | 1
73.0075 | -12.5343 | 1
20.4371 | 31.3868 | 1
67.2131 | -2.6579 | 1
97.3669 | 16.8344 | 1
64.9636 | 63.1207 | 1
9.4513 | 44.5575 | 1
34.2899 | -4.941 | 1
2.4512 | -2.0112 | 1
82.5547 | -20.973 | 1
48.9024 | -5.6907 | 1
51.4366 | -10.5596 | 1
57.1403 | -1.4579 | 1
23.0183 | -4.6923 | 1
2.1284 | 68.4873 | 1
92.8893 | -29.1257 | 1
64.4465 | -14.417 | 1
36.0735 | 8.6551 | 1
8.8372 | 49.7798 | 1
56.4088 | -17.6247 | 1
48.3896 | 54.8318 | 1
57.2957 | 23.3684 | 1
84.5797 | -8.3159 | 1
38.8107 | -2.3031 | 1
13.9352 | 16.0138 | 1
16.2978 | -18.7626 | 1
1.9806 | 37.1583 | 1
3.9924 | -24.0714 | 1
87.0234 | 56.6567 | 1
56.5209 | 45.8484 | 1
74.0228 | 6.4709 | 1
90.5856 | -15.679 | 1
14.6433 | 14.2517 | 1
65.9728 | 43.6944 | 1
86.8414 | 18.2545 | 1
16.5871 | -7.1381 | 1
89.6237 | 57.8319 | 1
5.1457 | 7.4242 | 1
7.9193 | 29.7211 | 1
13.2571 | 0.22912 | 1
85.0745 | 0.37264 | 1
15.2844 | 20.2558 | 1
84.6976 | 68.6908 | 1
36.7209 | 15.2637 | 1
52.8009 | 20.3481 | 1
7.0217 | 32.7162 | 1
68.3148 | 66.2689 | 1
10.3739 | -10.8675 | 1
62.819 | 32.5577 | 1
46.0084 | -2.5831 | 1
4.9906 | 41.9523 | 1
43.2222 | 19.5229 | 1
57.3256 | 22.141 | 1
79.44 | 44.8724 | 1
77.7777 | 55.6324 | 1
10.9026 | 58.2289 | 1
15.1039 | -2.3544 | 1
80.9582 | 30.384 | 1
69.4806 | 32.4075 | 1
9.8849 | -20.9676 | 1
66.1433 | -21.5774 | 1
22.5938 | 45.313 | 1
7.6834 | 12.8186 | 1
94.7526 | 0.29439 | 1
18.3822 | -20.1565 | 1
55.6359 | 68.6149 | 1
92.4359 | -17.9651 | 1
42.9858 | -15.2914 | 1
55.3527 | 23.4987 | 1
46.7758 | -22.1489 | 1
51.3403 | 53.1342 | 1
84.7406 | -21.4703 | 1
6.1944 | 20.3185 | 1
1.2863 | 48.7871 | 1
27.6328 | -24.5475 | 1
65.9063 | -2.66 | 1
98.9474 | 2.8583 | 1
23.6069 | 19.1371 | 1
12.9061 | 58.1351 | 1
4.7899 | 69.3373 | 1
39.0915 | -15.4201 | 1
81.538 | 67.1782 | 1
41.0578 | 38.1443 | 1
99.8067 | 54.9815 | 1
7.2473 | 49.1076 | 1
17.3885 | 4.3096 | 1
24.8385 | 25.8979 | 1
57.236 | 64.794 | 1
89.1805 | 20.9466 | 1
96.2988 | 12.4643 | 1
39.4225 | 37.8378 | 1
43.7751 | -23.9768 | 1
79.1235 | 50.0832 | 1
4.5745 | -27.6988 | 1
80.4132 | -13.425 | 1
12.0053 | -12.0396 | 1
66.2208 | 27.3376 | 1
19.2061 | 53.8866 | 1
69.551 | -11.9178 | 1
20.5171 | -3.6336 | 1
9.8335 | 32.1057 | 1
49.9367 | 27.2026 | 1
34.1659 | 7.9216 | 1
61.2764 | 26.7551 | 1
18.9699 | 14.5597 | 1
78.798 | 40.8188 | 1
61.0549 | -23.4579 | 1
58.6996 | 33.7592 | 1
96.574 | 18.6673 | 1
49.8283 | 24.9187 | 1
31.2499 | 22.5724 | 1
66.4618 | -17.8862 | 1
63.2659 | -3.7858 | 1
80.3435 | 15.2654 | 1
90.0903 | 34.3131 | 1
25.1334 | 4.1843 | 1
97.7362 | -18.5116 | 1
31.7058 | 32.5011 | 1
48.8949 | 60.4956 | 1
35.3798 | 23.4022 | 1
74.5285 | 27.547 | 1
14.0446 | -9.9804 | 1
80.4749 | 47.1747 | 1
98.7092 | 32.331 | 1
45.7317 | 58.3352 | 1
87.9988 | 62.2169 | 1
12.6296 | 66.0385 | 1
23.5854 | 56.178 | 1
59.8473 | -1.4309 | 1
94.3324 | 26.8506 | 1
21.7649 | 3.5208 | 1
87.3043 | -29.7338 | 1
50.4388 | 46.5397 | 1
38.1742 | -20.4287 | 1
95.0257 | 43.0417 | 1
25.3989 | 25.4687 | 1
25.9593 | 11.2933 | 1
78.9096 | 19.2702 | 1
12.3414 | 27.8182 | 1
88.835 | 25.0391 | 1
75.7373 | 57.9526 | 1
47.1352 | 36.3184 | 1
37.9754 | 5.6806 | 1
56.3567 | 2.06 | 1
96.7414 | 32.6041 | 1
53.2335 | 45.7091 | 1
45.5132 | -19.504 | 1
39.4664 | 11.3962 | 1
55.3759 | 52.7164 | 1
1.6765 | 15.5575 | 1
14.2457 | 1.6412 | 1
5.895 | -3.2822 | 1
71.5767 | 45.1495 | 1
100.5122 | -22.0958 | 1
14.6816 | 19.8803 | 1
45.2471 | 66.9995 | 1
41.8377 | -25.4499 | 1
32.1619 | 67.6844 | 1
4.4315 | -20.1776 | 1
58.147 | 69.9926 | 1
69.6608 | -20.1545 | 1
14.0878 | 42.7928 | 1
58.9874 | -25.703 | 1
78.1268 | 32.4866 | 1
6.2038 | 29.9448 | 1
27.0197 | 64.3416 | 1
68.7295 | -3.3874 | 1
80.1684 | 54.1325 | 1
44.2442 | 24.6985 | 1
70.6285 | 23.8675 | 1
96.0571 | 58.0212 | 1
75.0672 | 18.7502 | 1
86.8717 | 27.9607 | 1
16.9948 | -7.6583 | 1
55.5769 | 69.5161 | 1
0.8337 | 15.9937 | 1
35.7801 | -24.7701 | 1
51.6204 | 31.5022 | 1
31.5587 | 58.3952 | 1
68.2467 | -14.8938 | 1
86.6961 | -17.3354 | 1
93.1348 | 30.5158 | 1
90.4419 | 1.2927 | 1
95.7694 | -24.4038 | 1
43.6284 | 41.5715 | 1
88.6714 | 42.5522 | 1
91.4954 | 39.6212 | 1
48.2987 | 59.1094 | 1
36.1069 | 15.2873 | 1
58.4298 | 2.8344 | 1
98.088 | 58.4881 | 1
39.393 | -19.9493 | 1
47.4968 | 50.9217 | 1
12.728 | -16.2503 | 1
19.0828 | 24.9325 | 1
26.8102 | -18.1462 | 1
88.5591 | 49.1549 | 1
7.8471 | 35.9998 | 1
40.8826 | 45.7768 | 1
99.7685 | 45.0929 | 1
53.5606 | 18.0964 | 1
34.8538 | -26.4956 | 1
70.4169 | 57.5187 | 1
37.5531 | 27.0682 | 1
90.031 | 13.9563 | 1
29.2368 | 42.613 | 1
27.1339 | 30.3849 | 1
1.8352 | 7.4981 | 1
72.3622 | -10.7837 | 1
5.3768 | -9.0231 | 1
82.9976 | 49.4428 | 1
54.8531 | 39.4349 | 1
78.4125 | 2.5552 | 1
56.9846 | -21.0235 | 1
49.8367 | 48.3564 | 1
63.1761 | -26.2113 | 1
46.6847 | 32.7016 | 1
27.1884 | -6.121 | 1
93.3343 | 1.6249 | 1
44.9645 | 24.8195 | 1
30.0419 | 17.5471 | 1
50.071 | -13.3564 | 1
12.9605 | 51.4096 | 1
33.4315 | 3.3361 | 1
93.4016 | 14.1853 | 1
72.6852 | -25.3279 | 1
60.1694 | 1.6505 | 1
41.2281 | -24.0651 | 1
100.2741 | -14.8344 | 1
57.0939 | 22.7458 | 1
7.9661 | 53.841 | 1
3.5922 | 49.882 | 1
74.2713 | -3.2901 | 1
3.654 | 10.3325 | 1
66.4421 | -2.0275 | 1
46.3548 | 10.7825 | 1
100.6252 | 42.2203 | 1
89.986 | 33.9752 | 1
61.0149 | 63.0372 | 1
17.0756 | 8.9479 | 1
64.2973 | -27.8623 | 1
71.2245 | -26.6277 | 1
31.0902 | 11.1922 | 1
56.7518 | -23.5731 | 1
1.2483 | -19.7421 | 1
17.906 | 36.3125 | 1
34.3744 | 59.3857 | 1
18.9144 | -2.1674 | 1
26.9403 | 27.9068 | 1
16.1966 | -11.9727 | 1
76.0594 | -5.9566 | 1
11.6978 | 35.5745 | 1
52.1778 | 48.1065 | 1
45.3008 | 55.6348 | 1
55.8814 | 44.7356 | 1
51.004 | 38.9784 | 1
0.89492 | 35.9359 | 1
44.8099 | -15.8629 | 1
70.5264 | -13.1835 | 1
32.6873 | 1.3742 | 1
32.0537 | 44.2367 | 1
55.414 | 37.7773 | 1
63.1965 | -3.6411 | 1
12.7609 | 56.7599 | 1
55.2158 | 64.3037 | 1
86.571 | -20.2775 | 1
22.9285 | -8.9802 | 1
52.7063 | 17.5248 | 1
78.74 | -28.3218 | 1
5.8415 | 59.3726 | 1
64.0057 | -9.1194 | 1
41.2009 | 1.7051 | 1
48.7831 | 7.364 | 1
75.3298 | -0.79293 | 1
43.2522 | 13.0707 | 1
42.0769 | 9.5989 | 1
91.7825 | 58.3182 | 1
64.0021 | 12.5507 | 1
13.6001 | 14.9796 | 1
79.553 | 43.684 | 1
58.1549 | 61.1916 | 1
81.8084 | 33.7829 | 1
23.2268 | 11.9293 | 1
96.9409 | -27.9754 | 1
82.8462 | 63.5776 | 1
38.6202 | 29.2667 | 1
0.6663 | 57.2468 | 1
41.8344 | 67.6092 | 1
24.5593 | 45.5568 | 1
9.8579 | 14.0518 | 1
22.3894 | -21.7615 | 1
34.0972 | -7.2452 | 1
21.4337 | -3.9385 | 1
29.8302 | -2.1526 | 1
100.8405 | -16.1028 | 1
100.964 | -12.1217 | 1
69.4343 | 34.4708 | 1
67.9917 | -13.8428 | 1
24.2179 | -3.9935 | 1
60.4102 | 28.6752 | 1
30.6002 | -18.0825 | 1
78.9654 | 8.493 | 1
26.1024 | -0.71834 | 1
93.8825 | 15.5358 | 1
28.7985 | -11.4647 | 1
62.0348 | 32.3654 | 1
5.7867 | -3.1227 | 1
53.3045 | 11.573 | 1
68.5334 | 11.0711 | 1
22.9565 | 64.8817 | 1
71.9825 | -0.89551 | 1
98.7044 | 13.2359 | 1
100.4715 | 26.7886 | 1
94.8813 | 55.4642 | 1
71.4922 | 14.2621 | 1
82.8719 | 38.335 | 1
5.9526 | 19.9086 | 1
99.6624 | 65.7179 | 1
79.8175 | -11.0152 | 1
34.4966 | 62.3907 | 1
46.8708 | 66.7457 | 1
44.7523 | 30.6884 | 1
79.8988 | 7.0663 | 1
90.1995 | -27.6389 | 1
19.4541 | -27.2673 | 1
98.9243 | 49.1619 | 1
31.146 | -14.3541 | 1
24.2638 | 54.4595 | 1
3.3275 | 52.0202 | 1
13.4397 | 1.7635 | 1
57.5121 | 68.7768 | 1
9.1126 | -15.7422 | 1
60.574 | 56.0125 | 1
64.3977 | 15.7772 | 1
95.4025 | -18.5474 | 1
26.5302 | 44.6847 | 1
23.3994 | -28.5752 | 1
88.5399 | -5.3723 | 1
86.3673 | 59.6074 | 1
62.7095 | 4.8983 | 1
74.7638 | -9.5307 | 1
18.5321 | 46.8059 | 1
84.5773 | -4.9322 | 1
32.7358 | 41.9692 | 1
33.3638 | 55.5101 | 1
8.6669 | 61.1323 | 1
66.6554 | 5.2516 | 1
97.2675 | 8.9161 | 1
76.1959 | 19.8641 | 1
20.5452 | -11.4723 | 1
68.8025 | 54.7137 | 1
73.6364 | 19.3003 | 1
88.6718 | -22.0164 | 1
6.8112 | 67.8288 | 1
26.4568 | 38.1854 | 1
59.8462 | 50.2013 | 1
57.1434 | -24.1572 | 1
100.4447 | 34.537 | 1
76.6865 | -27.8175 | 1
27.3962 | 51.4775 | 1
52.4378 | 44.3597 | 1
25.7517 | -7.5212 | 1
21.69 | -20.8657 | 1
81.6571 | 32.4732 | 1
52.5239 | 53.7069 | 1
90.3772 | 54.8401 | 1
92.4746 | 53.6993 | 1
47.8373 | 34.1775 | 1
26.5201 | -25.1447 | 1
34.181 | 20.9907 | 1
3.5545 | 49.9398 | 1
43.0115 | 25.7707 | 1
48.1093 | -15.4538 | 1
96.3392 | 3.354 | 1
52.4325 | 6.0386 | 1
30.191 | 32.1642 | 1
96.1432 | -24.6488 | 1
74.8256 | 2.8819 | 1
39.8256 | -20.9751 | 1
71.3684 | -15.541 | 1
86.9764 | 13.7703 | 1
63.0405 | -19.1337 | 1
51.7813 | 64.6249 | 1
46.7558 | 53.843 | 1
43.7274 | -13.6682 | 1
69.3668 | -29.5289 | 1
81.5547 | 16.8635 | 1
80.9622 | -29.3524 | 1
67.0101 | 51.1339 | 1
8.7751 | 47.6039 | 1
67.391 | 68.7478 | 1
51.8087 | 61.7182 | 1
46.1607 | 57.9922 | 1
78.8618 | 33.1293 | 1
25.2815 | 61.1032 | 1
67.5643 | 62.6034 | 1
47.7788 | 13.6511 | 1
42.5713 | -8.618 | 1
87.4799 | 45.8055 | 1
96.4041 | 56.1041 | 1
77.6435 | 19.7609 | 1
74.1624 | -15.0908 | 1
5.6067 | -13.7993 | 1
35.6696 | -3.0651 | 1
89.4813 | 46.3025 | 1
17.3362 | -25.033 | 1
75.8033 | 60.9346 | 1
43.023 | 31.344 | 1
94.759 | 7.082 | 1
15.228 | 19.9704 | 1
92.9781 | -16.4338 | 1
13.1802 | 32.3616 | 1
70.9136 | 15.1354 | 1
97.0796 | -29.7737 | 1
20.0982 | 34.7137 | 1
25.9165 | -21.2915 | 1
14.1698 | -13.6577 | 1
80.1355 | -27.6771 | 1
21.5635 | 31.2932 | 1
58.8915 | 32.5875 | 1
17.3225 | -7.2601 | 1
79.8352 | 4.2004 | 1
24.0763 | 13.9538 | 1
66.448 | 67.2637 | 1
89.5788 | 69.0672 | 1
28.807 | 62.3266 | 1
52.3065 | 32.1089 | 1
51.0829 | 21.9715 | 1
46.9102 | 48.6426 | 1
1.2115 | -2.3865 | 1
42.3146 | 56.7741 | 1
48.9934 | 31.5626 | 1
66.5074 | 59.6238 | 1
71.4057 | 10.1676 | 1
54.8427 | 5.2836 | 1
4.4272 | -19.5671 | 1
86.1566 | 6.4583 | 1
96.5622 | 29.3542 | 1
11.8328 | 4.2915 | 1
35.9365 | -5.0603 | 1
67.147 | 4.3422 | 1
26.1684 | -3.8821 | 1
98.9987 | -10.9888 | 1
63.9191 | 60.3161 | 1
37.4421 | 25.6557 | 1
97.8954 | -19.5475 | 1
97.2032 | 10.5135 | 1
84.5113 | -21.5783 | 1
63.9321 | -3.2488 | 1
97.9671 | 18.9515 | 1
69.659 | -13.3392 | 1
67.6569 | -1.3914 | 1
2.8109 | 50.8252 | 1
71.1621 | 11.0015 | 1
15.2556 | 28.424 | 1
4.9236 | 63.9948 | 1
78.2979 | 40.5838 | 1
93.9583 | 17.0643 | 1
51.0427 | -25.1968 | 1
96.6319 | 3.2491 | 1
50.7 | 1.4085 | 1
97.8196 | 35.8727 | 1
46.7349 | -10.4313 | 1
23.1998 | -1.8687 | 1
47.204 | 5.9013 | 1
13.1493 | 58.5882 | 1
66.1428 | -12.6053 | 1
29.5735 | 14.8924 | 1
25.3987 | 5.2329 | 1
27.9375 | 37.7584 | 1
30.1772 | 6.8592 | 1
13.5326 | -28.3623 | 1
37.1185 | 40.8891 | 1
21.6894 | -17.86 | 1
87.4248 | 67.3272 | 1
41.7591 | 56.0658 | 1
73.0235 | 44.1098 | 1
46.4786 | 46.1718 | 1
71.2593 | 34.3409 | 1
68.1401 | -20.6719 | 1
95.4547 | 49.2288 | 1
46.6163 | 42.8032 | 1
48.0722 | 64.1713 | 1
90.0366 | 38.8227 | 1
69.3084 | 52.6317 | 1
88.5593 | 47.4118 | 1
92.7369 | 18.3702 | 1
16.1051 | -23.3141 | 1
48.4838 | -17.9566 | 1
90.3778 | 35.6783 | 1
14.9395 | 40.1159 | 1
75.222 | -19.1476 | 1
95.3437 | -16.4727 | 1
98.7404 | -17.1064 | 1
50.1193 | 62.8814 | 1
64.0352 | 39.4494 | 1
22.4571 | 5.1268 | 1
88.0376 | 39.7033 | 1
94.8432 | 63.218 | 1
30.0254 | 33.9873 | 1
49.5193 | 11.9674 | 1
77.0215 | 69.6356 | 1
46.3656 | 1.8896 | 1
52.2117 | 25.1204 | 1
28.4906 | 65.2624 | 1
58.2598 | 20.7883 | 1
86.1365 | 61.6174 | 1
14.0203 | -25.2388 | 1
19.3764 | 52.8633 | 1
88.9532 | 25.8904 | 1
46.3142 | 12.8727 | 1
75.3318 | 9.951 | 1
72.1876 | 68.1117 | 1
72.8741 | 63.5856 | 1
64.2421 | -17.5498 | 1
80.9449 | 14.7657 | 1
15.4951 | -5.2482 | 1
35.9232 | 34.1288 | 1
21.1218 | 23.2994 | 1
59.0049 | 11.8333 | 1
51.873 | 66.4718 | 1
92.9373 | -29.3802 | 1
25.341 | 29.3228 | 1
70.0477 | -12.8746 | 1
25.8882 | -26.1025 | 1
93.1898 | 69.9334 | 1
47.8763 | 67.2682 | 1
58.8824 | -8.2535 | 1
59.8092 | 22.3128 | 1
93.0204 | 11.3418 | 1
98.6531 | -15.1077 | 1
59.0961 | 39.1847 | 1
1.1481 | -18.4696 | 1
44.5355 | -20.1146 | 1
44.5889 | 27.1692 | 1
52.0977 | 9.5575 | 1
4.4526 | 52.1139 | 1
6.4197 | 64.467 | 1
54.1651 | 19.5531 | 1
72.3614 | 69.122 | 1
11.0256 | 14.2425 | 1
56.1098 | 17.5436 | 1
10.9204 | -2.7763 | 1
59.9432 | 24.9782 | 1
8.1248 | 63.3702 | 1
42.7959 | 28.7417 | 1
34.1938 | 42.9665 | 1
26.4613 | 50.3307 | 1
74.6434 | 20.4502 | 1
10.8508 | -12.331 | 1
35.0938 | 23.8705 | 1
5.2057 | 20.8273 | 1
62.926 | -8.6047 | 1
78.5341 | 4.9943 | 1
12.2761 | -3.1136 | 1
38.7915 | -7.545 | 1
18.6738 | 62.7112 | 1
3.0072 | 22.6837 | 1
54.1897 | -8.914 | 1
48.5494 | 13.9192 | 1
78.1997 | 34.3152 | 1
99.539 | 22.351 | 1
77.3509 | 22.9819 | 1
72.5371 | 13.9793 | 1
93.6616 | 43.0769 | 1
66.7555 | 63.1035 | 1
63.0768 | -18.2018 | 1
46.3672 | 5.1304 | 1
1.4842 | 25.4837 | 1
2.6711 | 26.9472 | 1
77.8832 | -22.2955 | 1
15.3293 | 69.1978 | 1
53.8289 | 37.0708 | 1
34.7602 | 8.9705 | 1
1.2535 | -21.4311 | 1
28.4039 | 46.4292 | 1
15.6795 | 56.7202 | 1
89.361 | 14.8373 | 1
68.6293 | 9.7026 | 1
14.8895 | 57.155 | 1
97.5402 | 35.0988 | 1
17.0917 | 12.1471 | 1
85.6262 | 3.1889 | 1
67.4301 | -24.1816 | 1
92.0561 | 38.3787 | 1
33.7156 | 16.0027 | 1
28.9382 | 2.6658 | 1
25.9035 | -28.2738 | 1
0.93968 | 60.0788 | 1
91.5191 | -7.0036 | 1
4.6579 | 3.0322 | 1
73.028 | 10.7417 | 1
33.1539 | 46.7407 | 1
41.6658 | -19.1467 | 1
15.1141 | 14.7877 | 1
84.6652 | 20.6927 | 1
1.5525 | 2.0313 | 1
53.7843 | -4.3238 | 1
22.0621 | 12.9964 | 1
12.3286 | -10.9405 | 1
84.1105 | 24.331 | 1
61.5737 | -8.3893 | 1
4.5074 | -3.7779 | 1
27.9623 | 52.638 | 1
30.6587 | 47.3987 | 1
62.1333 | 42.5008 | 1
63.3322 | 29.039 | 1
53.0971 | 50.7142 | 1
85.7209 | 7.5333 | 1
75.3135 | 69.7486 | 1
8.0923 | 20.9364 | 1
81.0372 | 63.6932 | 1
100.2741 | -29.5293 | 1
85.97 | -25.9002 | 1
98.6299 | -6.4781 | 1
98.3611 | 29.481 | 1
36.2965 | 42.5614 | 1
13.4577 | 11.489 | 1
62.1602 | 2.6763 | 1
79.4054 | 29.4324 | 1
21.4818 | 61.5177 | 1
31.8613 | 15.4077 | 1
56.5688 | 62.0992 | 1
71.9999 | 45.1981 | 1
96.8647 | 56.8243 | 1
21.0956 | -5.9574 | 1
99.2536 | 19.119 | 1
5.247 | -4.9481 | 1
29.6337 | -3.3795 | 1
22.3427 | -8.1866 | 1
43.9191 | 60.6775 | 1
64.2439 | -29.1145 | 1
91.0086 | 27.4053 | 1
37.2584 | 49.3304 | 1
96.4277 | -16.8106 | 1
78.2285 | 65.4207 | 1
91.1381 | 37.5404 | 1
22.9894 | 7.7459 | 1
62.6401 | 14.0386 | 1
14.8669 | 4.1432 | 1
32.6792 | 3.9139 | 1
72.3175 | -18.8211 | 1
67.3005 | 39.5263 | 1
98.1241 | 19.5132 | 1
40.4396 | 21.8619 | 1
47.1253 | -6.0177 | 1
65.8052 | 42.2046 | 1
16.9004 | 55.764 | 1
16.0317 | 44.9471 | 1
54.3488 | -1.2436 | 1
54.2275 | 2.2066 | 1
3.7724 | -24.6209 | 1
72.6019 | -11.4701 | 1
60.1734 | 56.0906 | 1
43.841 | -4.4827 | 1
72.912 | 45.7616 | 1
8.994 | 63.2528 | 1
41.8014 | 49.0831 | 1
38.5945 | 22.252 | 1
63.6653 | 24.3283 | 1
27.7966 | 51.8044 | 1
82.9379 | -27.8089 | 1
67.2556 | 40.1031 | 1
31.3569 | 33.9214 | 1
41.626 | 6.3202 | 1
70.2536 | -28.4094 | 1
54.9605 | 22.5808 | 1
95.7434 | 12.4785 | 1
70.6881 | 7.8652 | 1
48.0513 | 2.0964 | 1
61.3473 | 27.5791 | 1
5.7086 | 20.8515 | 1
6.6363 | -11.4917 | 1
99.7251 | 58.199 | 1
89.5535 | 14.6418 | 1
97.6589 | 40.7969 | 1
35.933 | 5.7774 | 1
0.2022 | -20.723 | 1
7.999 | 33.913 | 1
37.8319 | 53.8238 | 1
31.2961 | -28.8748 | 1
89.2796 | -14.9999 | 1
5.7021 | 2.7868 | 1
5.427 | 38.882 | 1
71.5334 | 39.5681 | 1
31.02 | 21.0061 | 1
1.4415 | -25.7007 | 1
43.6688 | 0.64688 | 1
87.0232 | 66.95 | 1
2.4914 | -16.3606 | 1
27.7514 | 46.2379 | 1
70.5763 | 18.1831 | 1
57.799 | 31.4252 | 1
64.2571 | 11.2049 | 1
84.5001 | 33.3406 | 1
98.2123 | -1.9791 | 1
33.8586 | -29.7387 | 1
94.1673 | 8.9355 | 1
18.8569 | 0.98887 | 1
37.0465 | -25.936 | 1
100.8468 | 68.8228 | 1
15.625 | 7.7746 | 1
86.9196 | 19.9626 | 1
4.1291 | 39.03 | 1
78.3379 | -29.0437 | 1
32.5217 | 41.5845 | 1
29.3322 | 8.7062 | 1
39.8498 | 55.4475 | 1
40.2842 | -27.2575 | 1
91.6412 | 64.7272 | 1
41.4161 | 48.168 | 1
18.5773 | 57.2999 | 1
42.3594 | -21.0648 | 1
81.1876 | 68.1051 | 1
50.6863 | 43.2227 | 1
46.6592 | 48.5431 | 1
75.4349 | -0.74316 | 1
83.3968 | 41.2334 | 1
20.8742 | -17.4477 | 1
69.481 | 31.6442 | 1
79.2046 | 11.3762 | 1
44.695 | -13.3507 | 1
83.3727 | 15.7819 | 1
37.0157 | 61.1887 | 1
52.1845 | 53.3891 | 1
0.82022 | -16.5255 | 1
86.2454 | 29.7312 | 1
4.3996 | 47.5624 | 1
49.4474 | 57.7244 | 1
88.0009 | -3.9171 | 1
61.1419 | -17.4957 | 1
51.5711 | 35.5374 | 1
58.1083 | 7.9865 | 1
85.5737 | -5.6886 | 1
13.5763 | 45.1371 | 1
46.2222 | 42.8657 | 1
41.6687 | 68.6316 | 1
79.5877 | -25.2931 | 1
41.2475 | -24.0088 | 1
89.75 | -2.0714 | 1
15.3095 | 33.4449 | 1
30.0816 | 53.7867 | 1
100.1612 | -1.4167 | 1
36.9034 | 36.1846 | 1
76.154 | 60.0124 | 1
91.694 | -16.6274 | 1
18.0406 | 43.0702 | 1
37.1936 | 0.18321 | 1
37.5817 | 17.6061 | 1
54.5738 | -1.7532 | 1
23.593 | 17.7232 | 1
9.9088 | -11.9695 | 1
18.3808 | 42.9796 | 1
23.3245 | -9.5184 | 1
20.5671 | 31.8575 | 1
15.4431 | 28.1779 | 1
81.3093 | 8.6207 | 1
80.1878 | -29.4622 | 1
85.9962 | 49.9129 | 1
8.0816 | 42.0455 | 1
16.8714 | 10.2146 | 1
30.5985 | 42.7593 | 1
3.2092 | 42.4041 | 1
26.0817 | 57.8227 | 1
49.4011 | 60.5122 | 1
2.7089 | 4.4989 | 1
79.7376 | -2.2685 | 1
63.7754 | -26.9733 | 1
65.2363 | 64.0203 | 1
2.3016 | 49.763 | 1
54.9609 | 20.9825 | 1
9.6676 | 20.3014 | 1
22.3448 | 39.9693 | 1
32.0154 | 42.0367 | 1
22.3917 | 64.7769 | 1
77.2456 | 7.9167 | 1
59.7582 | -6.88 | 1
12.9747 | 52.0367 | 1
13.8894 | 13.7609 | 1
9.3464 | 38.7503 | 1
63.1521 | 46.2998 | 1
62.7339 | 10.9852 | 1
81.0979 | 9.1917 | 1
43.1229 | -24.2928 | 1
2.4607 | 44.8043 | 1
14.4732 | 5.8682 | 1
87.8714 | 13.2734 | 1
79.879 | -3.3311 | 1
32.1128 | 51.2433 | 1
64.2287 | 7.4256 | 1
11.8549 | 34.6764 | 1
32.1584 | 12.2586 | 1
99.9331 | 25.595 | 1
41.2133 | 5.7208 | 1
35.8499 | 0.49544 | 1
52.0185 | 3.824 | 1
8.773 | 59.1447 | 1
88.527 | -3.8726 | 1
16.5269 | -5.7241 | 1
81.1807 | -18.9365 | 1
90.9624 | 51.0072 | 1
25.7732 | 31.8474 | 1
24.1738 | -3.6837 | 1
7.9853 | 24.2393 | 1
11.3715 | 40.7222 | 1
44.0626 | -29.7537 | 1
98.3958 | -0.35453 | 1
21.9471 | 4.1056 | 1
11.8825 | 38.594 | 1
45.5704 | 8.9525 | 1
86.6891 | 37.9584 | 1
96.4375 | 41.8093 | 1
86.4617 | 68.4568 | 1
68.3952 | 12.0971 | 1
10.0811 | 69.2318 | 1
64.9336 | 59.581 | 1
33.8047 | -2.2034 | 1
44.4854 | 20.8245 | 1
23.4623 | -13.561 | 1
92.4766 | -24.8068 | 1
67.0032 | -23.6826 | 1
97.6825 | -24.9443 | 1
29.0205 | 21.615 | 1
30.2805 | -14.5258 | 1
77.3935 | 5.1301 | 1
38.9627 | 67.6315 | 1
63.4545 | 66.6738 | 1
78.4558 | 68.8692 | 1
85.5987 | 38.5267 | 1
30.0217 | 45.1512 | 1
80.5965 | 19.888 | 1
13.6767 | 58.3644 | 1
20.3182 | 5.067 | 1
65.1343 | -20.8058 | 1
99.8059 | 62.5003 | 1
13.83 | 63.6975 | 1
52.5947 | -24.8112 | 1
17.4015 | -12.7417 | 1
89.4521 | 24.3344 | 1
22.1875 | 55.7898 | 1
27.0881 | 60.8714 | 1
62.7939 | 17.7154 | 1
82.7533 | -24.8125 | 1
75.1363 | 49.6926 | 1
12.9586 | 18.1001 | 1
100.7126 | -13.2685 | 1
5.2652 | -14.1205 | 1
99.1148 | 54.2773 | 1
29.5603 | -18.5155 | 1
4.6024 | 18.9365 | 1
4.0542 | 52.9414 | 1
48.7306 | -8.506 | 1
52.0513 | 50.2099 | 1
94.3526 | 5.2424 | 1
96.347 | -0.13307 | 1
60.4904 | 45.1068 | 1
61.3562 | 3.2309 | 1
11.1684 | -21.6609 | 1
81.2349 | -22.4568 | 1
47.4824 | 16.5375 | 1
88.5325 | 11.0754 | 1
6.6647 | 42.0037 | 1
29.494 | 38.1597 | 1
50.3324 | 59.3674 | 1
74.5378 | 65.2423 | 1
6.2764 | 5.7307 | 1
89.3832 | 27.1331 | 1
54.181 | -9.3992 | 1
12.3796 | 30.4409 | 1
84.4472 | 65.6877 | 1
35.8558 | 60.0561 | 1
75.6403 | 41.2285 | 1
24.3008 | -3.6111 | 1
85.1017 | -13.6518 | 1
52.3758 | -21.0888 | 1
55.3356 | 40.9761 | 1
46.7166 | -3.5998 | 1
91.503 | 1.2928 | 1
2.7218 | 39.8367 | 1
48.2483 | 2.4388 | 1
73.6526 | 12.0039 | 1
38.162 | 0.66254 | 1
47.9229 | 59.9575 | 1
56.5107 | 32.8536 | 1
17.2513 | 46.1755 | 1
19.1541 | 4.6445 | 1
44.6041 | 40.4883 | 1
67.9088 | 34.8795 | 1
87.1291 | 11.4699 | 1
73.4007 | -9.0814 | 1
61.576 | 21.8782 | 1
84.7965 | -8.573 | 1
16.5859 | 16.4025 | 1
78.0009 | 48.4731 | 1
51.3969 | 2.5041 | 1
62.5822 | 1.4399 | 1
7.4311 | -16.2542 | 1
20.4216 | 22.8522 | 1
58.0007 | 19.6581 | 1
51.52 | 59.4283 | 1
89.2947 | 36.7387 | 1
12.2885 | 44.3691 | 1
35.082 | -2.3704 | 1
12.7795 | 58.2242 | 1
78.9521 | 29.5038 | 1
39.6902 | 29.1193 | 1
20.5666 | -6.0683 | 1
10.9377 | 2.9595 | 1
70.0817 | -20.0149 | 1
11.3497 | 69.6724 | 1
52.4145 | -21.4769 | 1
16.4041 | 52.701 | 1
93.9504 | 12.9696 | 1
51.2811 | -7.2489 | 1
81.0637 | -9.7576 | 1
13.2845 | 34.7932 | 1
87.4052 | -24.7777 | 1
7.3548 | 33.5878 | 1
54.105 | 55.0738 | 1
32.8192 | 11.5736 | 1
59.5518 | 4.7066 | 1
51.5435 | 8.6946 | 1
68.9146 | 34.3067 | 1
90.7158 | -13.6359 | 1
53.8745 | 27.7567 | 1
8.7238 | 18.7301 | 1
77.5086 | 31.6212 | 1
51.3467 | 20.5367 | 1
24.0405 | 61.8342 | 1
37.3258 | 23.3782 | 1
100.8056 | 45.0789 | 1
4.8742 | 56.4236 | 1
87.4802 | 3.4832 | 1
74.288 | -29.9912 | 1
47.77 | 43.6235 | 1
34.2735 | 22.4152 | 1
32.0749 | -5.5591 | 1
13.0028 | 45.8316 | 1
46.4564 | -6.0086 | 1
63.335 | 14.3036 | 1
78.3278 | 54.5922 | 1
84.676 | -26.1608 | 1
15.7844 | 23.1252 | 1
80.5086 | 33.2479 | 1
95.2616 | -9.8221 | 1
3.1774 | 38.3674 | 1
88.0439 | -11.1733 | 1
92.7953 | 27.9448 | 1
68.3115 | -20.2458 | 1
97.3051 | 45.3186 | 1
66.8507 | -25.8808 | 1
25.7413 | -5.4588 | 1
16.7098 | 27.9004 | 1
53.2441 | 42.5121 | 1
51.718 | 41.8325 | 1
89.2141 | -25.5096 | 1
1.8098 | 41.9862 | 1
48.4799 | 65.7445 | 1
74.7528 | 10.501 | 1
97.7438 | 65.1382 | 1
99.3704 | 29.0486 | 1
21.5168 | -25.1226 | 1
64.401 | -17.5353 | 1
82.1326 | 34.0306 | 1
25.4142 | -15.7716 | 1
24.3591 | -13.1822 | 1
70.5158 | 31.5823 | 1
34.2409 | 29.5582 | 1
59.833 | 17.5072 | 1
28.698 | -10.6349 | 1
90.2031 | -27.2382 | 1
52.4216 | -13.7273 | 1
68.6336 | -9.554 | 1
50.6015 | 29.724 | 1
90.2053 | -9.5547 | 1
33.0338 | -6.1131 | 1
31.5471 | 51.8824 | 1
34.3914 | 69.5387 | 1
48.1206 | 2.1785 | 1
10.3231 | 25.4277 | 1
65.1932 | 33.5112 | 1
85.5867 | 50.9972 | 1
23.9355 | 13.1746 | 1
38.0201 | 43.734 | 1
59.3859 | 20.293 | 1
17.9636 | -18.6287 | 1
81.1822 | 20.6055 | 1
60.9627 | 9.1427 | 1
93.2155 | 32.8214 | 1
90.9614 | 42.295 | 1
11.5848 | 36.6479 | 1
7.0878 | 21.4575 | 1
47.6169 | 32.5286 | 1
98.7428 | 25.2146 | 1
64.9543 | -22.852 | 1
42.9538 | 59.6174 | 1
18.0951 | 31.0219 | 1
63.8094 | 46.8196 | 1
38.3909 | 32.3894 | 1
92.5108 | -0.12478 | 1
19.2282 | 35.287 | 1
92.5454 | -28.4747 | 1
64.0893 | 38.9146 | 1
69.0959 | 14.285 | 1
0.8442 | -5.1558 | 1
8.927 | -13.9253 | 1
95.9474 | 58.0215 | 1
45.8127 | 56.8059 | 1
37.1294 | 44.8084 | 1
81.1224 | -14.5389 | 1
75.9811 | 36.1028 | 1
51.4301 | 19.6087 | 1
6.6362 | 28.2181 | 1
40.4333 | 56.9455 | 1
34.9245 | 43.8694 | 1
15.7514 | 24.9222 | 1
12.3381 | 46.4316 | 1
68.679 | 53.187 | 1
99.6467 | 21.3034 | 1
17.0359 | 48.6674 | 1
47.2667 | -25.5101 | 1
9.7859 | 0.35702 | 1
11.4934 | -23.4851 | 1
30.454 | 25.6245 | 1
36.0552 | 63.3283 | 1
54.7988 | 25.3533 | 1
50.6283 | -22.887 | 1
20.1819 | 62.2223 | 1
5.4039 | 37.0303 | 1
95.7648 | 48.4568 | 1
6.8438 | 47.4292 | 1
65.1768 | 24.368 | 1
28.0517 | 65.4835 | 1
29.108 | 17.7402 | 1
36.0375 | 28.4983 | 1
13.3205 | 58.5 | 1
47.5233 | 44.3602 | 1
2.379 | 57.3575 | 1
38.2011 | -28.0186 | 1
15.4664 | 42.7303 | 1
87.3739 | 21.9508 | 1
69.3119 | 57.3674 | 1
72.9485 | 25.786 | 1
65.291 | 13.8871 | 1
53.1752 | 1.1611 | 1
2.4765 | -29.0645 | 1
91.4537 | 24.6094 | 1
13.0829 | 26.3087 | 1
18.4004 | -25.3007 | 1
30.7667 | -14.8887 | 1
56.8512 | 26.3574 | 1
85.767 | -4.1463 | 1
33.6257 | 23.4436 | 1
20.9025 | 7.9658 | 1
74.1262 | -19.3945 | 1
6.2197 | 58.6234 | 1
26.9032 | -15.5618 | 1
6.4346 | 64.7858 | 1
24.7072 | -27.0214 | 1
97.1535 | 22.292 | 1
75.1308 | 28.7541 | 1
100.9598 | 51.8795 | 1
89.9996 | 68.7494 | 1
65.0891 | 65.8614 | 1
49.1504 | 20.0659 | 1
60.2061 | 27.4946 | 1
87.8765 | 27.0724 | 1
83.1223 | -19.4466 | 1
97.3636 | 20.1939 | 1
5.4136 | -21.2399 | 1
7.4062 | 14.4737 | 1
84.7008 | -14.2199 | 1
20.5327 | 44.9333 | 1
23.1 | 14.7239 | 1
15.4517 | 7.4207 | 1
24.8557 | 41.0482 | 1
32.9449 | -10.6254 | 1
91.5564 | 56.6787 | 1
61.0992 | 5.6247 | 1
92.0304 | 23.2063 | 1
39.1751 | -5.4135 | 1
71.0559 | -13.8777 | 1
78.2705 | 40.9287 | 1
32.7632 | 55.8841 | 1
13.8409 | 9.9396 | 1
1.1792 | -24.7081 | 1
87.2651 | 57.55 | 1
34.2874 | 66.5428 | 1
87.6 | 10.506 | 1
70.9263 | 55.7995 | 1
17.619 | 14.4803 | 1
65.8227 | 4.0068 | 1
43.4956 | -1.027 | 1
80.8612 | 24.2196 | 1
63.835 | 50.4065 | 1
72.573 | 57.6781 | 1
73.6468 | -19.5341 | 1
29.9522 | -19.7962 | 1
75.6164 | 62.9969 | 1
60.9188 | 22.7109 | 1
93.0611 | 63.3613 | 1
10.5424 | -0.72276 | 1
9.8888 | 23.8913 | 1
15.1188 | -26.1952 | 1
26.2246 | -20.8549 | 1
50.2097 | 14.7062 | 1
3.096 | 5.9871 | 1
58.7252 | 54.4623 | 1
8.1414 | 46.0932 | 1
77.7192 | 32.1991 | 1
59.9314 | 64.0883 | 1
89.1109 | -3.3246 | 1
24.7931 | -5.2603 | 1
19.2201 | 69.9552 | 1
4.1501 | 52.8145 | 1
87.2807 | 21.4671 | 1
52.8058 | 7.8881 | 1
49.8399 | 0.74047 | 1
71.5162 | 64.704 | 1
74.8866 | 19.7497 | 1
25.3149 | 67.3351 | 1
91.3767 | 1.2873 | 1
43.9152 | 25.556 | 1
96.4809 | 52.4115 | 1
90.1268 | 34.4061 | 1
10.5883 | -13.6591 | 1
68.6537 | -2.7722 | 1
14.0046 | 27.5406 | 1
83.9041 | 5.5247 | 1
47.6592 | -28.0003 | 1
15.6031 | 51.2698 | 1
66.5362 | 37.6548 | 1
72.3732 | 32.1003 | 1
13.2221 | -13.3556 | 1
50.5871 | 7.4251 | 1
4.8285 | -14.5872 | 1
99.4379 | 13.6622 | 1
5.7493 | -28.6049 | 1
71.2113 | -21.7661 | 1
14.6506 | -8.6418 | 1
93.3112 | -18.993 | 1
84.3959 | 38.9564 | 1
10.0566 | -1.8351 | 1
23.9532 | 11.0631 | 1
80.0876 | 62.1618 | 1
70.2764 | 47.6396 | 1
38.459 | -7.5919 | 1
98.4455 | 24.1011 | 1
99.1388 | 22.0472 | 1
51.325 | 47.0688 | 1
15.239 | 35.4037 | 1
12.2735 | 15.0639 | 1
52.3899 | -8.1131 | 1
38.1335 | 20.1373 | 1
26.9948 | 0.99638 | 1
55.9163 | 21.2057 | 1
71.1102 | -19.4072 | 1
66.1155 | 31.3475 | 1
73.1682 | 66.9785 | 1
4.056 | 28.099 | 1
98.4791 | 62.3018 | 1
13.1097 | 54.4559 | 1
34.5899 | 60.4429 | 1
25.8326 | 38.1171 | 1
91.7744 | 65.164 | 1
100.0375 | 44.0735 | 1
46.4712 | 63.9199 | 1
79.304 | -8.646 | 1
92.4124 | -27.7551 | 1
24.9195 | 58.1324 | 1
78.0108 | 52.9183 | 1
21.8579 | 20.439 | 1
90.8245 | 51.2261 | 1
53.8162 | 53.5681 | 1
70.1507 | -14.0853 | 1
35.9272 | -6.1996 | 1
2.9468 | 60.0274 | 1
84.578 | -2.6998 | 1
40.1434 | 34.9899 | 1
29.3904 | -29.2004 | 1
59.837 | 68.7866 | 1
17.6644 | 33.5639 | 1
19.1625 | 24.4533 | 1
76.2835 | 41.0857 | 1
60.6399 | 30.82 | 1
22.7275 | -9.8718 | 1
27.1661 | 38.5976 | 1
22.6581 | 43.9654 | 1
79.1896 | 20.2855 | 1
68.7458 | -22.8768 | 1
37.2426 | 67.5972 | 1
6.855 | -26.0028 | 1
93.6414 | 33.0016 | 1
51.5861 | -0.88703 | 1
100.5365 | -12.0786 | 1
35.1735 | 9.8394 | 1
11.935 | 69.6582 | 1
45.6294 | -26.788 | 1
54.9867 | 2.5929 | 1
77.4335 | 44.562 | 1
99.3436 | 26.5514 | 1
43.8931 | -17.9351 | 1
23.1463 | -15.5355 | 1
73.5324 | 58.3918 | 1
54.273 | 3.8456 | 1
52.7263 | 67.0786 | 1
45.5667 | -27.5043 | 1
37.6109 | 45.5484 | 1
67.8373 | 6.4811 | 1
5.0503 | 11.9672 | 1
76.0448 | 18.8121 | 1
66.9925 | 19.1568 | 1
60.9656 | 59.2286 | 1
71.3735 | 35.3361 | 1
75.3555 | 61.5406 | 1
22.6479 | 66.2569 | 1
11.0648 | 47.8106 | 1
42.6527 | 27.5823 | 1
99.033 | 41.9508 | 1
61.6284 | -0.094319 | 1
55.5206 | 32.3577 | 1
27.7906 | -2.8841 | 1
17.6896 | 67.62 | 1
99.1166 | 35.8741 | 1
83.6759 | 55.5597 | 1
78.1677 | 14.6858 | 1
28.7409 | -21.1393 | 1
37.8546 | -18.2097 | 1
74.8861 | 38.9419 | 1
62.3165 | 67.3917 | 1
74.6334 | 35.9343 | 1
89.0905 | 33.0787 | 1
64.9706 | 22.5533 | 1
5.8573 | 27.0973 | 1
14.1103 | -11.331 | 1
23.1893 | -9.3908 | 1
56.0342 | -20.211 | 1
11.0814 | 19.7047 | 1
44.2211 | 6.7953 | 1
0.15914 | -4.0388 | 1
24.0544 | 69.0122 | 1
75.7449 | 64.5948 | 1
23.2073 | 0.18812 | 1
11.2255 | 51.8866 | 1
25.9661 | 48.9064 | 1
10.2866 | -11.9602 | 1
38.1825 | -15.4846 | 1
49.75 | 69.0466 | 1
25.3853 | 36.0532 | 1
15.8295 | -0.5654 | 1
48.8292 | 10.4364 | 1
69.5719 | 3.5426 | 1
48.6117 | -5.7955 | 1
98.8653 | 8.2567 | 1
39.2484 | 63.6155 | 1
46.8142 | 56.1819 | 1
12.5767 | 23.8456 | 1
37.0916 | 63.0475 | 1
16.108 | -1.8531 | 1
91.1142 | 49.8914 | 1
43.8174 | -17.1585 | 1
49.4089 | 65.4651 | 1
65.2083 | -3.3606 | 1
86.9116 | 64.3746 | 1
45.5484 | 20.3697 | 1
79.3139 | 6.9004 | 1
5.7818 | 14.5936 | 1
19.1664 | 44.1421 | 1
91.1036 | -7.9736 | 1
49.9808 | 17.2438 | 1
29.3282 | 64.2744 | 1
8.6604 | -27.2492 | 1
34.3927 | -16.2233 | 1
53.156 | 66.9825 | 1
41.9113 | 47.5177 | 1
64.3888 | -16.6524 | 1
85.6875 | -17.0901 | 1
23.8088 | 20.1867 | 1
60.2955 | 10.2421 | 1
24.7791 | -9.0262 | 1
54.9227 | 60.7061 | 1
67.5691 | 46.7533 | 1
56.3658 | 55.0652 | 1
57.3512 | -18.6904 | 1
91.5068 | -0.21689 | 1
42.8491 | 35.4679 | 1
40.4908 | 66.5213 | 1
38.2959 | 24.5891 | 1
23.6957 | 44.6121 | 1
95.9344 | 35.5796 | 1
56.5816 | 53.5905 | 1
75.7359 | 51.4543 | 1
10.5536 | 3.3386 | 1
32.547 | -14.9022 | 1
76.5398 | 39.8528 | 1
34.8436 | 66.0603 | 1
30.9856 | -10.0162 | 1
10.0234 | -12.763 | 1
92.573 | 8.7802 | 1
87.0515 | 51.8183 | 1
24.5125 | 25.5838 | 1
99.7546 | -17.9136 | 1
52.7891 | 38.8069 | 1
93.5967 | 57.8128 | 1
41.2504 | -2.9514 | 1
100.3073 | 7.747 | 1
55.111 | 67.6272 | 1
86.1839 | -14.4887 | 1
75.737 | 63.9686 | 1
58.233 | 40.6051 | 1
36.5795 | 47.2457 | 1
82.5117 | 20.1935 | 1
76.6306 | 66.6191 | 1
40.8888 | 26.2243 | 1
45.8898 | 5.3363 | 1
67.6174 | 38.2312 | 1
89.8262 | 29.0804 | 1
97.6081 | 55.3652 | 1
90.7483 | 44.3463 | 1
37.3584 | 55.7969 | 1
69.0205 | 45.8506 | 1
10.3995 | -27.8148 | 1
100.1646 | 49.9057 | 1
8.1059 | -3.4586 | 1
64.2727 | 68.6268 | 1
17.9671 | -8.1492 | 1
63.1622 | 36.3918 | 1
20.6099 | 67.3301 | 1
0.78859 | 10.5658 | 1
30.6092 | -2.6301 | 1
54.6514 | -13.6654 | 1
53.7177 | 40.1249 | 1
82.0245 | 41.4951 | 1
93.9359 | -26.3487 | 1
39.6759 | 8.2694 | 1
25.3076 | 27.7228 | 1
19.8616 | 15.6162 | 1
26.3919 | 30.6944 | 1
36.6016 | 30.7714 | 1
64.2194 | 47.7713 | 1
76.4951 | 29.0726 | 1
10.9213 | -26.3934 | 1
65.9704 | -8.6611 | 1
33.4484 | -28.5914 | 1
80.2944 | 69.9036 | 1
70.1509 | 51.1026 | 1
48.1643 | 40.9032 | 1
35.7998 | 26.4672 | 1
94.7268 | -5.2149 | 1
93.9379 | -20.3362 | 1
77.3867 | 3.1739 | 1
96.3653 | -23.6232 | 1
87.0976 | 4.0001 | 1
100.9201 | 49.2047 | 1
32.9504 | 6.3582 | 1
93.2176 | -20.7523 | 1
7.3206 | 27.4117 | 1
9.3268 | 17.3685 | 1
26.8033 | 44.9422 | 1
2.9593 | -22.2695 | 1
79.0692 | 68.2163 | 1
49.7395 | 26.1625 | 1
58.1066 | 20.4413 | 1
35.8339 | 23.3374 | 1
83.6404 | -25.8698 | 1
46.709 | -1.506 | 1
76.2239 | 45.1465 | 1
7.9392 | 41.6018 | 1
9.2061 | 55.3209 | 1
66.1196 | -13.582 | 1
89.9643 | 6.2131 | 1
36.6631 | 14.4682 | 1
47.6335 | 49.8992 | 1
19.385 | -29.8892 | 1
18.1382 | 69.6914 | 1
85.5034 | -5.4587 | 1
61.7761 | 56.4912 | 1
4.3641 | 27.9744 | 1
44.3146 | 17.3471 | 1
89.5384 | -16.6151 | 1
73.8943 | -21.5964 | 1
29.7665 | -9.661 | 1
87.3187 | -20.8964 | 1
17.1687 | 64.9724 | 1
33.6217 | 51.3683 | 1
48.8913 | 23.238 | 1
31.1765 | 64.5119 | 1
50.2523 | 60.0395 | 1
51.7674 | 54.1848 | 1
65.4967 | 29.7649 | 1
61.7006 | -8.8595 | 1
48.4723 | 14.9478 | 1
1.7068 | 35.023 | 1
60.509 | 51.3711 | 1
90.9627 | -23.9515 | 1
54.0479 | 61.3566 | 1
88.4469 | 59.4837 | 1
3.4438 | 40.1399 | 1
81.7838 | 30.4668 | 1
63.0466 | 14.2249 | 1
93.3557 | 37.6328 | 1
95.4312 | 3.9843 | 1
96.7281 | 64.2342 | 1
19.8247 | 54.7261 | 1
23.9356 | 43.6124 | 1
84.072 | -21.6148 | 1
56.8264 | 65.0887 | 1
66.9982 | 8.6075 | 1
53.9137 | 38.2018 | 1
68.9398 | -23.607 | 1
52.446 | 20.16 | 1
57.3611 | 59.0246 | 1
63.9702 | 24.3017 | 1
99.3211 | 12.2434 | 1
58.2156 | 57.3196 | 1
68.5272 | 68.1145 | 1
22.0788 | -13.9139 | 1
7.9574 | -8.1572 | 1
83.8836 | 60.1919 | 1
21.7119 | -4.9305 | 1
44.8235 | -19.2523 | 1
12.6788 | -10.6088 | 1
31.4776 | 38.6057 | 1
88.1686 | 66.0328 | 1
75.3047 | -10.3171 | 1
31.9929 | 59.9153 | 1
91.1154 | 41.0415 | 1
47.8161 | 58.4528 | 1
96.6069 | 46.8907 | 1
88.4643 | 6.3335 | 1
58.7424 | 33.188 | 1
22.4416 | 49.269 | 1
65.3478 | 23.4262 | 1
24.1466 | 9.916 | 1
73.418 | 9.3336 | 1
23.1646 | 12.8889 | 1
83.463 | -14.2306 | 1
32.7811 | -24.5389 | 1
11.2609 | -2.2299 | 1
50.3484 | 15.0203 | 1
43.1825 | 29.3657 | 1
71.2602 | 30.1245 | 1
60.3672 | 34.3617 | 1
6.6613 | -16.1581 | 1
9.3714 | 27.547 | 1
32.69 | 15.971 | 1
29.9183 | 67.7357 | 1
45.2296 | -1.5586 | 1
15.3733 | -2.6204 | 1
33.4984 | 64.1876 | 1
59.6946 | 22.6074 | 1
28.9227 | 11.6287 | 1
58.3527 | 14.2941 | 1
15.9561 | 68.0153 | 1
27.9643 | -0.32414 | 1
63.8577 | 20.0283 | 1
50.7179 | 0.20589 | 1
78.5144 | 26.5603 | 1
47.9644 | 33.8829 | 1
35.5372 | -4.2713 | 1
65.7828 | 16.6803 | 1
87.0564 | 15.2633 | 1
68.6687 | 61.4087 | 1
52.2785 | 3.0347 | 1
92.75 | 29.646 | 1
42.3591 | -8.1889 | 1
49.328 | -6.4058 | 1
71.9346 | 32.0968 | 1
66.8505 | 66.636 | 1
67.1951 | 56.6659 | 1
7.0426 | 6.2199 | 1
1.6939 | 33.2404 | 1
38.9484 | 62.2704 | 1
83.6217 | 58.331 | 1
55.803 | 66.252 | 1
3.9504 | -29.8437 | 1
39.1163 | -13.1061 | 1
98.6886 | -11.8392 | 1
52.726 | 18.2438 | 1
93.79 | 62.0115 | 1
94.2024 | -16.4312 | 1
97.3273 | 22.6322 | 1
5.0769 | 13.2191 | 1
70.6313 | 26.3482 | 1
100.0933 | 13.1656 | 1
94.8259 | 32.3679 | 1
64.3042 | -25.0053 | 1
1.3518 | 32.2428 | 1
10.0675 | -16.9717 | 1
98.2484 | 19.9627 | 1
54.2588 | 16.3651 | 1
3.3741 | 55.1112 | 1
32.7078 | 33.1526 | 1
73.1515 | 8.6503 | 1
28.9533 | 18.5135 | 1
46.4509 | 43.5367 | 1
22.2664 | 68.8701 | 1
14.1 | 50.1679 | 1
46.023 | -18.3483 | 1
0.32 | 4.5546 | 1
15.3502 | 1.9217 | 1
66.9585 | 47.4873 | 1
68.5586 | 50.8624 | 1
65.929 | -21.6161 | 1
10.4244 | -12.8746 | 1
49.64 | -0.76901 | 1
96.5595 | -25.901 | 1
5.6433 | -3.001 | 1
20.4358 | 49.7984 | 1
67.2828 | -20.0636 | 1
71.5265 | 28.188 | 1
3.1075 | 13.1755 | 1
23.6863 | -17.2881 | 1
25.5638 | 43.2057 | 1
92.998 | 6.8773 | 1
48.3883 | 2.1915 | 1
60.0625 | -12.2625 | 1
70.4589 | 31.7504 | 1
58.4966 | 17.2841 | 1
14.2347 | -23.7679 | 1
49.0881 | -28.0787 | 1
33.9678 | 17.9024 | 1
24.899 | 42.7112 | 1
20.1619 | 56.6139 | 1
91.7424 | 69.5715 | 1
99.3556 | 5.0451 | 1
1.0161 | -1.4233 | 1
6.1941 | -6.7922 | 1
95.7976 | 31.4895 | 1
19.0048 | -18.4837 | 1
27.9415 | 64.633 | 1
14.8053 | 20.4311 | 1
70.1004 | -7.7368 | 1
84.2784 | 11.1616 | 1
66.4657 | -0.20971 | 1
9.6426 | 1.1718 | 1
83.2438 | -25.8573 | 1
72.5001 | 49.6866 | 1
66.7848 | -26.5863 | 1
74.0702 | 30.192 | 1
82.1645 | 53.2915 | 1
5.0999 | 25.4048 | 1
32.64 | -8.2452 | 1
30.7248 | -1.4236 | 1
34.4524 | 41.9882 | 1
59.5107 | -20.8636 | 1
40.2459 | 34.9222 | 1
88.4424 | -24.3506 | 1
75.8902 | 43.3504 | 1
17.1232 | 27.8913 | 1
93.0435 | -7.9706 | 1
69.9664 | -5.3537 | 1
44.782 | -13.6569 | 1
80.4124 | 61.6099 | 1
6.2317 | 60.6559 | 1
66.2954 | -9.2316 | 1
19.4466 | -22.1319 | 1
82.9658 | 44.3162 | 1
50.7783 | -13.2858 | 1
33.5862 | -28.2622 | 1
5.5562 | 61.1658 | 1
45.1426 | 17.5061 | 1
71.089 | 33.0241 | 1
5.4671 | -13.0182 | 1
22.6631 | 57.1114 | 1
13.7715 | 67.2723 | 1
1.0127 | -12.3488 | 1
34.2488 | 43.2583 | 1
48.9736 | 16.959 | 1
91.3939 | 44.2695 | 1
36.0307 | 36.0012 | 1
37.177 | 41.0461 | 1
55.7237 | -2.0681 | 1
41.5465 | 64.3777 | 1
94.2699 | -9.985 | 1
66.9065 | 33.953 | 1
86.5443 | 4.8531 | 1
80.2742 | 25.9781 | 1
30.6808 | 64.5269 | 1
14.1696 | -8.8944 | 1
9.7788 | -29.2519 | 1
94.6223 | -14.3725 | 1
41.9642 | 47.7681 | 1
35.8936 | -11.7505 | 1
82.5773 | 12.3719 | 1
97.6401 | 63.0304 | 1
21.1262 | 55.0498 | 1
63.108 | 51.7742 | 1
87.6703 | -9.255 | 1
40.1081 | 36.6754 | 1
35.6716 | -28.2353 | 1
21.7656 | 13.0196 | 1
75.7091 | 18.7634 | 1
41.487 | 67.8179 | 1
27.7794 | 24.8563 | 1
20.7172 | 56.2282 | 1
38.7071 | 16.8899 | 1
29.1112 | -21.8116 | 1
78.6123 | -25.9345 | 1
93.1185 | 45.2649 | 1
23.8948 | 58.3618 | 1
3.6425 | 8.3 | 1
86.7331 | 28.2819 | 1
4.2129 | 35.2887 | 1
71.464 | 6.2092 | 1
47.5151 | 16.4511 | 1
39.1067 | 67.3725 | 1
10.1938 | 40.3755 | 1
14.3645 | 46.0953 | 1
97.6815 | -2.2182 | 1
77.392 | -28.6679 | 1
78.0911 | 56.5731 | 1
16.7831 | 13.7754 | 1
86.1554 | 53.7761 | 1
67.4685 | 50.7013 | 1
19.2409 | -9.0221 | 1
75.9538 | -4.949 | 1
11.8292 | 68.9396 | 1
98.4621 | -4.1821 | 1
23.2067 | 25.8863 | 1
79.5685 | -3.7501 | 1
36.1614 | -27.8671 | 1
41.1016 | -15.2819 | 1
1.8288 | 44.339 | 1
0.88075 | 14.8343 | 1
9.278 | -0.051422 | 1
56.6231 | 28.139 | 1
13.6528 | 64.7518 | 1
99.9372 | -4.6175 | 1
71.9268 | 1.4152 | 1
76.7907 | 47.7662 | 1
27.6464 | 0.042363 | 1
46.6762 | 31.0824 | 1
3.024 | -28.1189 | 1
87.3737 | 31.4536 | 1
77.2807 | -0.7642 | 1
53.3828 | 11.3649 | 1
83.4312 | 59.5957 | 1
44.1288 | 51.0815 | 1
38.2488 | 23.996 | 1
64.5598 | -27.3729 | 1
50.5636 | -28.2697 | 1
11.6845 | 9.0637 | 1
35.6472 | 53.8713 | 1
43.4062 | -19.9545 | 1
64.5957 | 17.4503 | 1
68.3 | -0.98847 | 1
94.6557 | 40.0182 | 1
24.4578 | -26.1464 | 1
48.5026 | -27.8334 | 1
45.1889 | 19.4031 | 1
83.1173 | 0.17163 | 1
22.8723 | -10.7724 | 1
93.1091 | -10.5816 | 1
18.7685 | 14.2932 | 1
40.9921 | 51.5146 | 1
73.3716 | -2.6551 | 1
68.4759 | -5.6964 | 1
17.4005 | 30.4836 | 1
88.1792 | -8.5855 | 1
32.9678 | 10.972 | 1
74.1469 | -16.2838 | 1
47.9601 | 10.1175 | 1
92.5242 | 33.6993 | 1
59.2326 | 5.8909 | 1
86.9656 | 49.4712 | 1
43.5031 | -12.1397 | 1
76.1793 | 7.6989 | 1
7.6809 | -0.094509 | 1
34.7775 | 25.5371 | 1
24.0407 | 52.023 | 1
27.9428 | 67.8653 | 1
76.571 | -12.6501 | 1
81.4788 | -15.9882 | 1
7.9112 | 36.8855 | 1
18.5701 | 37.332 | 1
73.7514 | 3.6812 | 1
17.9118 | -22.1955 | 1
32.0382 | -4.7108 | 1
50.4305 | -8.0671 | 1
32.6883 | 2.7939 | 1
14.4777 | 31.4146 | 1
53.8715 | 64.4272 | 1
93.2133 | 44.3501 | 1
33.9587 | 22.5814 | 1
71.7596 | 27.9806 | 1
59.9158 | -28.3738 | 1
30.9407 | -6.5147 | 1
90.621 | 21.1273 | 1
7.562 | 32.6966 | 1
17.2961 | -12.9695 | 1
0.28714 | 22.3618 | 1
81.5698 | 32.9318 | 1
59.3712 | -22.5928 | 1
89.7971 | 20.9193 | 1
60.1416 | 13.7137 | 1
57.9035 | 3.6081 | 1
87.0208 | 48.3833 | 1
29.2259 | 13.5277 | 1
78.2439 | 7.3379 | 1
42.9167 | -26.4357 | 1
14.278 | 1.5598 | 1
5.6146 | -8.5762 | 1
32.2945 | 66.5938 | 1
83.0758 | 49.3902 | 1
21.3849 | -26.1697 | 1
0.60693 | -13.271 | 1
59.267 | 40.4131 | 1
61.8922 | -10.8842 | 1
53.9589 | 16.6559 | 1
20.6759 | 30.6766 | 1
78.2573 | -26.4392 | 1
22.5889 | 47.8958 | 1
22.8672 | -18.1468 | 1
45.8876 | 18.6666 | 1
55.9387 | -11.4865 | 1
44.9405 | 7.6895 | 1
19.8728 | 64.7914 | 1
75.6846 | -12.664 | 1
5.7494 | -3.5166 | 1
67.8198 | -22.3107 | 1
54.7737 | -18.2496 | 1
18.0534 | 46.9357 | 1
34.6142 | 56.432 | 1
70.6018 | 34.1959 | 1
49.2066 | 65.3534 | 1
4.3928 | 60.3533 | 1
97.5464 | 28.2712 | 1
16.9438 | 51.5857 | 1
11.1735 | 11.5296 | 1
71.6367 | 57.0517 | 1
29.0988 | 39.0016 | 1
86.1105 | 33.7189 | 1
33.1245 | 44.9634 | 1
79.8338 | 10.3905 | 1
82.0823 | 61.5458 | 1
65.9242 | 55.5813 | 1
15.1277 | -16.4016 | 1
93.0998 | 53.1592 | 1
7.9541 | 8.0586 | 1
85.2992 | 17.9704 | 1
5.2741 | -9.3685 | 1
40.3211 | 6.6902 | 1
89.6814 | -22.9257 | 1
79.4977 | 29.9011 | 1
71.134 | 49.6848 | 1
68.3019 | 37.4927 | 1
24.0923 | 3.7293 | 1
96.0088 | 61.6302 | 1
73.345 | 55.0589 | 1
52.3736 | 54.2801 | 1
78.5936 | 33.8894 | 1
68.6591 | 13.0959 | 1
11.419 | -21.2502 | 1
3.3164 | 46.0733 | 1
67.8538 | -22.278 | 1
78.501 | -26.347 | 1
55.5043 | 61.337 | 1
80.9684 | -24.5781 | 1
41.5761 | 4.3326 | 1
56.051 | -0.46986 | 1
52.9756 | -10.0876 | 1
5.3096 | 10.5352 | 1
59.4239 | -1.826 | 1
4.3444 | -22.8363 | 1
75.2361 | 48.2353 | 1
93.4331 | -23.4092 | 1
20.048 | -7.1123 | 1
33.161 | -27.9092 | 1
91.1176 | -15.1681 | 1
43.7712 | 57.6869 | 1
93.4984 | 52.988 | 1
41.7452 | 4.5198 | 1
51.8545 | 24.434 | 1
14.6819 | -11.7405 | 1
48.3842 | 8.0051 | 1
95.585 | -27.7394 | 1
99.9335 | 12.2061 | 1
54.6367 | -10.6276 | 1
37.2635 | 11.924 | 1
92.8789 | -6.9676 | 1
100.4947 | 53.6294 | 1
25.4904 | 37.2239 | 1
57.3634 | 28.1466 | 1
22.1976 | 53.6848 | 1
60.1545 | -26.2768 | 1
83.8643 | 8.3964 | 1
97.5759 | 2.2224 | 1
27.4092 | 41.1496 | 1
41.518 | 19.4786 | 1
77.3376 | 6.5867 | 1
98.4499 | 37.8293 | 1
18.0346 | -21.9414 | 1
16.1599 | 2.2089 | 1
97.2831 | -1.4882 | 1
62.3693 | 60.7211 | 1
66.1981 | 28.2211 | 1
6.1467 | -13.084 | 1
90.6203 | 61.3496 | 1
74.7526 | -29.2386 | 1
61.657 | -24.8622 | 1
29.8228 | -18.0428 | 1
80.8636 | 56.7361 | 1
95.2702 | 2.0472 | 1
43.0698 | 37.8665 | 1
8.5425 | 1.5855 | 1
15.3119 | -9.5849 | 1
6.308 | -10.8521 | 1
2.0138 | 1.7302 | 1
9.9849 | -13.9976 | 1
80.7192 | 48.951 | 1
58.375 | -29.9996 | 1
63.104 | 57.2278 | 1
83.7391 | -0.79468 | 1
41.1077 | 13.6027 | 1
13.9795 | 53.1982 | 1
45.1828 | 58.9966 | 1
35.2937 | -0.86026 | 1
10.738 | -6.8746 | 1
2.3469 | 66.9644 | 1
46.5056 | 47.9188 | 1
26.1661 | 13.1169 | 1
21.7188 | -25.5103 | 1
29.8088 | 5.6227 | 1
54.7934 | -3.529 | 1
1.8622 | 29.5657 | 1
3.3271 | 28.0829 | 1
29.9253 | 18.3527 | 1
81.992 | 54.8016 | 1
87.2401 | -13.3371 | 1
32.5806 | -23.8572 | 1
1.7047 | 29.1184 | 1
75.9884 | -7.0469 | 1
75.341 | 37.8064 | 1
85.6598 | 13.2119 | 1
24.6573 | -19.1235 | 1
67.279 | 61.8448 | 1
55.6532 | -29.4879 | 1
72.5491 | -13.0635 | 1
64.462 | -4.8976 | 1
36.8363 | 8.6561 | 1
84.1418 | 58.0482 | 1
74.0391 | 38.8365 | 1
62.3031 | -5.0816 | 1
86.7136 | 43.5109 | 1
11.242 | 12.6919 | 1
84.9682 | 20.6058 | 1
21.1273 | 36.4925 | 1
94.0511 | -8.4105 | 1
2.579 | -2.8922 | 1
65.7435 | 48.4706 | 1
42.7268 | 64.9616 | 1
59.6112 | 25.3672 | 1
30.3389 | 0.48031 | 1
88.2395 | 1.4537 | 1
27.9241 | 55.8404 | 1
38.3739 | 31.787 | 1
13.9116 | 25.1427 | 1
7.6316 | 62.0853 | 1
25.2505 | -21.29 | 1
12.1786 | 28.9886 | 1
37.3363 | 40.8354 | 1
95.1464 | 46.0989 | 1
87.2784 | -11.5969 | 1
84.7931 | 32.7396 | 1
26.7406 | 10.9703 | 1
7.048 | 56.0027 | 1
27.705 | 55.7504 | 1
56.7899 | 59.489 | 1
31.9364 | 37.0856 | 1
57.0134 | 47.7225 | 1
29.547 | 64.0961 | 1
73.9371 | -25.6168 | 1
97.5875 | 9.3295 | 1
90.6506 | 27.5491 | 1
82.8626 | 17.636 | 1
67.9731 | 54.6221 | 1
86.9419 | -1.8633 | 1
55.3318 | 31.2086 | 1
3.3242 | 42.8708 | 1
14.7607 | 46.1048 | 1
81.0225 | -11.3006 | 1
12.5049 | -19.3277 | 1
4.4996 | 32.926 | 1
91.6189 | 34.5832 | 1
71.4538 | 19.8941 | 1
37.2924 | 34.1742 | 1
18.0311 | -13.9296 | 1
50.0996 | 54.2551 | 1
67.8902 | 1.3564 | 1
47.813 | 52.5857 | 1
54.7007 | 4.6406 | 1
17.1091 | 6.5855 | 1
34.725 | -9.6676 | 1
28.5285 | 9.5914 | 1
56.6159 | -13.3908 | 1
92.8655 | 17.5573 | 1
74.678 | 43.3339 | 1
64.1724 | -0.76634 | 1
92.3163 | -0.84845 | 1
54.3524 | -22.7711 | 1
12.3992 | 50.1537 | 1
5.1074 | 57.7268 | 1
59.4972 | 69.499 | 1
62.4556 | 36.4044 | 1
86.6946 | 5.7728 | 1
6.6514 | 57.3125 | 1
87.5337 | 15.8123 | 1
59.7935 | 49.0745 | 1
98.0028 | 39.0906 | 1
42.1367 | -12.8738 | 1
51.6567 | 21.632 | 1
65.3152 | -1.1859 | 1
69.8031 | -14.9133 | 1
20.0371 | 15.1682 | 1
55.0847 | -27.8934 | 1
15.1575 | 35.783 | 1
0.057448 | 42.8527 | 1
63.7107 | -12.5671 | 1
71.9896 | 13.449 | 1
16.1366 | -1.6813 | 1
83.383 | 2.2876 | 1
47.0192 | 15.7821 | 1
94.9297 | 6.7208 | 1
59.7323 | -24.838 | 1
83.2037 | 42.089 | 1
84.0548 | 38.3754 | 1
66.691 | -21.619 | 1
25.6161 | -24.6729 | 1
32.6084 | 19.3378 | 1
23.2166 | 4.805 | 1
31.9985 | 59.7542 | 1
62.8842 | 51.1 | 1
77.879 | 17.6777 | 1
64.6713 | 16.2612 | 1
74.837 | 22.7256 | 1
90.2001 | -5.2345 | 1
89.3249 | 17.3925 | 1
55.3322 | -0.97794 | 1
84.8624 | -1.5614 | 1
79.6119 | 7.5049 | 1
53.158 | 17.4257 | 1
37.8288 | -15.2597 | 1
15.8921 | 54.8127 | 1
83.0148 | 27.7172 | 1
15.7877 | 9.6337 | 1
57.7412 | 28.2782 | 1
5.539 | 5.1647 | 1
100.5527 | 17.6766 | 1
41.0156 | 22.9572 | 1
66.0274 | 47.557 | 1
70.7698 | 12.0456 | 1
1.108 | -11.9578 | 1
95.9744 | 61.9756 | 1
44.9909 | -3.0635 | 1
81.5896 | 49.1717 | 1
94.6504 | 63.2207 | 1
18.9941 | 20.5481 | 1
68.3612 | -11.48 | 1
83.6867 | -2.5236 | 1
58.1096 | 34.394 | 1
36.325 | 11.4668 | 1
88.1766 | -21.7233 | 1
55.3614 | -22.0822 | 1
29.5465 | 68.9891 | 1
82.3372 | 17.8978 | 1
44.1945 | 30.9231 | 1
87.9073 | 13.6706 | 1
23.7909 | 59.3935 | 1
7.6904 | -16.4247 | 1
63.4162 | -19.1328 | 1
5.4272 | 14.9729 | 1
44.9241 | 69.9263 | 1
34.2754 | 5.1873 | 1
35.6473 | 25.4112 | 1
84.5246 | 39.2396 | 1
46.0287 | -13.1609 | 1
5.8324 | 50.4432 | 1
71.9825 | 22.4183 | 1
92.0862 | -15.6512 | 1
31.6825 | 35.2721 | 1
20.4169 | 7.5624 | 1
53.7718 | 21.9443 | 1
76.1454 | 65.9923 | 1
19.7625 | 30.5364 | 1
99.9534 | 41.1826 | 1
20.2325 | 52.2178 | 1
43.9412 | 54.9874 | 1
87.0605 | 28.0954 | 1
28.5819 | -6.3276 | 1
30.0938 | -13.8237 | 1
82.6651 | -4.3296 | 1
1.8302 | 53.3809 | 1
47.5405 | 64.2445 | 1
89.0602 | -14.5741 | 1
20.6455 | -9.8885 | 1
80.1495 | 39.7504 | 1
64.809 | -24.0469 | 1
13.9859 | 44.4967 | 1
94.4267 | 47.8227 | 1
99.4424 | 24.4412 | 1
47.0823 | 14.6128 | 1
89.4428 | 1.4753 | 1
5.6964 | 34.8204 | 1
63.7543 | -22.9049 | 1
23.8217 | 58.2467 | 1
85.0287 | 27.2624 | 1
89.3602 | 21.1306 | 1
12.7503 | 33.6825 | 1
3.0921 | 18.3742 | 1
7.0932 | 1.3708 | 1
56.4234 | 10.8194 | 1
49.739 | 30.7984 | 1
80.2342 | 59.4763 | 1
24.8469 | 49.7475 | 1
9.8639 | -18.6955 | 1
33.0436 | 49.9239 | 1
49.3517 | -10.4532 | 1
97.2091 | 27.6807 | 1
16.793 | 4.7615 | 1
78.4387 | 18.1338 | 1
67.7509 | 12.7073 | 1
64.2982 | 15.7554 | 1
8.5536 | 9.7579 | 1
5.6121 | 56.2441 | 1
96.152 | 24.8187 | 1
47.8135 | 68.4575 | 1
16.5816 | 28.2028 | 1
70.1892 | -11.0102 | 1
13.9325 | 23.4397 | 1
59.3398 | 11.4926 | 1
26.4055 | 7.2425 | 1
80.7422 | 43.9323 | 1
56.426 | -29.7662 | 1
36.0448 | 25.1334 | 1
11.3705 | 31.8981 | 1
82.4765 | -28.3153 | 1
90.3236 | -4.9881 | 1
39.8237 | 0.48367 | 1
51.5132 | 10.7969 | 1
91.4451 | 19.3698 | 1
100.8078 | 7.7934 | 1
15.9385 | 57.1753 | 1
86.9427 | -7.6091 | 1
38.8339 | -14.0133 | 1
90.7363 | 49.9105 | 1
26.7397 | -6.085 | 1
39.2348 | -9.4376 | 1
9.6971 | 28.5606 | 1
5.6324 | -14.9845 | 1
7.1907 | 35.2544 | 1
54.049 | 69.8818 | 1
1.3318 | -4.3238 | 1
71.6035 | 26.9343 | 1
89.7854 | 25.1781 | 1
84.4177 | -21.6389 | 1
2.978 | 51.1848 | 1
26.8697 | -2.351 | 1
8.9845 | 61.858 | 1
47.4974 | -12.7882 | 1
43.426 | 44.7522 | 1
36.4888 | 19.2049 | 1
85.0293 | -29.1619 | 1
77.7399 | 38.5897 | 1
79.3737 | 48.6336 | 1
88.2378 | 53.6113 | 1
54.6195 | 9.934 | 1
18.0562 | 4.6191 | 1
44.4251 | -29.2641 | 1
36.3783 | -18.7116 | 1
56.5999 | 11.8294 | 1
87.9281 | -29.0373 | 1
30.5467 | 27.2446 | 1
49.507 | 26.2441 | 1
56.5653 | 3.1844 | 1
97.6347 | -9.5691 | 1
25.7067 | 58.8844 | 1
35.3875 | -10.7446 | 1
38.3343 | 3.4646 | 1
26.0592 | 18.8845 | 1
55.7367 | 18.2413 | 1
78.2763 | 56.4573 | 1
0.8513 | -27.2736 | 1
40.5273 | -29.1766 | 1
51.7013 | 33.137 | 1
28.0907 | 18.554 | 1
76.7803 | 7.8648 | 1
2.4562 | -28.3506 | 1
97.4519 | 49.6429 | 1
3.4494 | 2.6028 | 1
79.8572 | 48.9975 | 1
63.7362 | 20.2361 | 1
39.4142 | -9.1826 | 1
55.7032 | 34.4989 | 1
69.8842 | 48.1914 | 1
81.7522 | -19.7269 | 1
27.2789 | -24.5442 | 1
65.1854 | 39.7486 | 1
68.9866 | 36.8613 | 1
44.7827 | 22.5034 | 1
74.5728 | -6.5418 | 1
81.6738 | 30.7011 | 1
66.4888 | 52.6348 | 1
30.6904 | 50.0901 | 1
92.5973 | 67.9916 | 1
29.6014 | 23.3188 | 1
56.6977 | -12.2611 | 1
47.7538 | -9.6661 | 1
33.068 | 25.3906 | 1
52.7215 | -21.8643 | 1
16.2707 | 62.1232 | 1
17.5114 | -0.27935 | 1
22.1931 | 54.7173 | 1
32.5811 | -3.7225 | 1
18.2878 | 3.7189 | 1
91.1946 | 21.2913 | 1
54.8205 | -24.8995 | 1
11.7399 | 60.9882 | 1
63.8505 | 32.9045 | 1
92.4853 | -23.3284 | 1
65.8755 | -17.9712 | 1
47.842 | -0.062524 | 1
32.6702 | 40.284 | 1
12.7275 | -12.1132 | 1
50.0587 | 34.2523 | 1
74.0709 | 35.6388 | 1
36.4249 | 8.0465 | 1
60.7656 | -15.3379 | 1
70.017 | 21.1932 | 1
20.29 | 27.571 | 1
89.717 | -22.2757 | 1
77.4003 | -12.2818 | 1
6.0307 | 17.4131 | 1
7.0905 | 2.3224 | 1
19.5775 | 56.9923 | 1
66.6741 | 57.9025 | 1
77.5301 | -7.7594 | 1
46.4138 | 37.406 | 1
89.2053 | 10.5824 | 1
28.796 | -23.3992 | 1
19.9006 | 31.6029 | 1
53.6166 | -12.0481 | 1
23.5658 | 40.5267 | 1
28.9762 | 61.6697 | 1
71.677 | 18.4483 | 1
74.682 | 1.7778 | 1
79.7983 | 32.5799 | 1
61.2296 | -16.4548 | 1
70.6687 | 67.5305 | 1
62.2167 | -5.6014 | 1
91.2517 | -19.5348 | 1
48.9517 | 0.89302 | 1
67.0049 | 32.2525 | 1
68.9662 | 61.7351 | 1
42.5681 | -24.5377 | 1
21.1835 | 2.5247 | 1
9.4285 | 55.9052 | 1
98.0121 | 3.1993 | 1
25.0616 | -0.99849 | 1
2.8545 | 34.762 | 1
42.729 | 33.3605 | 1
98.6916 | -13.0041 | 1
77.813 | 18.5127 | 1
19.1912 | -1.1581 | 1
95.0737 | 3.0212 | 1
59.3485 | 36.4998 | 1
66.4463 | 36.6366 | 1
79.5317 | 52.4211 | 1
42.8248 | 40.3523 | 1
79.3899 | -10.2022 | 1
93.3759 | 23.222 | 1
58.4403 | 36.031 | 1
99.8683 | 35.5392 | 1
31.1786 | 17.5358 | 1
87.2816 | 64.6159 | 1
12.8855 | 50.6655 | 1
46.687 | 51.7379 | 1
52.2533 | 19.3845 | 1
69.5165 | 26.1235 | 1
18.0516 | -11.1922 | 1
34.2172 | 42.7377 | 1
67.5127 | 47.2647 | 1
3.6546 | 18.6406 | 1
10.9473 | 38.3081 | 1
33.5183 | 38.2416 | 1
59.9047 | -27.1713 | 1
86.6984 | -0.64152 | 1
60.119 | -19.333 | 1
14.768 | -24.8755 | 1
74.2703 | -26.6876 | 1
83.9347 | -24.2845 | 1
9.0285 | 22.237 | 1
64.9007 | 41.6781 | 1
26.6526 | 69.4546 | 1
97.8377 | 21.781 | 1
99.2066 | 54.3612 | 1
59.9708 | 38.2726 | 1
39.1591 | 3.285 | 1
55.9521 | -24.6052 | 1
88.6871 | -7.3515 | 1
17.5163 | -5.862 | 1
72.0172 | 22.3084 | 1
67.9295 | 10.7948 | 1
82.2779 | 51.0859 | 1
92.4779 | 37.3969 | 1
78.6971 | 49.0304 | 1
47.6216 | 48.4122 | 1
11.7709 | 39.0132 | 1
14.7153 | -18.1076 | 1
71.9236 | -19.1209 | 1
10.4639 | 44.4573 | 1
55.5883 | 58.8668 | 1
62.6198 | 7.7434 | 1
68.7409 | -19.1737 | 1
22.5504 | -24.4875 | 1
98.6795 | 4.1844 | 1
12.6695 | -16.092 | 1
44.4174 | -1.6674 | 1
50.7006 | 5.1291 | 1
90.6653 | 46.3063 | 1
71.5802 | -17.8126 | 1
23.873 | 25.903 | 1
88.778 | 34.2834 | 1
45.276 | 60.9273 | 1
21.2659 | 8.0557 | 1
15.8182 | 54.2065 | 1
29.9384 | -26.0746 | 1
57.0042 | 27.1126 | 1
21.4407 | -12.4074 | 1
44.5842 | -10.5724 | 1
73.787 | 27.2433 | 1
25.1424 | 68.5381 | 1
77.437 | -11.7426 | 1
73.4866 | -0.6488 | 1
69.4508 | -22.2845 | 1
24.1819 | -11.4279 | 1
5.3075 | 7.7922 | 1
57.2517 | 8.6989 | 1
65.4757 | 37.5371 | 1
100.2962 | 69.8722 | 1
21.6014 | 38.835 | 1
83.1599 | 27.2622 | 1
97.5476 | -9.5147 | 1
74.0715 | -7.8322 | 1
46.1595 | 11.626 | 1
44.5652 | 59.2514 | 1
24.9799 | 64.1252 | 1
38.7782 | 39.6257 | 1
100.7046 | 37.373 | 1
91.3821 | 6.3219 | 1
31.253 | -2.2459 | 1
16.0752 | -13.5876 | 1
62.1408 | 38.5243 | 1
77.4081 | 4.0468 | 1
55.4216 | -3.493 | 1
36.5743 | 0.89188 | 1
30.0842 | 64.6888 | 1
21.9707 | 8.9045 | 1
87.1035 | 53.17 | 1
100.5818 | -8.1745 | 1
1.2575 | 65.4227 | 1
98.473 | 68.875 | 1
79.4091 | 50.7007 | 1
41.2032 | -20.8645 | 1
29.193 | 29.8749 | 1
29.1853 | 4.0169 | 1
30.6338 | -15.6298 | 1
59.9896 | 60.6741 | 1
65.2332 | -23.183 | 1
19.629 | 41.7172 | 1
90.6591 | 27.5226 | 1
1.628 | 33.567 | 1
20.3485 | 42.5634 | 1
42.741 | 37.3943 | 1
98.5255 | -20.7999 | 1
82.9262 | 66.7232 | 1
24.5135 | 2.7095 | 1
44.859 | 3.1249 | 1
79.5633 | 66.4344 | 1
81.1907 | 7.6555 | 1
69.6602 | 1.6368 | 1
8.3453 | 45.9153 | 1
41.1881 | 49.6803 | 1
24.6811 | -12.0953 | 1
20.6787 | -27.5676 | 1
41.7806 | 11.821 | 1
66.0203 | 59.3752 | 1
37.3047 | 59.1391 | 1
9.3366 | -9.7886 | 1
13.765 | 60.8411 | 1
12.5023 | 46.1738 | 1
89.4302 | -27.6292 | 1
20.2473 | 11.2829 | 1
26.5677 | 68.2893 | 1
93.351 | -12.6044 | 1
70.6311 | 51.6927 | 1
96.6239 | 12.3002 | 1
51.8924 | 48.9732 | 1
77.394 | 44.6667 | 1
0.60702 | 4.0231 | 1
21.855 | 14.1642 | 1
95.2982 | 61.2525 | 1
38.7313 | 49.4266 | 1
34.5738 | 47.9414 | 1
93.2424 | -19.7364 | 1
23.4797 | 20.7662 | 1
2.3638 | -22.7777 | 1
41.9603 | -20.4347 | 1
15.6944 | 23.1901 | 1
60.6958 | 8.4111 | 1
71.3711 | 25.5209 | 1
32.0707 | 20.6285 | 1
42.3296 | 62.3372 | 1
10.5705 | -25.8775 | 1
100.3052 | -20.9663 | 1
0.7337 | 22.1025 | 1
75.9047 | -17.2762 | 1
67.218 | 4.3107 | 1
28.2044 | -2.509 | 1
30.7185 | 17.9297 | 1
1.1974 | 11.4176 | 1
8.3102 | -19.8737 | 1
23.8399 | 30.554 | 1
100.0829 | 62.507 | 1
10.7427 | 31.3738 | 1
88.0925 | 17.9791 | 1
19.9404 | 9.3858 | 1
2.6115 | 32.0236 | 1
60.0466 | 32.0387 | 1
57.7227 | -7.5799 | 1
50.897 | 33.2041 | 1
40.9546 | 17.5456 | 1
46.1545 | -24.8998 | 1
22.2825 | -22.2409 | 1
19.3448 | 66.059 | 1
35.2154 | -17.2179 | 1
74.8664 | 60.8791 | 1
16.4868 | 9.5235 | 1
29.001 | 22.5369 | 1
5.7388 | 0.88027 | 1
83.9623 | -8.5628 | 1
19.9513 | -23.6545 | 1
96.1836 | -28.5362 | 1
81.7279 | 3.1032 | 1
8.9503 | 58.5759 | 1
99.6197 | 49.8363 | 1
64.8985 | 8.5914 | 1
47.2682 | 45.0863 | 1
52.9671 | -22.083 | 1
97.1196 | 10.5195 | 1
25.5077 | -14.512 | 1
35.3332 | 11.0659 | 1
67.1823 | -6.3121 | 1
82.7693 | 67.0614 | 1
33.4498 | -18.1541 | 1
29.1539 | 9.8155 | 1
36.694 | 28.4174 | 1
69.7234 | 7.4571 | 1
13.9423 | 19.5266 | 1
41.167 | 11.7832 | 1
98.2184 | 47.4468 | 1
12.4643 | 42.1712 | 1
45.8951 | 52.8526 | 1
75.5156 | -14.6176 | 1
62.1027 | -12.4893 | 1
77.7252 | -29.706 | 1
64.67 | 38.9347 | 1
32.4132 | -1.2113 | 1
34.1459 | -9.7798 | 1
17.5609 | 6.6124 | 1
27.8112 | 37.7242 | 1
68.6477 | -2.7631 | 1
42.6495 | 29.5777 | 1
40.2968 | 24.2946 | 1
39.4637 | 26.3379 | 1
83.8918 | -14.9501 | 1
27.1968 | -3.8071 | 1
74.6136 | -18.6136 | 1
12.6923 | -11.3326 | 1
4.8644 | 36.6169 | 1
80.1244 | 63.2738 | 1
33.0759 | 6.4483 | 1
39.2525 | 66.7678 | 1
25.9474 | 63.5165 | 1
94.2905 | 1.0382 | 1
33.8709 | 63.6949 | 1
54.5932 | 38.5113 | 1
68.5064 | 19.1634 | 1
55.4587 | -21.0058 | 1
41.1034 | -22.0253 | 1
59.6217 | -25.9934 | 1
25.839 | -23.7291 | 1
16.2466 | 35.8761 | 1
58.8807 | -4.5387 | 1
53.9458 | 56.1317 | 1
63.8497 | -17.0649 | 1
78.7734 | -13.7174 | 1
54.9394 | 18.1264 | 1
38.1578 | 9.1456 | 1
53.2332 | -21.5381 | 1
53.032 | -4.0803 | 1
88.0269 | -11.8381 | 1
13.9746 | 64.648 | 1
84.1162 | 40.4259 | 1
8.8871 | 69.1112 | 1
69.5957 | -4.3142 | 1
24.3667 | 16.2912 | 1
1.9272 | 59.0666 | 1
20.7444 | 47.5882 | 1
75.7743 | 40.6621 | 1
2.4743 | 42.749 | 1
17.9507 | 34.4555 | 1
91.5203 | 58.8312 | 1
98.1162 | 55.8605 | 1
34.3791 | 2.5846 | 1
45.722 | -17.2783 | 1
2.8341 | -26.1159 | 1
56.8683 | 29.6669 | 1
20.1184 | -0.21109 | 1
36.1284 | 45.0565 | 1
49.5157 | -5.4587 | 1
51.7068 | 35.5084 | 1
72.3595 | -18.9602 | 1
77.3006 | 61.3724 | 1
38.4938 | 16.4052 | 1
64.3712 | 37.963 | 1
66.5129 | 39.534 | 1
75.9741 | 12.7971 | 1
18.5807 | 57.4083 | 1
40.9384 | -6.7159 | 1
88.5985 | 68.809 | 1
18.9151 | 0.88134 | 1
83.7894 | 47.109 | 1
43.9395 | -0.90031 | 1
30.3558 | -2.6675 | 1
9.1163 | 62.3134 | 1
30.4364 | 39.4594 | 1
53.1837 | -1.0618 | 1
47.6119 | 65.3437 | 1
85.9854 | -6.3589 | 1
0.87346 | 42.2966 | 1
30.1168 | 39.8604 | 1
25.1478 | 32.0375 | 1
62.5645 | 16.3522 | 1
20.2795 | -12.4577 | 1
63.2646 | 51.4579 | 1
41.4848 | 14.3528 | 1
69.1443 | 35.0759 | 1
28.6209 | 59.8397 | 1
75.1263 | 63.3863 | 1
6.716 | 62.3084 | 1
99.7322 | -17.5268 | 1
19.0143 | 18.9385 | 1
43.8697 | 13.1633 | 1
37.0545 | 17.3698 | 1
84.3599 | 51.5813 | 1
30.8941 | 36.9548 | 1
28.3428 | -12.1305 | 1
64.4089 | 9.1269 | 1
38.1504 | 48.3775 | 1
89.0054 | -23.82 | 1
58.6024 | -17.7719 | 1
53.3929 | 8.2748 | 1
17.0107 | 38.3952 | 1
99.6232 | -3.682 | 1
70.7144 | -15.5898 | 1
34.4046 | 10.5724 | 1
81.8643 | -28.3019 | 1
25.4556 | 56.9283 | 1
94.597 | 19.079 | 1
23.0117 | 61.2176 | 1
19.1671 | 40.4661 | 1
80.2094 | -3.7682 | 1
47.7054 | 7.9865 | 1
98.3308 | -23.7104 | 1
8.5467 | -17.5094 | 1
69.3105 | -27.0755 | 1
74.2783 | 38.0007 | 1
20.3398 | -28.9964 | 1
95.3074 | 17.8033 | 1
66.0599 | -5.2905 | 1
21.9096 | -10.5437 | 1
96.4562 | 4.7071 | 1
48.0892 | 7.777 | 1
54.7693 | -17.483 | 1
20.316 | 3.8159 | 1
51.9666 | -14.351 | 1
83.7379 | 51.146 | 1
73.6637 | 42.2096 | 1
71.554 | 13.5309 | 1
37.0369 | 9.8727 | 1
23.887 | -2.5393 | 1
88.0866 | 67.4712 | 1
100.6189 | 26.7904 | 1
89.2607 | -20.9446 | 1
28.363 | -4.1407 | 1
52.3291 | 42.6015 | 1
33.308 | 32.2708 | 1
34.9062 | 49.6164 | 1
43.134 | -23.8842 | 1
88.4661 | 13.2627 | 1
55.3737 | 50.0393 | 1
89.3821 | -4.1532 | 1
63.271 | 41.1385 | 1
36.8587 | 23.3266 | 1
94.8388 | -4.5927 | 1
54.9482 | -23.198 | 1
92.8955 | 21.3002 | 1
48.1575 | -7.3066 | 1
90.5247 | 12.8906 | 1
63.3626 | 24.2238 | 1
78.3147 | 62.9812 | 1
99.541 | 69.8348 | 1
90.4385 | 49.5279 | 1
57.2134 | 15.9479 | 1
49.5189 | 61.1078 | 1
57.2381 | 20.0628 | 1
5.0117 | -11.7395 | 1
91.367 | 21.8146 | 1
64.1694 | -22.3618 | 1
19.8153 | 14.9703 | 1
24.5611 | 23.1407 | 1
86.409 | 47.6134 | 1
27.8951 | -12.544 | 1
37.9853 | 16.6266 | 1
6.5474 | 16.3472 | 1
66.7213 | 65.9919 | 1
44.3191 | 29.1407 | 1
95.4764 | 68.7688 | 1
88.13 | 4.1646 | 1
56.4822 | 65.2968 | 1
46.1661 | -10.1009 | 1
82.3088 | 59.3898 | 1
85.9539 | -1.0175 | 1
73.7652 | -9.4016 | 1
31.9384 | 15.5518 | 1
19.5411 | -10.6424 | 1
66.666 | 51.9008 | 1
6.3828 | 19.2204 | 1
83.8524 | -2.1993 | 1
17.5713 | 18.4966 | 1
2.2116 | 29.1061 | 1
83.187 | -1.2235 | 1
46.7435 | -27.8531 | 1
0.60416 | -20.3782 | 1
60.724 | 62.0482 | 1
17.2177 | 20.3805 | 1
24.6722 | 34.2513 | 1
2.353 | 1.366 | 1
75.8927 | 58.7674 | 1
8.1739 | 43.9977 | 1
49.2304 | -21.072 | 1
91.026 | 51.3065 | 1
93.6472 | -5.7685 | 1
91.2074 | -13.7812 | 1
88.8316 | 62.3435 | 1
12.3972 | 51.9544 | 1
71.058 | 13.8925 | 1
30.3579 | -18.5897 | 1
61.4503 | 25.1791 | 1
26.0788 | 66.0881 | 1
11.0023 | 17.6878 | 1
42.623 | 35.634 | 1
88.5882 | 20.6612 | 1
2.8739 | 18.5619 | 1
28.4153 | 8.9598 | 1
22.11 | 64.9732 | 1
49.2689 | -25.7373 | 1
59.4766 | 48.9499 | 1
38.3523 | -16.4226 | 1
71.3671 | -13.4718 | 1
31.7789 | 43.9496 | 1
86.1482 | 17.9341 | 1
79.4422 | 60.8194 | 1
26.5096 | 48.1284 | 1
43.1272 | 17.2686 | 1
5.8044 | 8.8351 | 1
64.0269 | 10.6639 | 1
55.0783 | 62.7673 | 1
100.7765 | -11.3466 | 1
35.1244 | 49.7293 | 1
23.6148 | -24.765 | 1
26.6159 | 0.00059552 | 1
20.2899 | -18.3263 | 1
9.5921 | 56.971 | 1
23.8849 | -13.9778 | 1
52.1993 | -9.5901 | 1
72.3774 | 5.7916 | 1
34.3019 | -23.589 | 1
42.3767 | 61.9471 | 1
40.2871 | 2.1495 | 1
40.2348 | 34.2816 | 1
15.7221 | 10.9093 | 1
18.034 | 62.4199 | 1
85.1614 | 46.4696 | 1
64.2382 | 20.9776 | 1
99.3978 | 20.073 | 1
0.85799 | 13.4713 | 1
66.2989 | 1.34 | 1
8.9292 | 66.3847 | 1
99.2757 | 11.6042 | 1
72.2385 | 36.7401 | 1
30.9793 | 28.0516 | 1
94.3605 | 61.0233 | 1
100.9241 | 0.57772 | 1
22.4634 | -22.7913 | 1
48.7361 | -18.3809 | 1
50.1487 | 13.455 | 1
82.7978 | 35.1081 | 1
21.1596 | -13.1761 | 1
75.076 | -11.2823 | 1
96.6382 | -19.3932 | 1
18.9538 | 30.8062 | 1
9.8595 | 36.4015 | 1
86.8868 | 21.176 | 1
46.4888 | -0.75379 | 1
41.7482 | -18.4586 | 1
25.3683 | -8.0806 | 1
27.0668 | 28.8916 | 1
54.3171 | 3.8266 | 1
82.284 | 18.3038 | 1
17.9329 | 39.0269 | 1
78.4292 | 69.5288 | 1
51.8948 | 15.4296 | 1
51.9307 | 26.8875 | 1
15.2929 | 50.8156 | 1
62.84 | 36.0292 | 1
14.5483 | -12.7638 | 1
58.8676 | 41.7453 | 1
17.7999 | 52.5453 | 1
81.209 | 19.579 | 1
90.0804 | 48.6789 | 1
68.7059 | 56.4397 | 1
84.7152 | 12.8918 | 1
82.3881 | -11.5915 | 1
70.6337 | 42.5714 | 1
95.2554 | 24.8632 | 1
69.5567 | -26.1154 | 1
73.4293 | -11.6149 | 1
52.3671 | -21.7999 | 1
47.1694 | -23.2589 | 1
50.8825 | -27.4319 | 1
39.1596 | -19.1041 | 1
4.0098 | -12.7541 | 1
43.5644 | -25.6816 | 1
83.8631 | 57.5598 | 1
42.6007 | 6.7858 | 1
76.2904 | 43.4621 | 1
86.5369 | 41.6012 | 1
89.1791 | 31.0306 | 1
87.223 | -19.0577 | 1
3.5896 | -19.2146 | 1
3.0812 | -1.4312 | 1
90.0777 | 26.0456 | 1
88.529 | -19.2508 | 1
31.95 | 45.2243 | 1
87.1262 | 48.6595 | 1
74.6335 | -4.4323 | 1
51.698 | 67.0922 | 1
65.099 | 48.0618 | 1
87.8405 | 33.4549 | 1
9.8707 | 39.9241 | 1
89.7373 | 45.5821 | 1
64.0228 | 58.4584 | 1
28.5683 | -29.597 | 1
14.5122 | -9.305 | 1
75.8256 | -10.1863 | 1
59.0104 | -10.904 | 1
96.8266 | 26.6537 | 1
20.3867 | 38.2379 | 1
47.2783 | 29.9633 | 1
75.698 | 14.0961 | 1
11.8685 | 56.4089 | 1
34.8196 | 21.9405 | 1
81.9822 | 48.6714 | 1
25.168 | 67.1259 | 1
11.03 | 34.6335 | 1
20.3425 | -7.6865 | 1
34.8291 | -5.9603 | 1
77.7501 | -24.6216 | 1
44.5585 | 30.7921 | 1
5.3314 | 47.3568 | 1
66.8765 | 4.4755 | 1
19.5171 | 57.5691 | 1
78.0531 | 0.96181 | 1
4.9622 | -14.486 | 1
48.7085 | 67.2085 | 1
89.3277 | 7.1017 | 1
71.8923 | 60.5201 | 1
86.1981 | -3.6129 | 1
15.2527 | 26.8165 | 1
25.8012 | 16.5703 | 1
47.636 | 57.6264 | 1
81.4328 | 51.99 | 1
4.5631 | 25.7372 | 1
5.034 | 37.6788 | 1
2.7546 | 66.0418 | 1
74.4252 | 48.7491 | 1
22.6312 | 11.6258 | 1
51.3457 | -7.8771 | 1
80.0163 | 14.4582 | 1
74.8733 | 31.2519 | 1
26.3722 | -25.3683 | 1
19.8169 | -3.5852 | 1
10.4393 | -26.2137 | 1
13.814 | 35.1697 | 1
18.3746 | -2.0186 | 1
37.2958 | 48.4679 | 1
79.8796 | -21.5643 | 1
25.3328 | 45.866 | 1
77.9672 | 22.0541 | 1
5.7245 | 3.4826 | 1
4.2393 | -7.7371 | 1
20.001 | 38.9807 | 1
94.8695 | 5.339 | 1
100.2583 | 62.7507 | 1
54.7834 | 30.0683 | 1
39.9575 | 50.6636 | 1
68.6155 | 37.8825 | 1
97.711 | 17.5295 | 1
34.3476 | 6.6157 | 1
72.7653 | 34.0065 | 1
90.0271 | 53.2647 | 1
43.5193 | 11.455 | 1
32.8615 | 1.3148 | 1
5.2635 | -8.9249 | 1
16.8852 | 28.1213 | 1
62.1977 | -7.4533 | 1
24.7906 | -27.1949 | 1
65.4035 | 24.5336 | 1
71.0765 | 33.4448 | 1
72.4296 | 49.4859 | 1
62.5593 | 25.5921 | 1
9.829 | 53.506 | 1
88.5392 | 56.2095 | 1
78.4856 | -19.2855 | 1
87.8554 | 51.9936 | 1
66.7395 | 64.8429 | 1
25.5985 | 63.11 | 1
59.4772 | 32.46 | 1
34.7722 | 56.3174 | 1
32.012 | 54.0843 | 1
83.8777 | 53.576 | 1
42.8348 | 31.1219 | 1
23.6574 | 10.8147 | 1
29.7648 | 55.9957 | 1
4.7843 | -26.0946 | 1
22.8693 | -3.7903 | 1
22.57 | 49.863 | 1
9.3953 | -14.778 | 1
65.3037 | 18.5115 | 1
21.9897 | 55.0801 | 1
42.9995 | 49.6237 | 1
76.1452 | -18.4546 | 1
7.917 | 42.3663 | 1
30.8641 | 58.0981 | 1
39.6107 | 4.1728 | 1
32.5391 | -18.3251 | 1
59.6707 | -11.037 | 1
34.7176 | -18.5469 | 1
41.2523 | 54.7606 | 1
74.4781 | -25.9742 | 1
68.758 | -29.8572 | 1
15.1611 | -12.6637 | 1
50.5177 | -9.8374 | 1
50.0215 | 19.8434 | 1
99.9963 | 53.855 | 1
20.2376 | 14.476 | 1
12.1042 | 68.001 | 1
33.1049 | -14.8723 | 1
40.3007 | 44.0703 | 1
88.6346 | -8.7991 | 1
5.4308 | -24.9216 | 1
32.7641 | 14.9337 | 1
64.1421 | -26.6232 | 1
67.6066 | 15.5347 | 1
82.2464 | 27.1002 | 1
7.869 | 63.7046 | 1
43.5435 | 0.36806 | 1
75.4474 | 64.8422 | 1
14.4047 | 19.8207 | 1
29.3223 | -1.2332 | 1
96.612 | 39.3541 | 1
0.80965 | -22.4787 | 1
66.9406 | 66.6451 | 1
59.7394 | -11.3923 | 1
86.2603 | 41.6296 | 1
69.4932 | 22.1417 | 1
74.8931 | -23.7707 | 1
67.2802 | 39.7465 | 1
93.3036 | 64.481 | 1
88.3975 | 57.7922 | 1
23.5746 | -17.5458 | 1
13.8299 | 60.712 | 1
53.0269 | 35.1708 | 1
9.6071 | 21.1784 | 1
66.6812 | -9.5007 | 1
71.7557 | 54.4473 | 1
8.0183 | 46.9304 | 1
50.5825 | 62.2626 | 1
51.0872 | 27.6921 | 1
23.2606 | 36.9848 | 1
71.5314 | 50.9469 | 1
25.8817 | 27.6011 | 1
79.08 | 56.0216 | 1
4.0919 | 67.2033 | 1
33.3072 | 61.3266 | 1
94.2288 | 33.0017 | 1
82.91 | -6.1041 | 1
14.4211 | 62.1434 | 1
39.9549 | 5.8348 | 1
67.8359 | 26.0817 | 1
91.1929 | 12.9242 | 1
9.4534 | -28.9774 | 1
8.0036 | 9.6128 | 1
85.7364 | 38.0081 | 1
55.0849 | 17.9265 | 1
29.393 | 34.5314 | 1
92.9765 | 13.4783 | 1
95.6981 | 27.1175 | 1
40.4519 | 11.5238 | 1
81.7395 | 47.1913 | 1
15.5924 | 1.6436 | 1
53.4985 | 1.1177 | 1
2.2911 | 69.27 | 1
11.7235 | 64.0363 | 1
90.9015 | -17.2805 | 1
73.5047 | 21.2216 | 1
56.6388 | 60.6027 | 1
64.445 | 66.293 | 1
100.8228 | 47.0819 | 1
71.1309 | 10.8075 | 1
59.7656 | -11.5449 | 1
1.8028 | -2.3318 | 1
1.1013 | -21.0781 | 1
80.7447 | 25.534 | 1
59.558 | 16.8404 | 1
25.0563 | 48.5253 | 1
32.2843 | 34.9771 | 1
66.1104 | -29.252 | 1
39.8582 | -24.8148 | 1
83.4126 | 23.8065 | 1
49.0621 | -8.5928 | 1
82.3277 | 16.7404 | 1
69.687 | 42.4886 | 1
67.9735 | -29.7064 | 1
25.2901 | -7.9529 | 1
19.2691 | -15.1314 | 1
39.275 | 45.938 | 1
72.0898 | -26.1999 | 1
27.6077 | 45.1697 | 1
78.7545 | 45.2528 | 1
47.7489 | 47.2306 | 1
11.7886 | -12.9143 | 1
9.0405 | 27.6175 | 1
32.1293 | -24.338 | 1
89.2663 | 11.057 | 1
96.9955 | 67.0355 | 1
66.4091 | 15.7647 | 1
56.863 | 45.9468 | 1
92.8596 | 3.5031 | 1
50.3813 | 60.4762 | 1
8.9372 | 34.6828 | 1
69.3147 | -10.2147 | 1
90.7966 | 17.3509 | 1
52.5396 | 20.561 | 1
31.5704 | 48.82 | 1
84.7709 | 55.2799 | 1
45.9134 | 23.2887 | 1
83.3537 | 5.8701 | 1
68.2655 | 59.4535 | 1
34.0414 | -1.5064 | 1
65.724 | -21.1153 | 1
5.8199 | -4.46 | 1
75.7254 | 44.2168 | 1
70.298 | 62.1177 | 1
77.8594 | 46.2035 | 1
26.4849 | 46.4592 | 1
65.8038 | 8.8679 | 1
29.9849 | -23.0035 | 1
54.5757 | 23.5166 | 1
8.6615 | 20.5372 | 1
31.857 | 66.7566 | 1
10.1754 | -29.5202 | 1
51.5405 | -5.315 | 1
61.0922 | -28.1625 | 1
7.9682 | -8.5703 | 1
12.5001 | -5.8547 | 1
72.4515 | 3.415 | 1
63.1543 | 12.8232 | 1
15.8209 | -21.0272 | 1
18.0025 | 55.3476 | 1
31.3046 | 55.4993 | 1
2.4607 | -20.4488 | 1
99.5916 | 50.5769 | 1
5.2804 | 51.7879 | 1
63.2159 | -1.6357 | 1
48.5395 | -16.5179 | 1
42.7025 | 6.6076 | 1
22.4499 | 28.3181 | 1
29.5352 | 36.925 | 1
65.2723 | 43.9042 | 1
97.9237 | 47.3191 | 1
71.9353 | 55.6703 | 1
15.9499 | 18.351 | 1
57.3241 | 29.1576 | 1
71.4399 | 6.7488 | 1
31.1954 | -14.4274 | 1
80.8651 | 1.5749 | 1
57.1692 | 45.4467 | 1
67.8532 | 62.5612 | 1
7.8203 | -5.5917 | 1
10.2506 | 51.935 | 1
95.6052 | 43.0049 | 1
31.6696 | 24.5608 | 1
97.0306 | 13.6214 | 1
37.9954 | 65.4161 | 1
28.7379 | 65.9286 | 1
22.3652 | 4.4586 | 1
8.931 | 17.0113 | 1
34.1235 | 58.0966 | 1
95.3128 | -18.46 | 1
12.4081 | 66.3826 | 1
20.2319 | 9.5864 | 1
10.6301 | 21.6473 | 1
59.549 | 63.9659 | 1
59.0317 | 1.7862 | 1
99.8982 | 40.9458 | 1
82.216 | 15.4187 | 1
25.3866 | 68.3032 | 1
26.4565 | 18.4398 | 1
59.3223 | -9.6813 | 1
22.3526 | 44.5395 | 1
75.7103 | 18.1508 | 1
69.8689 | 11.9749 | 1
95.9539 | -14.7433 | 1
44.8636 | 47.4594 | 1
8.0029 | -11.8799 | 1
70.517 | 34.4528 | 1
45.9697 | 13.9316 | 1
59.217 | 35.0989 | 1
2.5626 | -0.031609 | 1
57.1594 | -17.6663 | 1
81.8959 | 22.7279 | 1
45.1999 | 59.83 | 1
47.7033 | 57.5311 | 1
9.1069 | -0.12077 | 1
5.7324 | 37.268 | 1
28.4402 | 6.4767 | 1
43.839 | -9.3424 | 1
55.7166 | 48.2092 | 1
80.9885 | 15.2039 | 1
100.4119 | 13.1591 | 1
3.1481 | 57.5232 | 1
35.8887 | 0.35537 | 1
71.2637 | 46.878 | 1
32.3797 | 34.2349 | 1
54.3016 | 13.38 | 1
46.1623 | 57.9786 | 1
32.8286 | 62.4321 | 1
13.4091 | 7.2822 | 1
75.2887 | -6.68 | 1
47.7136 | 62.575 | 1
35.8334 | -11.8301 | 1
34.3262 | -17.0757 | 1
71.207 | 6.7564 | 1
20.3279 | 34.5223 | 1
77.6871 | -2.7096 | 1
51.8032 | 35.2064 | 1
98.0751 | 38.926 | 1
58.6732 | -17.8508 | 1
18.2518 | 11.0525 | 1
88.4636 | -11.3624 | 1
10.8516 | -7.8835 | 1
80.7988 | 8.6522 | 1
81.9985 | -22.2799 | 1
43.3116 | 8.2087 | 1
85.715 | -29.5165 | 1
4.0858 | -21.2925 | 1
88.163 | 56.1372 | 1
47.6627 | 60.8227 | 1
88.0842 | 30.5314 | 1
38.6748 | 38.1891 | 1
20.5727 | 67.1989 | 1
3.7725 | 62.2908 | 1
6.2019 | 23.0912 | 1
10.0461 | 45.0242 | 1
12.986 | -16.1723 | 1
76.9784 | 20.4956 | 1
70.6618 | 57.127 | 1
98.1426 | -4.6777 | 1
71.6927 | -19.7122 | 1
85.0226 | 45.5833 | 1
50.1919 | 68.5818 | 1
41.3545 | 26.6934 | 1
63.3658 | 6.8849 | 1
0.21256 | -25.4214 | 1
95.4505 | -12.8235 | 1
56.6694 | 55.2822 | 1
35.0551 | 62.6614 | 1
26.7782 | 11.5608 | 1
77.0488 | -11.8636 | 1
45.3998 | 3.4726 | 1
58.4809 | -0.98402 | 1
49.5057 | 63.4536 | 1
64.2801 | 31.0394 | 1
9.3944 | 36.5786 | 1
60.526 | 8.6506 | 1
60.6334 | 33.9168 | 1
47.3955 | -13.0356 | 1
90.2396 | -15.8591 | 1
24.5914 | 13.6987 | 1
27.1902 | 61.1063 | 1
6.4068 | 56.9098 | 1
91.6537 | -12.6113 | 1
27.7497 | -5.6858 | 1
48.8307 | 8.0015 | 1
47.9884 | 30.8358 | 1
99.1981 | 56.3998 | 1
46.1623 | 30.2684 | 1
33.2597 | 51.4945 | 1
48.2181 | 53.1216 | 1
48.9727 | 10.5897 | 1
46.2721 | 38.0531 | 1
81.2309 | 50.3654 | 1
95.4979 | 67.3885 | 1
87.4778 | -15.9076 | 1
100.7 | -7.914 | 1
13.7276 | 26.1848 | 1
71.3439 | 60.8931 | 1
5.7645 | 40.4762 | 1
93.1329 | 55.3125 | 1
48.2214 | 26.5561 | 1
72.2843 | -7.502 | 1
50.3187 | 16.6768 | 1
64.918 | -14.1324 | 1
56.3031 | 64.3395 | 1
32.6576 | 31.3027 | 1
97.2035 | 60.2849 | 1
58.4345 | 28.6346 | 1
10.7094 | -14.9543 | 1
96.9105 | 21.1915 | 1
56.0277 | -16.0265 | 1
83.4189 | 65.9908 | 1
15.1499 | 62.8903 | 1
47.4266 | -14.3981 | 1
15.3415 | 40.7266 | 1
62.5339 | -24.7554 | 1
58.7372 | 62.2425 | 1
24.8224 | -9.5113 | 1
86.9392 | 0.49076 | 1
45.9313 | 53.5268 | 1
9.5079 | -4.6801 | 1
92.5793 | 18.4613 | 1
53.6955 | -24.3987 | 1
92.3101 | 43.1486 | 1
74.2306 | -10.6981 | 1
39.2223 | -19.5898 | 1
29.5624 | 50.4181 | 1
21.7399 | -29.5543 | 1
37.674 | -16.8144 | 1
83.6535 | 33.9088 | 1
11.3197 | 53.9664 | 1
58.3816 | 25.2862 | 1
12.7098 | 24.8266 | 1
92.6685 | -18.94 | 1
68.2296 | 46.9365 | 1
72.2237 | -28.3392 | 1
86.8971 | 36.5308 | 1
49.9967 | 43.2324 | 1
11.1107 | 12.3318 | 1
99.985 | 68.4352 | 1
57.7397 | 51.3241 | 1
94.7264 | 27.4341 | 1
40.3564 | -4.5779 | 1
11.9494 | 14.6141 | 1
17.1711 | -14.8759 | 1
77.7496 | 54.5161 | 1
40.9066 | 43.0337 | 1
41.0503 | 63.8119 | 1
92.0513 | 29.8929 | 1
0.3165 | 39.2732 | 1
71.8295 | -16.6963 | 1
10.3996 | 62.8683 | 1
61.6044 | 49.5728 | 1
11.1827 | -13.2964 | 1
15.539 | 0.050785 | 1
78.9548 | 45.4801 | 1
21.9831 | 21.8425 | 1
65.7357 | 59.0651 | 1
8.7077 | -29.9406 | 1
35.0239 | 57.6438 | 1
9.9206 | 4.1492 | 1
28.1669 | 59.068 | 1
79.784 | 25.7651 | 1
43.2396 | 19.5329 | 1
7.8285 | -1.3981 | 1
57.1976 | 29.1447 | 1
60.1584 | 60.8721 | 1
43.1804 | 42.7262 | 1
2.3274 | 24.8499 | 1
11.8853 | -22.1597 | 1
94.5248 | 50.7658 | 1
38.0228 | 69.3321 | 1
85.7156 | 43.4785 | 1
21.4943 | 61.8617 | 1
52.3745 | 31.156 | 1
90.3926 | -23.5583 | 1
2.3825 | 0.72449 | 1
77.9149 | -20.8339 | 1
45.0964 | 37.159 | 1
23.6101 | -4.1867 | 1
86.8337 | 69.4342 | 1
59.5705 | 43.1605 | 1
26.2299 | 42.1061 | 1
4.1958 | 7.718 | 1
76.7281 | 58.8789 | 1
47.9359 | 69.523 | 1
59.3699 | -11.8476 | 1
23.8281 | 42.2407 | 1
72.5234 | -14.7411 | 1
38.387 | -16.6173 | 1
47.831 | 59.9 | 1
54.5556 | -26.6874 | 1
29.1653 | 30.3457 | 1
40.7828 | 9.5823 | 1
40.6876 | -5.3843 | 1
9.4019 | 29.1684 | 1
61.6321 | 50.0483 | 1
38.9885 | 11.3843 | 1
95.8302 | 64.7792 | 1
9.237 | 0.29425 | 1
70.1896 | 5.8801 | 1
22.1757 | 33.3611 | 1
2.0244 | 37.8913 | 1
42.6102 | 31.9863 | 1
54.4157 | -10.839 | 1
70.0387 | 10.4965 | 1
41.4792 | -27.2685 | 1
13.1781 | 27.2009 | 1
52.3188 | 56.0493 | 1
38.8 | 53.3836 | 1
18.8492 | 20.9581 | 1
30.0132 | 34.7059 | 1
75.3496 | 56.2306 | 1
3.966 | -16.5081 | 1
30.2956 | 27.2185 | 1
55.1853 | 35.0758 | 1
38.6688 | 55.8649 | 1
95.4119 | -8.408 | 1
71.5278 | 4.2364 | 1
69.8557 | 63.9563 | 1
60.0964 | -15.2588 | 1
78.7532 | 59.4762 | 1
92.1629 | 60.3382 | 1
56.0383 | 10.4844 | 1
74.118 | 66.1525 | 1
81.0642 | 1.1817 | 1
29.2069 | 9.9875 | 1
6.1762 | 10.0687 | 1
99.9979 | -19.1201 | 1
75.0795 | 20.3544 | 1
25.6778 | 37.5804 | 1
87.9163 | 14.4032 | 1
85.5105 | 18.1385 | 1
33.1018 | 15.9021 | 1
48.0294 | -20.1308 | 1
98.5726 | 31.6219 | 1
75.7889 | 7.8021 | 1
6.659 | -11.5082 | 1
88.322 | 54.7488 | 1
19.4943 | 41.3055 | 1
20.0217 | 54.7453 | 1
22.1093 | -21.1681 | 1
43.9339 | 57.3457 | 1
51.8661 | 19.5661 | 1
71.523 | -22.4706 | 1
94.6057 | 30.7526 | 1
69.546 | 2.0559 | 1
42.196 | 0.91442 | 1
18.2718 | 0.94442 | 1
97.6465 | -22.0614 | 1
41.2927 | 69.1597 | 1
47.5426 | 27.2136 | 1
57.1399 | -10.1235 | 1
2.4733 | -23.33 | 1
93.1054 | 19.3774 | 1
1.211 | 8.992 | 1
5.8663 | 19.0001 | 1
62.0536 | 55.3739 | 1
81.8173 | -0.61514 | 1
60.344 | 57.6748 | 1
24.1034 | 35.3045 | 1
95.9697 | -3.8985 | 1
89.5862 | 6.9854 | 1
37.7396 | 60.7554 | 1
95.0596 | -27.1515 | 1
47.1854 | 22.0811 | 1
28.5636 | 69.5911 | 1
62.2672 | -11.5011 | 1
30.813 | 28.2131 | 1
61.1973 | -29.9456 | 1
77.1646 | -13.6036 | 1
48.4507 | 6.0972 | 1
15.8223 | -11.6107 | 1
94.0737 | -7.3146 | 1
29.1719 | -10.6684 | 1
30.7997 | 48.7504 | 1
15.674 | 26.9352 | 1
14.9494 | 4.4442 | 1
84.6595 | 32.9999 | 1
89.5442 | 52.7965 | 1
95.7649 | 40.0638 | 1
8.8258 | -3.4359 | 1
57.4221 | -3.0207 | 1
98.9298 | 66.4018 | 1
100.0869 | 30.7396 | 1
14.0743 | 54.5091 | 1
3.1314 | 62.1355 | 1
89.6306 | 32.368 | 1
53.0393 | 48.4068 | 1
7.859 | 56.0588 | 1
35.3344 | -15.8641 | 1
0.29986 | 63.1703 | 1
41.6657 | 61.4553 | 1
56.414 | 59.3079 | 1
67.0089 | 32.8557 | 1
18.7344 | 42.6954 | 1
82.432 | 30.7806 | 1
14.0901 | 0.65316 | 1
56.7782 | -5.8422 | 1
36.547 | -24.561 | 1
15.1011 | 32.8531 | 1
0.33258 | 36.5947 | 1
60.2002 | 25.3402 | 1
78.1068 | -16.1894 | 1
91.8075 | -7.8705 | 1
11.2553 | 27.8491 | 1
1.05 | 7.2691 | 1
87.3416 | 34.8794 | 1
76.6965 | 40.2061 | 1
82.0565 | 41.1671 | 1
86.5917 | -20.2293 | 1
4.8732 | 3.1249 | 1
87.446 | 65.534 | 1
97.4583 | 4.7102 | 1
51.3774 | 6.2906 | 1
32.7326 | 37.4085 | 1
6.7062 | -28.9502 | 1
48.2641 | 23.6027 | 1
72.7571 | 25.2076 | 1
67.4113 | -29.3112 | 1
73.22 | 15.0123 | 1
88.6309 | -25.7905 | 1
26.2855 | 43.141 | 1
45.9168 | 61.5207 | 1
24.1895 | 16.7414 | 1
30.3711 | -29.0555 | 1
34.7261 | 3.3761 | 1
23.5531 | 56.1647 | 1
27.1803 | 1.4957 | 1
3.67 | 58.6189 | 1
19.0321 | 52.5441 | 1
79.6697 | 16.1573 | 1
93.6563 | -24.4956 | 1
15.7192 | -1.7934 | 1
12.8126 | 33.3617 | 1
90.0173 | -18.8745 | 1
20.2832 | -27.2694 | 1
99.9637 | 39.3365 | 1
1.6671 | -2.73 | 1
79.4842 | 11.593 | 1
81.1358 | 52.8956 | 1
9.5556 | -18.5536 | 1
96.1773 | 62.0366 | 1
97.7547 | 30.5219 | 1
91.9444 | 68.696 | 1
93.8452 | 3.5815 | 1
14.6993 | 35.5825 | 1
7.1956 | 38.1221 | 1
42.3496 | 31.8292 | 1
96.5592 | 38.3227 | 1
23.9135 | -24.7786 | 1
4.0162 | 32.5086 | 1
83.2512 | 45.5056 | 1
13.1755 | 18.8179 | 1
3.7717 | 21.2146 | 1
29.7839 | -20.5333 | 1
80.5109 | 55.6592 | 1
35.5329 | 20.3762 | 1
30.5203 | 52.4648 | 1
1.06 | -18.6443 | 1
2.9051 | 55.7182 | 1
44.7191 | 52.2938 | 1
72.4974 | 13.858 | 1
31.4796 | -20.374 | 1
83.7809 | 62.3435 | 1
84.898 | -21.5481 | 1
84.5629 | 30.9655 | 1
11.6025 | 68.8197 | 1
34.2928 | -26.7634 | 1
55.6842 | 6.9868 | 1
17.6521 | -28.5985 | 1
52.2011 | -9.7427 | 1
17.6417 | -1.2857 | 1
3.9093 | 31.2367 | 1
14.1158 | 66.8581 | 1
80.3353 | 21.2381 | 1
95.3352 | 60.1849 | 1
65.6024 | 0.92728 | 1
88.6495 | 49.4427 | 1
9.5352 | 58.2578 | 1
98.6443 | -0.11954 | 1
70.7093 | 0.94037 | 1
46.6463 | 12.8373 | 1
97.875 | 47.635 | 1
66.6234 | 11.7637 | 1
65.034 | 31.4256 | 1
54.9935 | 66.7245 | 1
13.2661 | 3.845 | 1
94.8786 | 62.725 | 1
52.6446 | 31.0833 | 1
94.4628 | -10.6014 | 1
49.0861 | 39.3666 | 1
44.7295 | 11.706 | 1
49.2877 | 31.2803 | 1
24.4251 | 51.8743 | 1
16.3714 | 21.3413 | 1
46.9949 | 33.5563 | 1
95.6459 | -0.073507 | 1
49.0248 | -8.6029 | 1
75.2935 | -21.2383 | 1
32.4612 | 33.9727 | 1
68.7374 | 2.8152 | 1
58.6791 | 47.3254 | 1
13.0369 | 25.4623 | 1
95.8833 | 18.8902 | 1
10.8981 | 38.666 | 1
23.146 | 12.8767 | 1
73.8576 | 50.1909 | 1
48.3038 | 35.6102 | 1
24.0838 | 53.523 | 1
5.2461 | 43.1186 | 1
61.2942 | 67.4712 | 1
72.0479 | 59.7874 | 1
45.1448 | -24.8191 | 1
87.0993 | 12.1061 | 1
99.0732 | 65.9404 | 1
15.6443 | 50.5029 | 1
57.6333 | 10.4487 | 1
55.5569 | 53.0949 | 1
10.9564 | 29.6444 | 1
95.58 | -28.5303 | 1
34.9695 | 13.1659 | 1
96.1244 | 3.8852 | 1
73.1678 | -1.9802 | 1
40.797 | -19.7574 | 1
66.546 | 45.0167 | 1
97.2382 | -13.7298 | 1
84.7724 | -23.334 | 1
51.0752 | 36.4493 | 1
50.5268 | 8.3395 | 1
46.5701 | 24.7488 | 1
46.4247 | 44.0996 | 1
45.4076 | -5.8515 | 1
91.4451 | 25.6184 | 1
17.5129 | 52.0862 | 1
80.8314 | -0.90365 | 1
9.9281 | 13.3007 | 1
77.0046 | 32.8425 | 1
1.6592 | 50.7432 | 1
9.0714 | 11.1688 | 1
97.6816 | 31.2664 | 1
39.5043 | -12.6305 | 1
97.1513 | 2.8467 | 1
14.4093 | 43.2303 | 1
97.3627 | -0.1508 | 1
84.9294 | -10.0895 | 1
62.9025 | -14.887 | 1
5.8365 | 67.5781 | 1
31.2852 | -22.6707 | 1
48.5887 | -23.9851 | 1
5.5303 | 10.7097 | 1
68.8526 | 0.26046 | 1
23.4748 | -8.5685 | 1
11.9972 | 6.9465 | 1
55.1468 | 45.1165 | 1
55.9051 | 26.6097 | 1
49.555 | -13.0465 | 1
87.6002 | 47.2338 | 1
24.8374 | 59.7515 | 1
49.4873 | 17.6544 | 1
70.6027 | -6.3023 | 1
68.0441 | 24.7014 | 1
14.4704 | 13.1904 | 1
55.5474 | 2.3551 | 1
83.229 | 42.8564 | 1
72.5043 | -13.1744 | 1
97.9007 | 11.3762 | 1
4.012 | 27.1497 | 1
23.5171 | 44.0858 | 1
8.0798 | -14.7621 | 1
52.1696 | 42.9445 | 1
100.6767 | 65.1109 | 1
2.1773 | 6.2463 | 1
22.6153 | 12.6615 | 1
83.4 | -15.1586 | 1
61.1381 | -17.2549 | 1
78.6685 | 0.4023 | 1
20.438 | 6.7221 | 1
87.2525 | -11.8617 | 1
42.8163 | 57.5631 | 1
11.0003 | 57.91 | 1
80.2116 | 55.4782 | 1
82.5923 | -3.1595 | 1
15.8869 | 55.1263 | 1
71.3366 | -29.2725 | 1
44.5002 | -22.4825 | 1
79.4031 | -1.5496 | 1
66.0685 | 6.8897 | 1
83.2406 | 18.4197 | 1
71.2114 | 3.1171 | 1
16.6865 | 45.874 | 1
4.7266 | 57.0366 | 1
99.4769 | 10.3146 | 1
67.2992 | 32.4418 | 1
56.0088 | -21.9751 | 1
72.2916 | 56.3863 | 1
71.8158 | -12.1142 | 1
25.5846 | 17.9946 | 1
38.8312 | -15.109 | 1
89.934 | 16.2228 | 1
47.3648 | 24.9601 | 1
26.846 | 12.6309 | 1
57.7896 | 63.7455 | 1
73.7215 | 35.6461 | 1
60.3723 | -1.5001 | 1
52.9825 | -2.9865 | 1
45.4354 | 65.6272 | 1
13.1379 | 22.7433 | 1
62.588 | 14.9128 | 1
96.5265 | 60.612 | 1
52.4311 | -21.3486 | 1
72.1633 | -8.4008 | 1
34.6119 | 50.3615 | 1
51.7861 | 47.7153 | 1
36.2916 | 56.5882 | 1
57.9787 | 67.2168 | 1
87.2307 | 69.7983 | 1
12.5389 | 62.5434 | 1
100.8675 | 67.9309 | 1
94.6032 | 32.7288 | 1
96.9207 | 50.5862 | 1
9.8628 | 32.8131 | 1
1.2809 | 16.0154 | 1
49.0577 | 10.2162 | 1
88.0756 | 32.0427 | 1
77.077 | 29.0015 | 1
86.7888 | -22.8077 | 1
63.8168 | 21.6393 | 1
81.8572 | 47.2418 | 1
77.6388 | 57.0042 | 1
5.3761 | 28.3786 | 1
42.7265 | 49.5886 | 1
90.3659 | -26.3792 | 1
49.7056 | 20.6914 | 1
66.6617 | -7.1995 | 1
70.7693 | 61.6075 | 1
38.2474 | 68.1474 | 1
88.8839 | 36.7918 | 1
71.0995 | 0.75663 | 1
56.1433 | 53.3653 | 1
43.3278 | 67.1772 | 1
71.4888 | -8.589 | 1
75.564 | -28.0688 | 1
42.0805 | 25.177 | 1
56.1195 | 34.6976 | 1
19.5133 | 21.5209 | 1
13.841 | -0.98653 | 1
33.0775 | 67.5024 | 1
51.0995 | 28.4031 | 1
60.5217 | -16.3446 | 1
70.1328 | 14.8562 | 1
16.1545 | -9.9666 | 1
17.1094 | -28.7919 | 1
47.3734 | 6.7607 | 1
37.6279 | 35.2136 | 1
50.6528 | -9.4191 | 1
36.0756 | 55.0678 | 1
49.2093 | -18.477 | 1
45.3205 | 14.5617 | 1
100.1988 | 2.8698 | 1
73.6411 | 38.7851 | 1
92.7843 | 56.0013 | 1
46.061 | 56.2833 | 1
35.8671 | -11.6169 | 1
26.4334 | 52.9563 | 1
25.6992 | 69.5625 | 1
59.9371 | 38.7447 | 1
88.2252 | 32.3586 | 1
57.3163 | 50.5832 | 1
100.8189 | 48.9422 | 1
69.2564 | 14.0107 | 1
49.844 | 23.7845 | 1
42.81 | 39.9249 | 1
47.4599 | -4.6999 | 1
16.6084 | 1.8908 | 1
0.71207 | 54.1692 | 1
72.6173 | -15.2046 | 1
12.4704 | 33.8683 | 1
80.8436 | 45.5249 | 1
52.3052 | 20.2451 | 1
4.6042 | 0.4013 | 1
86.4084 | 9.7371 | 1
94.4496 | -10.3255 | 1
67.0931 | -6.9967 | 1
34.7351 | 48.5003 | 1
48.3246 | 57.5003 | 1
73.3077 | -18.8985 | 1
19.1555 | -12.2192 | 1
98.7258 | 5.2591 | 1
5.4773 | 18.9466 | 1
73.7959 | 51.9712 | 1
72.8397 | 47.7229 | 1
96.6756 | 7.9012 | 1
39.7073 | 14.6234 | 1
23.7881 | -20.8313 | 1
22.7483 | 25.2005 | 1
27.8725 | 34.9443 | 1
75.0504 | -7.526 | 1
27.1809 | 65.5469 | 1
35.6587 | -0.81025 | 1
7.5984 | 62.4589 | 1
80.112 | 67.4107 | 1
27.2396 | -7.2414 | 1
93.7542 | 7.2287 | 1
6.6322 | 45.5554 | 1
36.5601 | 48.2609 | 1
77.7 | -22.044 | 1
76.6832 | -12.8549 | 1
27.8783 | 0.92968 | 1
0.62905 | 46.2299 | 1
45.7539 | -21.2631 | 1
6.6613 | 44.4574 | 1
55.3918 | 18.047 | 1
98.1019 | -28.8395 | 1
96.343 | 48.9612 | 1
40.6165 | -12.6108 | 1
7.4907 | 65.7489 | 1
84.3613 | 24.8403 | 1
76.2192 | 0.54891 | 1
98.85 | 37.3935 | 1
52.6863 | -27.826 | 1
81.7075 | 11.4943 | 1
100.9767 | 12.6663 | 1
71.9283 | 3.8312 | 1
18.7768 | 61.3459 | 1
42.1953 | 23.4646 | 1
13.9716 | 4.3768 | 1
47.1281 | 35.4672 | 1
9.4963 | 27.7347 | 1
13.9841 | 11.6646 | 1
44.6491 | 4.8589 | 1
68.7096 | 45.268 | 1
12.5028 | 8.0698 | 1
36.4337 | 44.0162 | 1
13.3573 | 0.040856 | 1
19.0341 | -20.0516 | 1
55.0184 | -12.2165 | 1
96.8387 | 54.7127 | 1
69.3303 | 47.6778 | 1
65.2572 | -0.91066 | 1
1.4267 | 57.4329 | 1
47.0961 | 60.3687 | 1
52.5834 | -1.3507 | 1
89.5855 | -22.355 | 1
98.4737 | 59.0476 | 1
69.1481 | 46.0059 | 1
32.0838 | 34.9874 | 1
18.4754 | 26.0973 | 1
100.6669 | 0.37661 | 1
19.7736 | 2.0959 | 1
7.7471 | 29.4267 | 1
98.2875 | 41.0829 | 1
82.4127 | 45.0764 | 1
44.4414 | 31.3682 | 1
21.2157 | -25.396 | 1
74.0474 | 41.6623 | 1
9.7952 | 26.3692 | 1
18.5835 | 45.969 | 1
13.7839 | 57.5114 | 1
96.5333 | 1.2689 | 1
95.9576 | -2.3206 | 1
37.6886 | 32.8192 | 1
69.5446 | 30.2684 | 1
34.876 | 43.7979 | 1
66.0798 | 34.5527 | 1
90.4626 | 10.0031 | 1
11.8103 | -25.8861 | 1
32.7904 | -4.7652 | 1
99.9614 | 28.443 | 1
12.036 | 44.1454 | 1
68.1787 | 25.0283 | 1
46.796 | 24.4246 | 1
39.9942 | -19.6908 | 1
4.3411 | 63.6554 | 1
5.717 | -27.5598 | 1
92.7072 | -16.363 | 1
85.1319 | 12.0323 | 1
30.7621 | -1.1 | 1
58.1432 | 47.7719 | 1
36.3026 | -14.3286 | 1
48.6423 | -29.6596 | 1
3.8256 | 25.4338 | 1
73.3341 | 42.2355 | 1
65.5322 | -8.3836 | 1
36.2797 | 56.1818 | 1
89.6048 | 19.2864 | 1
14.0309 | 12.8596 | 1
14.9179 | 66.4008 | 1
77.1332 | 21.2424 | 1
3.276 | 37.0561 | 1
13.3114 | 61.471 | 1
78.0746 | -2.1888 | 1
54.8285 | 12.6519 | 1
49.6518 | 26.7889 | 1
35.0609 | 18.5234 | 1
79.0807 | -20.3121 | 1
35.6961 | 55.2652 | 1
43.6827 | -7.7547 | 1
74.7913 | 69.9549 | 1
3.7734 | -17.9185 | 1
18.7961 | 10.1639 | 1
18.4369 | 13.4795 | 1
47.8278 | 29.2703 | 1
60.1943 | 9.2764 | 1
33.879 | 39.9226 | 1
79.7407 | 32.7378 | 1
14.4256 | 24.61 | 1
90.4328 | -7.3948 | 1
70.0574 | 45.5147 | 1
40.8138 | -19.7945 | 1
42.5475 | 33.9606 | 1
74.1215 | 54.0191 | 1
9.0681 | 66.6698 | 1
89.6308 | -11.3339 | 1
36.0039 | 17.5998 | 1
94.3159 | -3.6689 | 1
17.7044 | 31.0721 | 1
61.4419 | 59.8166 | 1
87.5904 | -19.0984 | 1
84.9334 | -26.4825 | 1
41.0712 | -11.4544 | 1
95.0112 | 67.4009 | 1
95.492 | 14.8 | 1
54.2954 | 44.8772 | 1
58.7549 | 60.5319 | 1
37.6369 | 20.7401 | 1
40.9038 | 64.2213 | 1
70.9468 | 64.4928 | 1
38.954 | -26.4859 | 1
14.1633 | 4.0461 | 1
95.7987 | 32.2636 | 1
34.4557 | -15.9099 | 1
48.9133 | 28.5837 | 1
98.1195 | 66.9035 | 1
82.2211 | -16.0373 | 1
37.7335 | 1.4554 | 1
40.304 | 1.2553 | 1
71.5017 | 0.63653 | 1
83.9673 | 64.9685 | 1
21.137 | 36.3747 | 1
18.6074 | -17.9055 | 1
49.3772 | 46.4862 | 1
95.0818 | 52.9897 | 1
9.6703 | -22.092 | 1
88.5651 | 61.1676 | 1
92.2168 | 0.059768 | 1
84.5634 | -1.1834 | 1
72.9924 | 26.0318 | 1
85.4612 | -24.4186 | 1
88.2759 | 44.8513 | 1
58.886 | -26.4155 | 1
16.0699 | 47.4347 | 1
56.7126 | -14.6794 | 1
82.8837 | -18.6002 | 1
35.0508 | 15.1613 | 1
6.3847 | 27.671 | 1
86.2514 | -10.7289 | 1
61.4013 | 38.9515 | 1
81.9361 | 45.0515 | 1
22.8387 | -1.1797 | 1
53.4061 | 27.2591 | 1
5.5855 | 1.3632 | 1
55.6513 | -11.3122 | 1
88.344 | -6.627 | 1
44.1177 | 43.7965 | 1
68.5651 | 13.2211 | 1
47.9969 | -23.0778 | 1
72.2156 | -25.8766 | 1
93.0444 | 8.5532 | 1
65.2476 | 0.19857 | 1
87.9811 | -9.2891 | 1
21.5313 | 51.4901 | 1
30.18 | -21.7062 | 1
9.9412 | 51.9827 | 1
23.3616 | 49.8417 | 1
22.083 | 16.0734 | 1
38.7482 | -14.8707 | 1
79.4168 | -19.8807 | 1
33.4783 | -4.7651 | 1
19.6599 | -29.7107 | 1
27.1974 | 33.9057 | 1
99.978 | -3.5766 | 1
95.3351 | 56.3249 | 1
67.7673 | -10.1802 | 1
87.5621 | 1.1407 | 1
59.3615 | 22.7549 | 1
69.8612 | 25.3342 | 1
13.0607 | 1.2635 | 1
63.3093 | 9.0729 | 1
57.4416 | -19.7582 | 1
84.7737 | -28.0726 | 1
40.4294 | -6.9144 | 1
94.9241 | 56.4081 | 1
13.927 | 44.0761 | 1
82.2534 | 3.2049 | 1
68.6345 | 21.8963 | 1
96.7248 | 6.1505 | 1
59.5548 | 30.2107 | 1
82.9221 | -6.4873 | 1
65.0001 | 12.4378 | 1
71.5471 | -28.1579 | 1
16.1978 | 4.2375 | 1
65.0645 | 1.044 | 1
56.3709 | 19.8625 | 1
65.4275 | -21.1184 | 1
71.5014 | 29.1398 | 1
3.0183 | -20.8621 | 1
3.5018 | 0.65931 | 1
61.2693 | 20.2601 | 1
92.3722 | 36.5815 | 1
24.2755 | 45.5891 | 1
48.582 | -27.1547 | 1
84.1575 | 16.9685 | 1
20.1736 | -14.8181 | 1
3.7999 | 41.7889 | 1
75.3466 | 54.5889 | 1
66.3626 | 47.6611 | 1
46.3214 | 31.4689 | 1
24.0662 | 28.8055 | 1
73.8023 | 8.3948 | 1
17.4698 | -24.7056 | 1
32.7176 | -13.763 | 1
88.6661 | -17.5836 | 1
15.7296 | 38.1977 | 1
21.5274 | -10.7789 | 1
52.0263 | -29.6352 | 1
78.3135 | 51.106 | 1
77.4789 | 50.9976 | 1
20.8027 | -2.2217 | 1
46.704 | 16.2246 | 1
11.5881 | 51.1038 | 1
16.4565 | 36.6657 | 1
95.6527 | -5.5523 | 1
83.6371 | -11.8584 | 1
6.2683 | -29.1854 | 1
81.234 | 2.0229 | 1
1.6893 | 37.5892 | 1
70.116 | 35.6875 | 1
87.2552 | 50.91 | 1
78.9979 | -9.6011 | 1
98.0502 | 40.5434 | 1
53.5289 | -27.2288 | 1
22.6072 | 1.6239 | 1
81.7419 | 16.1039 | 1
65.534 | 62.1711 | 1
7.8105 | 33.0378 | 1
36.7958 | -6.1822 | 1
30.4249 | 3.5419 | 1
98.9963 | -2.6451 | 1
38.8846 | 14.2625 | 1
82.5065 | -23.8291 | 1
31.0852 | 8.0803 | 1
75.9402 | 34.9969 | 1
43.7946 | -1.9951 | 1
23.3409 | 4.4883 | 1
3.1893 | 12.1125 | 1
80.0437 | 18.565 | 1
87.8258 | 3.1303 | 1
21.6176 | 23.1835 | 1
70.8803 | 21.447 | 1
13.3394 | -18.791 | 1
15.8952 | -9.9 | 1
58.83 | 40.0275 | 1
4.8664 | 67.4848 | 1
93.1624 | 33.6849 | 1
9.645 | 20.549 | 1
80.3085 | 23.5331 | 1
30.3883 | 53.8029 | 1
17.3817 | 62.18 | 1
84.8717 | -2.656 | 1
58.3067 | 57.9544 | 1
92.3754 | 54.2339 | 1
37.3668 | 61.7126 | 1
86.8839 | 3.1976 | 1
66.5424 | 26.8338 | 1
75.944 | 3.6962 | 1
70.1183 | 39.0457 | 1
61.3874 | 68.8282 | 1
62.4284 | 63.4238 | 1
45.6695 | -13.1187 | 1
92.351 | 37.0715 | 1
34.2087 | 18.7631 | 1
40.2627 | 4.2569 | 1
15.1066 | 14.2913 | 1
45.9383 | -6.8879 | 1
8.032 | -9.1077 | 1
44.9968 | -21.7725 | 1
78.7363 | -13.3678 | 1
58.0092 | 52.8155 | 1
55.0662 | -0.42875 | 1
45.9188 | 67.3925 | 1
63.3144 | 64.7619 | 1
87.6096 | 60.8937 | 1
53.5751 | 17.7216 | 1
42.2094 | 27.4512 | 1
83.0422 | 17.0969 | 1
45.0929 | 13.5009 | 1
30.4613 | 17.1875 | 1
32.4767 | 64.6266 | 1
30.3022 | -1.9461 | 1
72.4104 | 0.97078 | 1
57.3901 | -17.2533 | 1
65.4122 | 39.2378 | 1
91.805 | 51.6473 | 1
97.4722 | 57.9451 | 1
59.7673 | 68.1876 | 1
37.3412 | -27.9835 | 1
85.138 | 33.9826 | 1
54.989 | 2.5154 | 1
50.8838 | 58.3271 | 1
15.2111 | -11.7277 | 1
73.7721 | 18.2418 | 1
16.3343 | 69.1847 | 1
56.005 | 52.0506 | 1
88.7406 | 2.6421 | 1
29.2549 | 32.7395 | 1
63.4589 | 66.9946 | 1
30.7332 | -4.05 | 1
70.0685 | -23.5107 | 1
23.2865 | 50.4564 | 1
98.0694 | 58.3371 | 1
63.5015 | -24.4128 | 1
27.4272 | 58.2077 | 1
70.1967 | 10.0917 | 1
18.825 | 52.2429 | 1
49.065 | -27.0565 | 1
72.3666 | 42.9275 | 1
25.9228 | 51.7277 | 1
25.6255 | 57.8364 | 1
59.0368 | 2.2968 | 1
52.2457 | -3.7092 | 1
60.9959 | 24.9497 | 1
87.15 | -25.2581 | 1
71.1607 | 20.4932 | 1
67.4574 | 32.2171 | 1
7.6292 | 2.3875 | 1
37.0332 | -26.3413 | 1
30.052 | -12.7678 | 1
41.7092 | 50.0422 | 1
29.4473 | 61.6925 | 1
33.7515 | 25.8082 | 1
64.7852 | -13.4908 | 1
51.5354 | 56.0457 | 1
91.866 | 3.0603 | 1
51.3707 | 15.677 | 1
8.4117 | -9.3832 | 1
61.6357 | -14.697 | 1
38.5189 | 18.5514 | 1
23.7681 | 56.3512 | 1
15.3606 | 11.3045 | 1
25.8885 | -19.7755 | 1
28.0047 | 21.7358 | 1
59.3006 | 53.0812 | 1
17.6112 | -13.7385 | 1
89.4674 | 3.9024 | 1
51.341 | -16.4925 | 1
87.4287 | 34.7266 | 1
47.0776 | -2.1274 | 1
81.7333 | 39.6419 | 1
63.4631 | 43.81 | 1
14.2594 | -18.3956 | 1
63.3533 | -23.7635 | 1
0.96323 | 21.3232 | 1
98.9381 | 2.7195 | 1
85.3902 | 45.8624 | 1
58.7223 | 64.2146 | 1
14.2841 | 17.3799 | 1
79.079 | -14.8241 | 1
85.6501 | -11.0262 | 1
18.6128 | 9.3137 | 1
83.1172 | 19.3896 | 1
82.1229 | 62.1275 | 1
67.9479 | 65.0502 | 1
63.8662 | 50.3535 | 1
68.3335 | 59.949 | 1
82.7279 | -9.1496 | 1
95.1188 | 62.1854 | 1
90.3109 | 40.1915 | 1
35.8586 | -4.6559 | 1
29.0304 | 64.6502 | 1
47.7549 | 47.8092 | 1
29.8458 | -28.0668 | 1
93.6919 | 16.4815 | 1
83.2828 | 7.3984 | 1
66.4544 | 26.9107 | 1
95.5145 | -8.432 | 1
32.2102 | -5.6018 | 1
80.9421 | 64.2495 | 1
36.931 | 43.9491 | 1
66.9878 | 24.1568 | 1
92.9405 | 45.9211 | 1
76.0548 | 38.038 | 1
54.2976 | -18.1982 | 1
98.629 | 49.0987 | 1
31.5901 | -23.0213 | 1
89.4895 | 23.5842 | 1
66.1838 | 42.636 | 1
5.8102 | 1.5155 | 1
4.6841 | 1.6412 | 1
77.5587 | -9.3615 | 1
85.927 | 24.2889 | 1
22.436 | 57.0695 | 1
53.5232 | -13.9311 | 1
85.2798 | 66.2183 | 1
67.9089 | 46.7753 | 1
76.0199 | -28.5034 | 1
97.0152 | -14.8325 | 1
84.2591 | -14.3351 | 1
73.2845 | 13.7036 | 1
35.5899 | 43.4161 | 1
38.4721 | 9.5718 | 1
80.6136 | 45.6791 | 1
95.2569 | 9.8824 | 1
31.5819 | -16.7472 | 1
26.68 | 42.9402 | 1
30.1515 | 12.0334 | 1
50.6408 | 18.0041 | 1
96.2074 | -18.0122 | 1
82.7901 | -4.5652 | 1
10.6073 | -20.518 | 1
24.2195 | -8.0332 | 1
20.7556 | -29.7558 | 1
23.1375 | -19.0943 | 1
46.2216 | 46.6813 | 1
69.1616 | 29.2487 | 1
67.6478 | 50.379 | 1
70.5406 | 9.5466 | 1
75.6896 | -26.2748 | 1
34.1114 | 48.1078 | 1
49.1566 | 33.9278 | 1
18.3247 | -13.5546 | 1
67.5496 | 2.8725 | 1
70.08 | 33.8568 | 1
33.1228 | 54.079 | 1
6.0342 | -1.3372 | 1
46.9696 | -18.66 | 1
15.8541 | 59.7753 | 1
100.4283 | 53.2743 | 1
90.2551 | 34.6059 | 1
62.7893 | 46.7393 | 1
50.6057 | -18.8405 | 1
80.7513 | 53.3828 | 1
22.8703 | 26.9785 | 1
15.5808 | 7.1894 | 1
77.2106 | -7.9842 | 1
34.6902 | 24.4633 | 1
99.6307 | 17.8563 | 1
23.3879 | 50.0926 | 1
22.9012 | 3.9496 | 1
30.8312 | -0.76621 | 1
15.7618 | 59.8676 | 1
76.8198 | 63.1747 | 1
92.4628 | -11.7709 | 1
39.7293 | 59.2311 | 1
93.0458 | 25.1481 | 1
43.4184 | -24.9441 | 1
83.2341 | 22.8702 | 1
64.4724 | 39.5738 | 1
11.3232 | 23.2125 | 1
44.1251 | 46.5394 | 1
30.9605 | 22.555 | 1
99.5051 | 48.7405 | 1
45.48 | 1.5 | 1
41.7621 | 47.0023 | 1
8.9734 | 51.0604 | 1
68.7315 | 25.8699 | 1
26.1906 | -6.6707 | 1
44.0334 | -25.9811 | 1
92.4185 | 56.0742 | 1
21.062 | 1.218 | 1
49.0748 | 65.7542 | 1
11.3151 | 25.6037 | 1
85.2632 | -28.2667 | 1
90.9336 | 20.7928 | 1
99.916 | 40.1892 | 1
78.1331 | 39.065 | 1
74.2467 | -18.9747 | 1
32.6798 | -12.2965 | 1
11.6172 | 0.33487 | 1
63.4497 | 21.3946 | 1
21.633 | 30.546 | 1
91.7611 | 39.4257 | 1
90.2243 | 40.1799 | 1
72.4424 | 69.1784 | 1
80.6177 | 9.9967 | 1
100.3984 | 10.5828 | 1
34.904 | 22.6519 | 1
10.7887 | -26.3528 | 1
3.2695 | -17.039 | 1
4.4351 | 1.8087 | 1
12.5825 | -9.0333 | 1
68.5338 | -6.9294 | 1
33.7571 | 55.1689 | 1
14.9579 | -23.0139 | 1
88.8122 | 43.02 | 1
73.0715 | 42.3858 | 1
29.9117 | 35.3801 | 1
93.3965 | 22.4845 | 1
20.9224 | -19.5045 | 1
82.0666 | 16.9557 | 1
74.1586 | 27.2114 | 1
54.8991 | -15.5277 | 1
2.8852 | 9.2892 | 1
43.2336 | -22.2828 | 1
62.8001 | -17.5821 | 1
83.0609 | 36.2333 | 1
76.0565 | 19.1096 | 1
77.7898 | -22.9657 | 1
8.847 | 12.4256 | 1
67.5768 | 41.2825 | 1
50.9527 | 40.6693 | 1
75.5874 | 10.5924 | 1
96.8738 | 50.4101 | 1
29.8982 | 19.1873 | 1
1.9081 | -15.0064 | 1
95.4539 | 31.6559 | 1
84.0167 | 39.996 | 1
60.9243 | -16.4272 | 1
34.1588 | 4.8505 | 1
52.5706 | -25.6721 | 1
36.7829 | 49.9496 | 1
93.553 | -17.585 | 1
2.0333 | 59.109 | 1
48.6248 | -6.0088 | 1
29.3497 | -9.9205 | 1
45.3678 | 15.8999 | 1
42.7612 | 40.9329 | 1
62.7514 | 9.0756 | 1
32.9248 | -19.6773 | 1
13.0321 | -16.4533 | 1
99.589 | 68.8306 | 1
27.9353 | 21.6966 | 1
70.529 | 39.6475 | 1
58.8703 | -26.717 | 1
28.312 | -15.046 | 1
46.1628 | -5.7273 | 1
14.9839 | 42.6608 | 1
93.5984 | 45.7816 | 1
50.5651 | -22.0856 | 1
2.2545 | 25.0888 | 1
16.3112 | 45.5094 | 1
63.9516 | 48.2792 | 1
91.2607 | 59.2108 | 1
79.2085 | 15.2928 | 1
1.6999 | 57.3528 | 1
39.2104 | 34.9261 | 1
65.348 | 50.8839 | 1
92.3037 | -12.5666 | 1
63.1044 | -23.309 | 1
90.2215 | 10.9391 | 1
78.6906 | 46.852 | 1
62.5854 | 25.6379 | 1
2.4914 | -9.4412 | 1
81.9873 | 10.188 | 1
95.6392 | 14.7 | 1
64.2325 | 21.689 | 1
29.0198 | 14.5779 | 1
79.1574 | 19.8404 | 1
63.1715 | 2.8194 | 1
18.6343 | 6.5172 | 1
80.2912 | 10.6449 | 1
95.3704 | 45.7873 | 1
93.8661 | 7.8726 | 1
41.1414 | 0.43643 | 1
82.0134 | 47.9971 | 1
80.9185 | 61.3173 | 1
99.3723 | 14.6652 | 1
3.4754 | -5.9735 | 1
97.9003 | 50.1208 | 1
11.267 | -6.1263 | 1
56.1842 | 2.8133 | 1
46.1141 | 62.1521 | 1
15.9492 | 24.887 | 1
42.8378 | 22.3589 | 1
82.6914 | 51.0283 | 1
32.3071 | -20.0315 | 1
43.9613 | 18.115 | 1
70.0211 | 44.523 | 1
36.4787 | 34.0099 | 1
92.7017 | 45.8472 | 1
54.2833 | -0.56933 | 1
4.9849 | 25.2969 | 1
93.4969 | -8.2658 | 1
9.1595 | 67.2692 | 1
56.0548 | 2.3526 | 1
41.5841 | 55.9663 | 1
96.3648 | 14.6338 | 1
61.9425 | 18.0792 | 1
80.8197 | -18.2658 | 1
13.6781 | -27.3598 | 1
56.3097 | -15.9069 | 1
85.3276 | 35.3604 | 1
72.0261 | -20.9672 | 1
4.002 | -12.699 | 1
95.6192 | -7.6148 | 1
28.0832 | 53.5568 | 1
92.1389 | -22.4389 | 1
66.5595 | 40.2347 | 1
25.5961 | -24.4712 | 1
7.4891 | 68.4203 | 1
66.7014 | 41.1932 | 1
75.9213 | 61.1564 | 1
35.8429 | 34.5904 | 1
16.27 | -20.759 | 1
93.7641 | 25.459 | 1
13.7504 | 11.6435 | 1
68.1858 | 16.8136 | 1
63.0162 | 48.3062 | 1
13.5992 | 35.4773 | 1
53.4493 | 63.0779 | 1
51.4592 | -16.4729 | 1
80.0105 | 40.9582 | 1
93.6561 | 36.159 | 1
48.6299 | 14.7058 | 1
19.0985 | 67.5268 | 1
12.5803 | 2.8192 | 1
72.2372 | 6.4486 | 1
1.1406 | 39.1755 | 1
9.1441 | 36.6839 | 1
0.79229 | 1.352 | 1
94.8233 | -11.7707 | 1
95.1756 | 46.274 | 1
66.7619 | 24.6161 | 1
12.9104 | 8.4496 | 1
41.4823 | 1.1403 | 1
56.3456 | 40.9258 | 1
77.9811 | 5.4546 | 1
9.988 | -7.5731 | 1
67.5714 | 26.6448 | 1
4.9989 | 49.3132 | 1
11.3028 | 40.5588 | 1
39.0685 | -8.2725 | 1
69.8863 | 10.5126 | 1
58.3267 | 20.2265 | 1
84.9607 | 56.4312 | 1
81.8646 | 56.8965 | 1
82.6334 | 26.0976 | 1
50.0367 | 38.3933 | 1
60.463 | -25.3565 | 1
74.1328 | 53.7485 | 1
4.0078 | 62.0604 | 1
27.7595 | 30.0181 | 1
17.6657 | -16.233 | 1
3.6137 | 41.7889 | 1
81.8053 | 42.6129 | 1
11.2329 | 54.6804 | 1
43.2679 | -22.1243 | 1
70.0269 | 40.1571 | 1
51.3978 | 56.7085 | 1
78.6173 | 49.4825 | 1
60.286 | 39.21 | 1
69.7706 | 20.8454 | 1
84.3833 | 9.5999 | 1
81.1376 | 27.504 | 1
71.3415 | -12.9553 | 1
33.082 | -16.8102 | 1
27.4803 | 26.9455 | 1
13.9459 | 15.2694 | 1
33.8683 | 25.7607 | 1
71.6132 | -16.9552 | 1
43.9759 | 35.0963 | 1
0.56697 | 61.4679 | 1
32.2135 | -13.9517 | 1
59.4668 | 48.8604 | 1
68.7422 | 10.2562 | 1
4.1627 | 38.3159 | 1
73.328 | 38.2172 | 1
66.5536 | 56.7227 | 1
71.0223 | 36.4359 | 1
13.6122 | -8.7464 | 1
58.1758 | 22.6121 | 1
29.0036 | 40.3327 | 1
6.2838 | 16.8532 | 1
70.0404 | 38.1062 | 1
62.4097 | 6.806 | 1
48.1413 | -10.2301 | 1
39.8942 | 43.759 | 1
55.9159 | 69.254 | 1
69.5893 | -25.1264 | 1
45.609 | 1.6212 | 1
38.3783 | 20.1848 | 1
22.3741 | 3.7194 | 1
1.1745 | -16.0665 | 1
30.4172 | -13.9012 | 1
1.6156 | -20.7326 | 1
15.6802 | 29.1889 | 1
80.5667 | 48.9203 | 1
38.4837 | 33.1181 | 1
62.9151 | 37.4071 | 1
95.73 | -6.1564 | 1
78.0179 | -8.0721 | 1
4.0354 | 43.5133 | 1
46.1481 | -29.9142 | 1
38.4981 | -23.3288 | 1
81.0833 | 24.0635 | 1
78.8723 | 50.7956 | 1
30.7041 | -3.632 | 1
5.5512 | 64.3017 | 1
81.663 | 23.6938 | 1
42.9037 | -20.7481 | 1
53.7008 | -8.294 | 1
82.7965 | -4.4446 | 1
43.5846 | 0.94027 | 1
74.7198 | -21.5682 | 1
49.2619 | 16.3426 | 1
36.7026 | 67.3739 | 1
100.6647 | -1.2378 | 1
51.595 | -13.4283 | 1
15.1815 | -13.4006 | 1
60.6921 | 41.1552 | 1
89.695 | 53.7017 | 1
27.6777 | 35.383 | 1
43.7448 | 30.1623 | 1
18.4118 | 54.2547 | 1
26.4154 | 39.6715 | 1
15.0969 | -26.6011 | 1
5.0396 | -13.9842 | 1
18.15 | 19.5068 | 1
41.7289 | -21.5214 | 1
50.0669 | 67.6252 | 1
83.8053 | -22.9339 | 1
45.0193 | 29.0424 | 1
1.9265 | 46.8959 | 1
26.5899 | 7.1734 | 1
72.0821 | 45.7547 | 1
38.7942 | 56.9637 | 1
24.6809 | 2.734 | 1
97.6302 | -21.4568 | 1
14.1779 | 53.2385 | 1
60.9665 | -19.2702 | 1
78.3158 | 26.3595 | 1
73.8335 | 56.1037 | 1
46.6278 | 51.3872 | 1
7.9736 | -23.3684 | 1
45.4663 | 28.7867 | 1
92.8941 | 62.6243 | 1
15.8397 | -2.8296 | 1
55.4949 | 3.6424 | 1
57.2335 | 22.3093 | 1
42.1745 | 7.4541 | 1
7.1092 | -7.7534 | 1
29.5605 | -18.658 | 1
28.866 | 30.1352 | 1
23.6278 | 4.9186 | 1
28.7676 | 6.9791 | 1
42.0109 | -8.3673 | 1
72.9392 | -24.0182 | 1
43.5821 | -24.4959 | 1
54.856 | 0.70527 | 1
2.7443 | 2.433 | 1
73.8527 | 35.8461 | 1
77.7106 | 22.6039 | 1
42.6691 | 1.0728 | 1
61.3577 | -21.05 | 1
68.0921 | 3.8698 | 1
44.2317 | -15.5378 | 1
15.0253 | 55.3529 | 1
15.3436 | 63.936 | 1
18.5215 | 11.5495 | 1
50.567 | 41.0282 | 1
100.4251 | 49.7447 | 1
76.5912 | -26.967 | 1
80.2161 | 3.5071 | 1
16.544 | 7.0286 | 1
32.6672 | 36.0737 | 1
13.3143 | -1.5896 | 1
84.6894 | 34.9453 | 1
58.007 | -0.46265 | 1
44.2175 | -11.9245 | 1
80.1549 | 51.3413 | 1
28.1758 | -18.7759 | 1
44.4224 | 69.5005 | 1
47.8447 | -19.5901 | 1
59.5285 | 11.6157 | 1
73.6657 | -10.6521 | 1
30.2354 | 12.8296 | 1
10.4387 | 2.0681 | 1
67.7787 | 65.4633 | 1
78.8182 | 54.987 | 1
65.5549 | -23.9631 | 1
5.5546 | -2.0615 | 1
37.8404 | -28.3597 | 1
34.5956 | 48.1387 | 1
95.2058 | 45.1074 | 1
38.5794 | -9.8005 | 1
98.5274 | 6.6495 | 1
22.4441 | 55.3897 | 1
7.7533 | 38.5944 | 1
38.8311 | 69.4156 | 1
85.6686 | 22.2817 | 1
9.0462 | 48.801 | 1
30.2953 | -24.8044 | 1
33.6721 | -26.2378 | 1
23.6737 | 39.507 | 1
45.837 | 14.3818 | 1
53.3839 | -17.4591 | 1
2.9649 | 60.852 | 1
65.1518 | -6.0083 | 1
38.0478 | 46.3936 | 1
96.7399 | -3.1494 | 1
0.34578 | 38.9747 | 1
11.5911 | -2.9205 | 1
18.998 | 37.0049 | 1
2.01 | 29.5251 | 1
14.5446 | 28.5834 | 1
55.2572 | 45.9038 | 1
0.71294 | 22.5924 | 1
45.1205 | 67.9654 | 1
42.1067 | 23.5963 | 1
44.8396 | 60.4773 | 1
11.6573 | 33.5252 | 1
100.2804 | 19.4169 | 1
72.2544 | 53.3505 | 1
27.1189 | 9.145 | 1
94.32 | 27.5131 | 1
93.9691 | 47.0897 | 1
65.7869 | 15.6727 | 1
28.3474 | 64.0467 | 1
79.964 | -3.2086 | 1
98.6945 | 25.342 | 1
9.7951 | 26.0206 | 1
18.6633 | 27.4492 | 1
22.0351 | -26.5581 | 1
63.7116 | 3.759 | 1
92.5816 | 27.8253 | 1
33.2523 | -19.6193 | 1
4.1543 | 66.0893 | 1
91.4332 | -3.2134 | 1
78.5234 | 15.3649 | 1
95.2221 | -28.8869 | 1
33.7731 | 47.4441 | 1
27.3768 | 5.8552 | 1
43.5948 | 59.0988 | 1
51.675 | -7.0814 | 1
73.2557 | -24.8618 | 1
26.6931 | 65.0888 | 1
12.752 | 20.6939 | 1
65.6754 | -21.7219 | 1
23.0352 | 33.6775 | 1
53.7452 | 66.3009 | 1
27.1794 | 47.442 | 1
65.346 | 6.6765 | 1
34.9072 | 30.4459 | 1
18.5172 | -5.3949 | 1
75.3725 | -3.2273 | 1
76.8995 | 16.181 | 1
11.5034 | 2.467 | 1
69.1777 | 6.1845 | 1
91.8359 | 40.8241 | 1
71.1265 | 14.4631 | 1
10.5577 | 56.5405 | 1
18.8142 | 64.87 | 1
64.0873 | 67.0038 | 1
72.3891 | 34.4354 | 1
62.5793 | 40.784 | 1
9.1566 | -15.7405 | 1
25.6798 | 20.0991 | 1
67.334 | 59.1381 | 1
55.988 | -5.5533 | 1
39.6761 | 27.885 | 1
88.6434 | 24.3668 | 1
72.7587 | 54.2335 | 1
37.0167 | -3.3052 | 1
80.5008 | 9.6691 | 1
88.2989 | -16.7161 | 1
95.5704 | 11.0144 | 1
86.6919 | 64.4548 | 1
27.7395 | 7.0584 | 1
43.8252 | 58.1845 | 1
18.6716 | 25.9453 | 1
97.0203 | 23.5205 | 1
1.1747 | 53.3991 | 1
37.312 | -8.3519 | 1
36.2769 | 9.3381 | 1
39.9082 | 14.1902 | 1
7.6572 | -14.5683 | 1
42.4203 | -21.8158 | 1
23.5432 | -21.9046 | 1
69.0682 | 27.5878 | 1
95.3484 | 57.6027 | 1
33.9968 | 2.9319 | 1
98.0114 | -4.2804 | 1
44.2341 | 20.7204 | 1
34.247 | -2.3893 | 1
38.4115 | 9.3916 | 1
43.4724 | 27.3941 | 1
12.8507 | 9.0489 | 1
20.3359 | 9.2484 | 1
50.7122 | -29.5659 | 1
11.9044 | 15.4543 | 1
15.6916 | 13.6036 | 1
1.1381 | 59.5145 | 1
21.9459 | 46.9005 | 1
66.6193 | 65.7537 | 1
38.7486 | 55.457 | 1
20.0923 | -1.2089 | 1
26.7101 | 20.4842 | 1
19.3677 | 21.1417 | 1
25.2171 | 21.5432 | 1
39.9102 | 43.8378 | 1
45.6612 | 56.5586 | 1
80.8531 | 17.8002 | 1
5.814 | 44.8179 | 1
42.5128 | -1.4223 | 1
14.0697 | -22.0329 | 1
32.9118 | 50.0614 | 1
4.0495 | 48.152 | 1
94.8583 | 62.5627 | 1
36.9181 | 37.5345 | 1
29.3908 | 61.7364 | 1
41.3963 | 10.418 | 1
53.0973 | 20.9061 | 1
2.8373 | -12.6039 | 1
11.5726 | 17.1618 | 1
53.4141 | 14.8132 | 1
22.9161 | 51.5861 | 1
14.2658 | 21.6953 | 1
94.5778 | 24.9883 | 1
40.7384 | 7.6918 | 1
48.9206 | -4.5261 | 1
79.3988 | 34.9299 | 1
34.1464 | 0.086847 | 1
89.9053 | -26.4489 | 1
81.7833 | 46.7367 | 1
46.5841 | -21.773 | 1
69.5245 | -4.6442 | 1
97.8745 | 64.2137 | 1
69.5154 | 3.6861 | 1
35.7168 | -12.8346 | 1
7.6684 | 40.9762 | 1
26.721 | 13.0628 | 1
18.1061 | -14.4583 | 1
82.5347 | -2.4874 | 1
47.3682 | -26.6774 | 1
77.5815 | -10.1636 | 1
74.4384 | 13.2087 | 1
64.3605 | 28.907 | 1
89.3184 | 55.77 | 1
91.5258 | 22.3324 | 1
2.512 | 35.0034 | 1
2.5575 | 26.1144 | 1
66.1602 | 4.1565 | 1
70.0491 | 66.609 | 1
85.9763 | 47.3035 | 1
65.7786 | 61.4062 | 1
73.8817 | 60.4408 | 1
28.9017 | 1.9416 | 1
48.9119 | -15.7844 | 1
78.6128 | 50.2695 | 1
57.2638 | 8.7628 | 1
8.3215 | 63.1421 | 1
98.9164 | 47.0563 | 1
42.4385 | -5.1825 | 1
12.8164 | 35.9927 | 1
92.4676 | 69.1636 | 1
12.5774 | 50.6086 | 1
51.6489 | 16.6993 | 1
13.0928 | 7.1157 | 1
72.2979 | 5.6958 | 1
81.8611 | 36.2399 | 1
45.6348 | 57.261 | 1
83.5294 | 67.7285 | 1
65.5985 | 21.3433 | 1
35.2386 | 25.4732 | 1
44.9034 | 25.5929 | 1
47.1737 | 54.9833 | 1
41.9624 | 17.0574 | 1
78.2228 | -17.7797 | 1
61.5048 | 9.9496 | 1
15.4083 | 40.89 | 1
89.4282 | 27.0156 | 1
43.3806 | 52.3408 | 1
97.0934 | -7.5948 | 1
43.085 | 64.0069 | 1
27.2139 | 67.9044 | 1
43.7358 | 63.1753 | 1
29.0027 | 8.3149 | 1
32.1264 | -21.7472 | 1
24.7639 | -19.2842 | 1
28.2836 | 7.7824 | 1
63.2471 | -5.5075 | 1
69.5637 | 58.411 | 1
42.5908 | -22.524 | 1
39.4412 | 65.7763 | 1
51.6213 | 49.6256 | 1
97.5662 | 64.5931 | 1
22.1897 | -8.5825 | 1
80.6031 | -11.5294 | 1
39.7446 | 50.8183 | 1
37.2059 | 31.7302 | 1
42.8572 | 65.7371 | 1
73.3433 | 13.2128 | 1
64.5867 | 18.8562 | 1
46.9324 | 41.5253 | 1
74.5507 | -4.3676 | 1
93.2902 | 15.9579 | 1
54.2798 | 0.76159 | 1
58.8371 | 58.2423 | 1
50.1636 | -29.0084 | 1
99.2678 | 54.1185 | 1
62.3251 | 67.2718 | 1
41.6216 | 57.592 | 1
81.0174 | 66.2543 | 1
13.858 | 19.6168 | 1
49.664 | 63.2967 | 1
50.6987 | -12.3109 | 1
40.6744 | -28.6345 | 1
58.1821 | -26.9028 | 1
98.4656 | 4.6994 | 1
22.0524 | -9.7489 | 1
41.9928 | 3.5545 | 1
92.6073 | 57.6878 | 1
48.1765 | 61.233 | 1
15.6678 | 30.4892 | 1
31.998 | 55.3711 | 1
40.8222 | 55.9538 | 1
8.9101 | 69.6475 | 1
83.7597 | 66.9736 | 1
58.5148 | 61.476 | 1
63.6359 | 6.9078 | 1
24.7742 | -21.4986 | 1
82.3389 | 18.7566 | 1
80.4866 | 39.961 | 1
87.0124 | -3.9578 | 1
62.1734 | -23.6647 | 1
65.5273 | 7.13 | 1
44.1713 | 17.418 | 1
82.4253 | 45.4132 | 1
96.8189 | -9.6589 | 1
11.2757 | 59.2367 | 1
25.0126 | 64.5679 | 1
97.1101 | 12.0263 | 1
60.2003 | 52.0918 | 1
13.4267 | -3.5927 | 1
35.2324 | 61.9276 | 1
12.5949 | 14.7133 | 1
20.4481 | 68.834 | 1
26.6136 | 55.0451 | 1
64.6093 | 33.7726 | 1
47.3705 | -2.1131 | 1
90.4852 | -12.6359 | 1
47.3778 | 12.4024 | 1
97.7042 | 22.5327 | 1
36.9575 | 19.7221 | 1
11.4496 | 43.8456 | 1
63.3169 | 28.7124 | 1
53.0098 | -25.4777 | 1
54.462 | 0.67144 | 1
26.4634 | -4.8439 | 1
38.6471 | -21.3942 | 1
37.4034 | 48.302 | 1
2.9425 | 3.2591 | 1
70.7884 | -26.5554 | 1
61.3544 | -12.904 | 1
44.0546 | 49.91 | 1
100.6071 | 36.255 | 1
91.0651 | -19.523 | 1
73.8659 | 19.5284 | 1
73.8721 | 30.8291 | 1
56.3995 | 35.1075 | 1
35.9945 | 58.8942 | 1
5.7135 | -22.7855 | 1
37.8697 | 13.5492 | 1
5.213 | 3.7329 | 1
48.347 | 2.3838 | 1
2.0523 | 8.0582 | 1
82.6987 | 21.4807 | 1
70.6098 | -20.0442 | 1
6.4388 | 67.5325 | 1
68.6336 | 30.6654 | 1
49.6166 | 15.3876 | 1
33.521 | -6.1062 | 1
73.5549 | -10.4007 | 1
0.64067 | 4.4482 | 1
85.6257 | 17.9909 | 1
90.9176 | -17.8235 | 1
2.2465 | 2.7464 | 1
16.2411 | 26.7844 | 1
28.4625 | 2.9179 | 1
67.1119 | 67.0271 | 1
22.3395 | -24.3763 | 1
68.0841 | -17.0504 | 1
92.7141 | 2.5991 | 1
42.697 | -16.7562 | 1
59.2683 | -0.08502 | 1
24.8752 | -6.6466 | 1
57.1683 | -20.6298 | 1
44.1478 | -2.9196 | 1
4.3568 | 10.5113 | 1
28.2803 | 28.8394 | 1
68.5267 | 25.8167 | 1
83.3943 | -4.0906 | 1
79.9759 | -9.6081 | 1
47.8014 | 62.8814 | 1
49.0045 | 50.3129 | 1
65.7743 | 55.1594 | 1
84.1172 | -26.1824 | 1
56.3169 | 63.4426 | 1
33.2969 | 33.7714 | 1
31.2611 | -0.81195 | 1
88.7154 | 65.112 | 1
71.7864 | -24.2874 | 1
99.1675 | 29.2438 | 1
94.2446 | 12.027 | 1
22.4079 | 44.9364 | 1
66.522 | 42.7118 | 1
47.3334 | 20.9245 | 1
18.8002 | 58.9726 | 1
50.4432 | -2.6523 | 1
31.9076 | 3.8338 | 1
75.5579 | 58.1064 | 1
20.3312 | 48.816 | 1
90.7296 | 8.502 | 1
21.8348 | 52.6741 | 1
20.3088 | 25.4988 | 1
70.5683 | 31.4841 | 1
10.9611 | -3.2456 | 1
3.1185 | -19.1879 | 1
53.9071 | 34.0439 | 1
57.5894 | 50.4034 | 1
60.786 | 69.677 | 1
41.4802 | 25.6604 | 1
40.5352 | -9.3027 | 1
12.5614 | 53.1215 | 1
100.4189 | 10.1961 | 1
45.8846 | 36.7642 | 1
19.2037 | 13.0742 | 1
70.3266 | 6.0223 | 1
82.4776 | -18.722 | 1
40.0119 | -25.5387 | 1
62.6993 | 54.8261 | 1
58.0965 | 3.3204 | 1
10.4762 | 38.6372 | 1
92.0361 | 37.2057 | 1
3.1186 | 57.3981 | 1
49.0502 | 34.3714 | 1
32.1648 | -12.1198 | 1
55.5386 | 67.8766 | 1
35.68 | 13.9764 | 1
23.8861 | 50.0064 | 1
44.8864 | 27.6061 | 1
87.8334 | 4.6033 | 1
96.2874 | 36.2183 | 1
19.4175 | 16.3377 | 1
29.0477 | 67.6366 | 1
69.8609 | 53.8621 | 1
10.2142 | 11.0552 | 1
23.8372 | 44.3992 | 1
56.0086 | 48.9245 | 1
13.4822 | 31.4633 | 1
89.9136 | 36.8832 | 1
42.8329 | 45.5121 | 1
97.2562 | -26.5246 | 1
31.255 | -7.3176 | 1
46.2642 | 23.786 | 1
68.9307 | -24.2514 | 1
8.6284 | -19.4008 | 1
25.207 | 52.7095 | 1
0.95165 | 5.1474 | 1
25.3055 | 35.3789 | 1
91.2444 | 39.4387 | 1
41.5215 | 6.9406 | 1
49.839 | 34.1495 | 1
75.6683 | 10.1488 | 1
72.0861 | -17.1935 | 1
73.1417 | -23.8867 | 1
69.3092 | -29.7496 | 1
21.9056 | 52.531 | 1
21.4113 | -16.5817 | 1
93.4092 | 5.7145 | 1
36.3091 | 40.5532 | 1
80.1019 | -4.5702 | 1
40.0458 | -28.4546 | 1
42.9535 | 60.7526 | 1
18.4928 | 59.057 | 1
96.4386 | -6.1742 | 1
93.3387 | 9.3577 | 1
82.3575 | -25.7441 | 1
44.7969 | 1.8494 | 1
82.4252 | -3.7662 | 1
57.1955 | 16.8074 | 1
1.9908 | 66.9404 | 1
38.3227 | 57.9752 | 1
18.3121 | 20.3619 | 1
54.7762 | 50.8659 | 1
16.9642 | -7.1648 | 1
44.8586 | 36.7289 | 1
71.2116 | -0.41191 | 1
14.7808 | 52.1657 | 1
35.2866 | 24.637 | 1
22.3993 | 21.1454 | 1
45.3266 | -11.8976 | 1
77.2826 | -12.853 | 1
64.1318 | 10.8875 | 1
4.9938 | -4.2755 | 1
64.7749 | -17.0589 | 1
66.7737 | 7.4251 | 1
47.9572 | 12.7556 | 1
43.0659 | 28.4551 | 1
78.0008 | -20.6134 | 1
31.2919 | 21.3449 | 1
22.7791 | 7.6217 | 1
34.8416 | 26.3311 | 1
1.7305 | 36.5609 | 1
66.8848 | -13.9889 | 1
6.609 | 25.2966 | 1
51.7593 | 24.6155 | 1
39.402 | -1.7244 | 1
60.1608 | 4.0905 | 1
42.9065 | -5.5925 | 1
35.5241 | 52.6083 | 1
34.9607 | 40.9955 | 1
61.6596 | 48.4858 | 1
24.9806 | 26.7121 | 1
82.936 | 45.2063 | 1
74.9527 | 39.3297 | 1
24.1063 | -22.506 | 1
6.3037 | -7.217 | 1
49.9711 | 16.5564 | 1
30.3196 | 33.99 | 1
11.4746 | 45.7254 | 1
37.582 | 17.5618 | 1
38.699 | 56.8143 | 1
97.6696 | -2.1219 | 1
54.3962 | 65.227 | 1
16.9543 | -21.2329 | 1
43.3185 | -7.6843 | 1
0.8244 | 67.6912 | 1
32.7252 | 31.5313 | 1
52.7641 | 35.8337 | 1
87.7597 | -7.6525 | 1
93.0933 | 32.5239 | 1
21.5283 | 63.6302 | 1
72.6038 | 13.811 | 1
91.6066 | 62.7678 | 1
40.8577 | 21.1465 | 1
86.323 | 34.7468 | 1
78.4032 | 47.2168 | 1
62.1118 | 14.6305 | 1
22.3042 | -10.1887 | 1
83.8745 | 36.2182 | 1
50.7521 | 24.7403 | 1
2.4462 | 0.90846 | 1
97.776 | 58.0199 | 1
80.3879 | 27.9061 | 1
98.5358 | 48.9039 | 1
63.6308 | 11.4998 | 1
77.1255 | 36.1922 | 1
52.1718 | -22.9734 | 1
1.1605 | 29.0279 | 1
3.7986 | -13.1966 | 1
79.638 | 34.0892 | 1
26.4242 | 69.268 | 1
70.5371 | 55.4592 | 1
85.0904 | 21.758 | 1
19.7893 | 56.8208 | 1
0.76216 | 18.2249 | 1
2.8923 | -10.9211 | 1
51.4326 | 8.2304 | 1
4.1727 | 15.2686 | 1
97.7394 | -23.5139 | 1
87.8312 | -27.0995 | 1
52.1254 | -2.2 | 1
27.8889 | 39.1349 | 1
34.9047 | 30.3751 | 1
24.46 | 53.4769 | 1
32.3071 | 22.8808 | 1
55.0666 | 4.1076 | 1
53.2741 | 56.9846 | 1
73.6039 | -13.4218 | 1
54.235 | 56.7898 | 1
51.2129 | -20.9033 | 1
65.2386 | 25.9657 | 1
61.7165 | -18.0203 | 1
14.4377 | 19.4299 | 1
79.9058 | 7.7047 | 1
46.1833 | 64.3233 | 1
63.171 | 24.7881 | 1
59.0686 | -12.2267 | 1
50.5815 | 42.5972 | 1
25.5789 | 51.4429 | 1
28.3104 | 42.9121 | 1
29.0364 | 20.9101 | 1
88.3979 | 53.9099 | 1
85.5888 | -24.8276 | 1
59.0759 | -10.6978 | 1
14.0033 | -22.7695 | 1
50.8834 | -19.6912 | 1
2.0697 | -23.2952 | 1
25.4013 | 33.5335 | 1
56.4816 | 22.8462 | 1
45.7779 | 66.7724 | 1
92.4709 | 0.45011 | 1
94.5317 | -16.9138 | 1
8.667 | 45.7067 | 1
76.7951 | 19.092 | 1
60.8854 | 38.9619 | 1
41.4515 | -23.0638 | 1
9.6154 | 4.3538 | 1
48.8722 | -6.4408 | 1
53.9464 | 0.95687 | 1
55.112 | 64.8243 | 1
19.6935 | 10.562 | 1
72.0334 | 30.5727 | 1
80.3432 | 39.4215 | 1
49.6839 | 51.5259 | 1
35.9775 | -27.9381 | 1
90.308 | 28.3602 | 1
52.0131 | 66.6126 | 1
3.752 | 22.3536 | 1
92.6397 | -25.2536 | 1
62.2822 | -0.25331 | 1
67.3001 | 13.4008 | 1
100.8319 | 5.2281 | 1
94.2321 | 57.9768 | 1
69.2951 | -18.1119 | 1
68.724 | 1.8067 | 1
72.2777 | 37.5471 | 1
17.0765 | -18.2198 | 1
33.5411 | 26.8666 | 1
78.5 | 23.725 | 1
37.709 | 9.3414 | 1
10.9295 | 62.8261 | 1
15.736 | 12.5558 | 1
53.2085 | -24.0533 | 1
86.9255 | 32.3505 | 1
65.1803 | 33.4477 | 1
69.4557 | 50.6934 | 1
53.4988 | 34.1719 | 1
27.2219 | 5.9781 | 1
93.3297 | 46.6324 | 1
94.6379 | 46.4522 | 1
49.1704 | 18.267 | 1
87.4877 | 54.0715 | 1
43.4255 | -3.8177 | 1
82.2677 | 57.3482 | 1
61.5634 | 45.6066 | 1
19.4771 | 9.0253 | 1
50.0289 | 30.8343 | 1
56.4376 | -13.1271 | 1
9.7337 | 34.345 | 1
38.2687 | 34.3339 | 1
95.8443 | 55.934 | 1
45.1395 | 32.9798 | 1
32.299 | -4.3594 | 1
43.9682 | 60.3547 | 1
39.82 | 13.6612 | 1
4.9999 | 48.574 | 1
71.3697 | 38.3916 | 1
61.6023 | -7.766 | 1
92.256 | 52.9519 | 1
78.5234 | -1.7349 | 1
86.4116 | 48.0435 | 1
57.2472 | -6.4783 | 1
57.1375 | 64.3309 | 1
70.9261 | 48.5258 | 1
60.5105 | 64.8539 | 1
35.2751 | -26.2816 | 1
87.8655 | 66.8802 | 1
94.0134 | 46.4601 | 1
10.8998 | 50.9899 | 1
54.7599 | 46.1137 | 1
59.8383 | 39.2034 | 1
28.0162 | -2.3313 | 1
76.3903 | 20.8591 | 1
54.3059 | 5.9617 | 1
34.6664 | -11.6193 | 1
47.7964 | -23.4008 | 1
99.8834 | 6.6426 | 1
66.0858 | -0.10988 | 1
22.9394 | -9.1417 | 1
62.9844 | 28.156 | 1
94.6019 | 24.7054 | 1
98.5741 | -19.1602 | 1
80.0036 | 42.2062 | 1
6.5857 | 57.4546 | 1
6.3408 | -3.7102 | 1
25.2967 | 8.4253 | 1
24.8771 | -20.8668 | 1
80.4313 | -1.5994 | 1
37.3649 | -2.1496 | 1
45.0979 | 50.8986 | 1
16.5758 | -8.4861 | 1
57.0084 | 16.3378 | 1
68.7536 | 57.829 | 1
19.3497 | -2.6984 | 1
84.9462 | -29.2255 | 1
63.6758 | 62.2628 | 1
17.6698 | 12.5916 | 1
76.7296 | -12.2792 | 1
90.604 | 46.8255 | 1
32.3021 | 19.0598 | 1
35.8793 | 21.473 | 1
10.7308 | 0.49293 | 1
3.8669 | -11.8282 | 1
57.9394 | 50.8911 | 1
71.5611 | -22.3884 | 1
53.4485 | 28.2908 | 1
93.2205 | 30.8509 | 1
82.7676 | 29.6057 | 1
72.8613 | 14.3422 | 1
31.8163 | 45.6271 | 1
72.0983 | 47.7283 | 1
12.111 | 7.0705 | 1
43.186 | 21.9471 | 1
45.6602 | 26.0837 | 1
95.0139 | 29.5753 | 1
88.5101 | 57.7212 | 1
10.2765 | -29.4736 | 1
59.6156 | 67.0585 | 1
91.3735 | 39.7833 | 1
6.0995 | 54.958 | 1
45.549 | -22.65 | 1
16.8756 | -15.7658 | 1
74.4645 | 63.2387 | 1
31.5726 | -24.8036 | 1
81.883 | 6.0574 | 1
66.1659 | 47.4656 | 1
22.0685 | 9.2795 | 1
60.8698 | -25.2911 | 1
29.7836 | 15.8311 | 1
43.3278 | -15.9599 | 1
26.3806 | 10.6512 | 1
20.0841 | 5.3435 | 1
100.9965 | 53.1112 | 1
27.2805 | -17.1565 | 1
67.4083 | 49.4479 | 1
59.7549 | 27.0938 | 1
86.9083 | 51.7761 | 1
31.4832 | 6.4869 | 1
12.8582 | 64.0257 | 1
0.43583 | -12.0227 | 1
28.6781 | 2.6061 | 1
16.306 | 53.7875 | 1
98.8218 | 37.9378 | 1
40.5264 | 19.7787 | 1
43.7299 | 49.2004 | 1
79.7624 | -3.9773 | 1
66.0683 | 68.3633 | 1
85.3052 | 46.8476 | 1
99.1728 | -29.5718 | 1
24.8933 | -13.6331 | 1
8.584 | 7.0708 | 1
93.1621 | -21.4718 | 1
23.3854 | 18.7024 | 1
20.8927 | 22.8865 | 1
78.6468 | 52.3042 | 1
40.4625 | -12.6524 | 1
12.8629 | 60.3379 | 1
12.0421 | 22.148 | 1
48.6268 | 42.0174 | 1
40.737 | 21.2165 | 1
88.4223 | 56.2956 | 1
23.1192 | 27.1955 | 1
7.1989 | 28.342 | 1
64.588 | 57.3732 | 1
63.7204 | 64.8086 | 1
39.1901 | 13.7253 | 1
93.9729 | 17.6385 | 1
11.1282 | -9.2865 | 1
43.9161 | 6.5321 | 1
3.3424 | 55.4602 | 1
63.3462 | -18.989 | 1
46.8241 | 66.9158 | 1
76.0996 | 1.4597 | 1
81.6316 | 58.3541 | 1
62.3054 | 62.9096 | 1
99.2476 | -17.5608 | 1
33.9134 | 24.6053 | 1
82.1678 | 40.9601 | 1
45.2508 | -1.6606 | 1
1.6683 | 20.5491 | 1
76.1435 | -29.5392 | 1
30.8026 | 4.2102 | 1
48.3689 | 48.3637 | 1
100.8127 | -7.1853 | 1
45.3377 | 47.2523 | 1
97.3332 | 57.3525 | 1
56.7205 | -18.2271 | 1
52.9672 | 69.1236 | 1
59.1078 | 57.1539 | 1
38.8813 | 8.0746 | 1
86.2745 | 68.8948 | 1
69.7896 | -11.2552 | 1
69.9069 | 52.1783 | 1
60.8755 | 52.9726 | 1
87.4023 | 8.6663 | 1
7.0604 | -15.7997 | 1
28.3977 | 26.553 | 1
82.5506 | 53.6463 | 1
87.3796 | 2.0165 | 1
5.1119 | 20.7155 | 1
2.1412 | 23.7913 | 1
37.2296 | -24.429 | 1
59.7548 | -22.0739 | 1
62.0145 | 65.4701 | 1
68.4555 | -1.5604 | 1
70.1504 | 33.5638 | 1
5.4912 | 2.272 | 1
85.2639 | -1.6728 | 1
97.5517 | -26.4416 | 1
4.0514 | -13.9028 | 1
33.8952 | 1.4005 | 1
88.8909 | 14.2299 | 1
9.2919 | 37.3514 | 1
59.4479 | 16.4404 | 1
61.0197 | 41.9005 | 1
34.2105 | 56.0179 | 1
42.5614 | -6.8667 | 1
89.8202 | -15.4745 | 1
92.7669 | 54.3515 | 1
81.5702 | -28.4412 | 1
18.5294 | 63.0105 | 1
13.6673 | 48.3521 | 1
98.5474 | -11.7458 | 1
71.466 | 69.8179 | 1
58.1035 | 41.5091 | 1
8.0642 | 27.4313 | 1
47.026 | 48.4044 | 1
22.9022 | -14.1801 | 1
60.1746 | 2.5107 | 1
12.3436 | -25.414 | 1
31.3887 | 0.051728 | 1
30.8148 | 35.7863 | 1
9.3505 | 36.5111 | 1
87.8035 | 52.3234 | 1
35.2992 | 57.1961 | 1
54.4832 | 20.0835 | 1
54.5864 | 24.097 | 1
8.0943 | -11.0837 | 1
52.7897 | -0.73599 | 1
0.78671 | 49.5735 | 1
5.8945 | -24.1303 | 1
52.0505 | -12.8325 | 1
6.6945 | -3.5108 | 1
26.0422 | 42.9778 | 1
43.0654 | -6.3878 | 1
85.1121 | -27.3279 | 1
49.3566 | 68.2968 | 1
16.4532 | 19.3139 | 1
34.4433 | -27.127 | 1
75.0076 | 15.9714 | 1
33.9458 | -7.104 | 1
89.3762 | -21.5318 | 1
45.4399 | -26.6624 | 1
69.6344 | 31.6955 | 1
5.4316 | 39.7524 | 1
15.9436 | -7.9047 | 1
45.4156 | 68.6852 | 1
2.9886 | 12.3126 | 1
2.0058 | 65.8074 | 1
78.9117 | -8.7951 | 1
18.2184 | -11.5198 | 1
13.8717 | 53.2912 | 1
61.1967 | 22.2299 | 1
38.3617 | -14.273 | 1
27.0484 | 34.6129 | 1
92.1433 | 69.5472 | 1
38.1776 | -6.9971 | 1
54.44 | 61.6741 | 1
88.0594 | 18.5265 | 1
89.5915 | -26.3693 | 1
88.0988 | -29.7789 | 1
93.3001 | -12.5218 | 1
25.3131 | -24.9969 | 1
34.4687 | -0.05989 | 1
48.0921 | 68.2725 | 1
14.7666 | -7.8339 | 1
83.6778 | 18.887 | 1
81.4203 | 16.2361 | 1
2.6151 | 39.8097 | 1
85.5868 | 67.0175 | 1
99.0407 | 41.6572 | 1
12.4086 | 37.2177 | 1
49.907 | 2.8509 | 1
71.3183 | 45.5676 | 1
48.067 | 12.5243 | 1
11.5635 | 13.6838 | 1
79.2009 | 0.96349 | 1
7.2177 | -7.721 | 1
99.1745 | -9.5257 | 1
13.567 | -17.4941 | 1
83.2247 | 32.7373 | 1
19.5488 | 62.0321 | 1
91.0781 | 35.7404 | 1
62.5078 | 15.8502 | 1
68.8263 | 29.9275 | 1
33.3034 | -22.1074 | 1
12.1697 | 50.9369 | 1
82.753 | 64.6106 | 1
96.5701 | -26.1185 | 1
27.3015 | -5.6923 | 1
14.4596 | 9.8868 | 1
70.4868 | -26.6633 | 1
27.8928 | 30.5805 | 1
66.7144 | -13.817 | 1
4.1601 | 29.101 | 1
93.549 | -8.8966 | 1
69.4109 | 54.8304 | 1
90.8605 | 39.4347 | 1
36.2052 | 68.9806 | 1
15.8122 | -27.733 | 1
12.4949 | -7.5913 | 1
26.942 | 6.4594 | 1
72.4961 | 20.7967 | 1
100.6999 | 21.8325 | 1
4.6422 | 40.4068 | 1
16.6362 | 58.7252 | 1
84.3556 | -9.0013 | 1
79.013 | 44.5416 | 1
37.648 | -23.3767 | 1
55.7241 | 4.8815 | 1
0.95753 | -7.247 | 1
63.6228 | 20.4857 | 1
2.78 | -10.7329 | 1
37.3747 | -22.731 | 1
38.9344 | 67.6608 | 1
87.0483 | 58.5862 | 1
1.3866 | -19.0756 | 1
17.0194 | -3.5288 | 1
39.1077 | -15.0139 | 1
22.5752 | 17.5436 | 1
53.843 | -25.8162 | 1
67.2558 | 44.9021 | 1
41.7186 | 54.1959 | 1
68.0203 | 58.3237 | 1
97.1471 | 31.709 | 1
48.0466 | 4.4986 | 1
90.5424 | 38.5799 | 1
25.4588 | 61.3303 | 1
29.5033 | 46.9484 | 1
19.8459 | 38.6976 | 1
49.6879 | 65.2117 | 1
9.6005 | 60.4498 | 1
12.5981 | 17.6402 | 1
43.4582 | 8.9906 | 1
72.6019 | -16.2953 | 1
71.2571 | -8.3765 | 1
78.7119 | -7.7413 | 1
44.5785 | 62.717 | 1
42.4079 | 35.9425 | 1
7.4734 | 16.1386 | 1
66.636 | -9.3342 | 1
78.3746 | -13.7141 | 1
12.6396 | 69.1137 | 1
20.4076 | -10.361 | 1
45.2357 | 57.4402 | 1
14.5514 | -14.8743 | 1
6.428 | -9.2443 | 1
42.4744 | 13.6719 | 1
9.6453 | 43.5767 | 1
41.0755 | -5.5047 | 1
77.7563 | -20.1943 | 1
49.483 | 29.9964 | 1
93.762 | 63.0209 | 1
82.2853 | 4.5881 | 1
60.9727 | 19.9394 | 1
14.9192 | 16.465 | 1
82.5699 | 4.0545 | 1
39.4779 | -5.2761 | 1
69.4848 | 68.2334 | 1
66.0006 | -5.3898 | 1
26.926 | 43.9186 | 1
49.7246 | 52.7024 | 1
92.0814 | -6.9403 | 1
16.2448 | -6.9034 | 1
51.973 | -13.7816 | 1
82.923 | 60.0694 | 1
10.6385 | -23.7174 | 1
85.8551 | 52.0424 | 1
60.1997 | -16.8274 | 1
50.5793 | 64.829 | 1
93.8823 | -8.3332 | 1
92.8734 | 49.2709 | 1
23.5111 | -22.8244 | 1
18.2081 | 10.2572 | 1
73.991 | 50.5537 | 1
66.8598 | -26.2458 | 1
41.7745 | 2.1726 | 1
32.4952 | 0.38709 | 1
71.2938 | 60.9197 | 1
78.3979 | 7.1481 | 1
39.2801 | -29.1535 | 1
42.1585 | 21.9845 | 1
6.4299 | 64.0759 | 1
43.8884 | 50.2896 | 1
53.3759 | 22.9298 | 1
52.2422 | 38.4775 | 1
67.3823 | 21.3663 | 1
92.1815 | -18.8848 | 1
12.4278 | 28.0117 | 1
66.6479 | 43.9207 | 1
60.4972 | 59.5827 | 1
72.2469 | -22.3976 | 1
64.9959 | 5.9999 | 1
28.7467 | -18.868 | 1
62.4038 | -18.1108 | 1
55.4901 | -24.6316 | 1
72.0855 | 0.1076 | 1
65.8941 | 10.2413 | 1
16.9482 | -27.6526 | 1
74.5788 | 33.6098 | 1
45.0757 | 14.9545 | 1
17.7479 | -18.8323 | 1
100.6922 | 12.6671 | 1
63.4448 | 38.701 | 1
95.0167 | -9.233 | 1
85.8963 | -24.7493 | 1
86.0369 | 30.2849 | 1
81.8599 | -17.5004 | 1
93.4645 | 43.1104 | 1
67.229 | 59.293 | 1
31.314 | 19.3601 | 1
93.5952 | 17.61 | 1
73.8915 | 2.186 | 1
18.1693 | 16.7657 | 1
6.5771 | -5.5694 | 1
45.4299 | 53.3968 | 1
19.8989 | 36.2508 | 1
43.172 | 13.8948 | 1
16.605 | 44.4279 | 1
14.096 | -6.7877 | 1
68.0719 | 3.7386 | 1
20.5494 | 21.2791 | 1
33.2822 | 60.9728 | 1
48.3517 | 37.7896 | 1
100.4293 | 23.8609 | 1
72.3215 | 16.8721 | 1
59.9868 | 8.7338 | 1
10.4718 | 53.2553 | 1
40.66 | 15.6976 | 1
19.6492 | 56.0445 | 1
31.8688 | -15.2972 | 1
98.8043 | 57.3732 | 1
0.29453 | 20.9661 | 1
88.3312 | 13.0849 | 1
60.4014 | 59.9743 | 1
95.1432 | 35.2922 | 1
46.4439 | -9.5657 | 1
5.3154 | 26.9765 | 1
10.2618 | 2.5939 | 1
49.1896 | 69.9658 | 1
22.3381 | -15.4602 | 1
78.9648 | 47.9081 | 1
53.4309 | 11.625 | 1
75.3011 | -20.4261 | 1
88.8794 | 62.5836 | 1
39.9491 | 38.6252 | 1
4.778 | -14.0255 | 1
55.3915 | 52.6025 | 1
38.9649 | 26.8153 | 1
79.6543 | -24.4822 | 1
52.2957 | 41.5975 | 1
36.2185 | 64.8019 | 1
42.2516 | 35.64 | 1
89.7682 | -26.2998 | 1
20.4597 | 54.1646 | 1
10.0069 | -1.6347 | 1
54.7505 | -2.4486 | 1
24.7503 | 45.2421 | 1
94.2261 | 60 | 1
36.7215 | -13.4893 | 1
9.5524 | 67.2409 | 1
5.4137 | 32.4796 | 1
74.5907 | 27.6225 | 1
72.2616 | 56.2559 | 1
81.1402 | 69.018 | 1
40.603 | 33.7264 | 1
79.5077 | 11.0092 | 1
78.97 | 59.8897 | 1
85.7636 | 69.3655 | 1
43.5928 | 55.4427 | 1
35.6752 | 30.4972 | 1
95.2996 | 12.131 | 1
49.5144 | -3.8445 | 1
32.6108 | 64.357 | 1
30.6734 | 35.202 | 1
41.7199 | 11.1657 | 1
16.2461 | 7.088 | 1
5.5665 | -20.4539 | 1
13.4355 | -6.7559 | 1
39.6042 | 32.5328 | 1
61.9338 | -3.5195 | 1
77.4775 | 26.7431 | 1
75.5338 | 3.116 | 1
63.6146 | 48.6545 | 1
4.8316 | -2.5867 | 1
51.6898 | 26.4027 | 1
69.683 | 6.4912 | 1
43.4312 | -7.4738 | 1
21.0634 | -19.5353 | 1
4.8275 | 48.769 | 1
92.316 | 49.6461 | 1
77.719 | 32.9355 | 1
49.0207 | -10.2063 | 1
97.6162 | 24.0053 | 1
32.1447 | -6.9236 | 1
11.8889 | -25.9049 | 1
73.6813 | -7.9671 | 1
7.683 | 26.5681 | 1
38.6512 | 55.344 | 1
25.0247 | -23.8906 | 1
40.4229 | -19.1593 | 1
96.9816 | 41.0066 | 1
18.5221 | -23.3733 | 1
28.4904 | 38.9891 | 1
26.2376 | 8.353 | 1
13.4628 | -11.5896 | 1
46.2868 | 48.2743 | 1
6.6422 | -4.718 | 1
100.0221 | 38.2302 | 1
76.4845 | 22.4994 | 1
40.3256 | 9.5468 | 1
59.5514 | 5.1366 | 1
26.3016 | -4.1563 | 1
75.9613 | 58.6445 | 1
16.5316 | 60.665 | 1
35.2993 | 29.5873 | 1
33.0964 | 2.7184 | 1
72.5376 | 4.4878 | 1
78.7195 | 45.1606 | 1
29.3894 | -9.3745 | 1
24.5582 | 47.1285 | 1
40.5454 | 47.0917 | 1
82.2834 | 7.9336 | 1
47.5193 | 7.7844 | 1
61.5132 | -4.7133 | 1
52.4282 | 26.2052 | 1
78.7562 | 20.9533 | 1
10.732 | 19.6483 | 1
39.2458 | -3.862 | 1
66.7688 | 24.6824 | 1
3.3492 | 4.0906 | 1
29.5941 | 61.9931 | 1
5.621 | 36.1199 | 1
10.9834 | 34.5116 | 1
86.4124 | 27.052 | 1
43.9907 | 55.1406 | 1
72.8544 | 27.1903 | 1
45.0108 | 35.5287 | 1
42.1025 | 36.4788 | 1
81.6566 | 68.2077 | 1
96.8295 | 52.4007 | 1
46.0274 | 5.2552 | 1
46.9889 | 19.0484 | 1
76.4055 | 62.4117 | 1
32.8657 | 26.3465 | 1
0.77585 | -27.8792 | 1
20.5093 | 16.9714 | 1
24.1894 | 24.9309 | 1
62.6016 | 44.8329 | 1
94.8213 | 69.2328 | 1
61.3877 | 67.0378 | 1
15.1173 | 57.9769 | 1
84.3497 | 53.4647 | 1
83.955 | -10.7747 | 1
45.4917 | -10.2189 | 1
82.8779 | -5.852 | 1
70.1986 | -9.8931 | 1
46.7684 | 59.8642 | 1
82.7781 | -18.0226 | 1
78.0175 | 66.9347 | 1
97.692 | 30.273 | 1
36.2603 | 66.2551 | 1
91.4407 | -20.6194 | 1
82.5336 | 22.7239 | 1
0.14251 | 35.0156 | 1
90.5145 | 9.0067 | 1
94.6643 | -20.3813 | 1
31.7716 | 8.3765 | 1
52.631 | -6.4356 | 1
32.3476 | 29.279 | 1
29.1605 | -11.5522 | 1
6.2572 | 1.1053 | 1
94.1223 | 53.2019 | 1
8.8448 | 7.1693 | 1
13.1883 | 23.7214 | 1
98.5465 | 53.523 | 1
43.9833 | 66.7304 | 1
21.0032 | 40.5673 | 1
92.4825 | -6.0758 | 1
37.2101 | 64.9903 | 1
8.1163 | -18.1345 | 1
79.0813 | -7.611 | 1
29.6563 | 29.4167 | 1
85.9775 | 62.089 | 1
89.3156 | 0.36151 | 1
19.0317 | -16.9776 | 1
7.4563 | 28.8535 | 1
87.8638 | 52.2129 | 1
68.5438 | 44.9803 | 1
56.8184 | 30.3039 | 1
74.3075 | 16.3081 | 1
58.038 | 32.8434 | 1
63.8021 | -4.231 | 1
11.0682 | 50.2382 | 1
65.7001 | 5.9805 | 1
17.3827 | -11.5294 | 1
17.6123 | 5.3649 | 1
50.6203 | 12.1003 | 1
26.9877 | 20.7741 | 1
60.6322 | 57.4162 | 1
97.7905 | -12.6767 | 1
47.4924 | 53.1019 | 1
1.5329 | 5.3098 | 1
24.5617 | 10.4431 | 1
63.6768 | 51.3743 | 1
4.1756 | 61.8118 | 1
60.6643 | -0.97528 | 1
11.9424 | -12.6906 | 1
41.2269 | 57.6167 | 1
59.8297 | 66.3275 | 1
44.7612 | 52.3051 | 1
85.6569 | 6.6261 | 1
50.9843 | -24.0703 | 1
24.1346 | 32.8825 | 1
29.394 | 60.6703 | 1
59.1764 | -21.2334 | 1
30.2699 | -27.3393 | 1
54.4794 | 45.457 | 1
58.127 | 3.7903 | 1
69.3148 | -17.7403 | 1
38.0143 | 50.8502 | 1
4.9101 | -27.9393 | 1
47.4805 | 58.4494 | 1
19.92 | 59.862 | 1
3.4123 | 23.4402 | 1
24.6262 | 25.6929 | 1
9.1938 | 33.8813 | 1
59.2709 | 61.5233 | 1
62.2351 | 35.6067 | 1
64.7682 | -11.4155 | 1
28.9674 | -15.2152 | 1
100.3488 | 43.9886 | 1
58.1148 | -1.1907 | 1
53.2364 | -17.9574 | 1
88.9921 | -7.0152 | 1
59.2742 | -4.7 | 1
53.9909 | 12.394 | 1
66.7997 | 59.2717 | 1
57.236 | -9.3364 | 1
8.0908 | 64.4716 | 1
72.8319 | 51.4439 | 1
42.6238 | -7.6895 | 1
87.4837 | 45.9741 | 1
59.8007 | -18.3307 | 1
94.3723 | -28.405 | 1
90.3576 | -17.7654 | 1
35.6841 | -13.2934 | 1
87.4412 | -13.4041 | 1
99.7762 | 12.4057 | 1
25.6388 | -7.386 | 1
88.308 | 67.6911 | 1
45.7032 | 58.9699 | 1
84.0527 | 7.7675 | 1
16.8433 | 54.1628 | 1
81.3519 | 4.4105 | 1
14.6062 | -0.81908 | 1
20.4154 | 48.2979 | 1
11.0865 | 1.1953 | 1
76.2651 | -27.4763 | 1
75.0847 | 43.8044 | 1
46.6714 | -11.6268 | 1
74.5783 | -26.8826 | 1
19.8308 | -28.5423 | 1
22.2365 | -5.5916 | 1
64.35 | 69.6053 | 1
54.7431 | -26.0445 | 1
62.1312 | 9.6725 | 1
8.3915 | -19.5655 | 1
65.37 | 61.4581 | 1
46.4505 | -23.864 | 1
78.3965 | -14.891 | 1
30.3793 | 16.4358 | 1
100.1466 | -17.0712 | 1
60.5934 | 2.9162 | 1
72.9107 | 46.7426 | 1
1.2609 | 15.7601 | 1
71.3602 | 63.648 | 1
77.4744 | 22.394 | 1
89.6007 | 9.7453 | 1
6.4286 | 38.3892 | 1
2.1089 | -12.4688 | 1
26.8858 | -8.7249 | 1
65.8358 | 44.8789 | 1
50.7919 | -27.4683 | 1
52.0098 | 24.1731 | 1
45.1397 | 47.7592 | 1
41.3297 | 36.3225 | 1
80.4641 | 48.8873 | 1
46.8355 | 50.3863 | 1
15.1854 | -18.6912 | 1
28.54 | 48.1122 | 1
37.5625 | 49.4973 | 1
22.9297 | 68.7553 | 1
30.0089 | 54.5336 | 1
59.9039 | 10.012 | 1
96.9973 | -28.2981 | 1
70.4957 | -10.1651 | 1
5.4857 | -25.425 | 1
4.0275 | 28.4386 | 1
99.0469 | 3.3081 | 1
78.365 | 4.422 | 1
28.9054 | -12.2976 | 1
91.1897 | 51.7909 | 1
51.2233 | -14.0548 | 1
68.3199 | 8.1646 | 1
6.4038 | 69.5672 | 1
81.954 | 53.8669 | 1
14.6528 | -17.9456 | 1
86.4414 | 45.1806 | 1
40.5368 | -18.3807 | 1
6.7807 | -25.2448 | 1
21.2993 | 17.0864 | 1
60.4113 | 56.8305 | 1
58.1986 | 56.1315 | 1
52.8886 | 34.7078 | 1
24.6643 | -25.5523 | 1
36.8623 | 59.7192 | 1
19.1615 | -13.1084 | 1
88.9581 | 8.4099 | 1
52.4139 | 67.7346 | 1
64.3769 | 62.0296 | 1
95.7154 | 27.3486 | 1
5.491 | 47.8392 | 1
7.0753 | 35.5091 | 1
19.7292 | 62.6832 | 1
67.7677 | -25.5091 | 1
62.4583 | -10.0996 | 1
13.6633 | 28.3353 | 1
27.0932 | 25.9268 | 1
90.6638 | -23.9148 | 1
75.8389 | 28.6188 | 1
73.6857 | 25.6433 | 1
48.1521 | -8.499 | 1
57.0573 | -12.5098 | 1
49.8925 | 39.5506 | 1
19.1336 | 63.275 | 1
31.6067 | -7.6152 | 1
52.4794 | -3.8094 | 1
96.7784 | -5.0502 | 1
89.3047 | 45.5957 | 1
87.0373 | 32.6403 | 1
95.3709 | 56.0965 | 1
11.9993 | 7.0648 | 1
54.835 | -27.6638 | 1
99.1776 | 14.8573 | 1
3.2691 | 9.7055 | 1
5.6197 | 46.602 | 1
72.0399 | 68.7957 | 1
97.1668 | 48.8077 | 1
79.6782 | -5.7161 | 1
57.7188 | 36.9877 | 1
61.1089 | -27.7507 | 1
53.3728 | 19.4622 | 1
7.53 | 1.335 | 1
75.2256 | 68.8122 | 1
58.0367 | 62.0393 | 1
90.8774 | 11.8237 | 1
83.1403 | -24.2174 | 1
60.6916 | 43.8449 | 1
60.695 | 55.7825 | 1
18.0745 | 34.71 | 1
46.8659 | -9.5617 | 1
89.385 | 32.9483 | 1
61.2189 | -28.6403 | 1
10.674 | 21.3253 | 1
87.0344 | 27.8798 | 1
83.6091 | 34.5578 | 1
88.7218 | 20.695 | 1
20.5443 | 13.6803 | 1
10.6844 | -0.66235 | 1
27.0726 | 49.04 | 1
0.38991 | 54.035 | 1
40.283 | 45.2187 | 1
48.4496 | 52.5316 | 1
16.3736 | -0.76211 | 1
89.0476 | 28.4927 | 1
68.1939 | 19.1582 | 1
94.8004 | 24.3679 | 1
54.1375 | -4.3949 | 1
75.4093 | 50.0758 | 1
87.9072 | 32.015 | 1
19.1408 | 43.4003 | 1
50.4322 | 12.4309 | 1
41.7661 | -9.1937 | 1
35.485 | 39.2096 | 1
39.457 | 4.1511 | 1
85.4553 | -1.6917 | 1
8.2408 | 59.8326 | 1
42.0513 | -24.4448 | 1
72.9464 | 39.1807 | 1
38.0665 | -28.4758 | 1
93.8593 | 56.1859 | 1
40.9448 | 40.73 | 1
1.6996 | -24.5927 | 1
39.6076 | -16.8627 | 1
15.4165 | 61.3065 | 1
56.2041 | 0.10089 | 1
35.5117 | 40.347 | 1
51.6321 | -20.3014 | 1
15.0581 | -14.6251 | 1
90.2206 | 19.7533 | 1
56.6682 | -0.13472 | 1
16.9287 | -19.1335 | 1
95.2991 | 41.0199 | 1
83.1822 | -6.5017 | 1
64.3404 | 28.0913 | 1
53.3398 | -15.5083 | 1
100.5342 | 23.2576 | 1
37.5083 | 62.5705 | 1
74.951 | -1.7078 | 1
9.0622 | 54.2674 | 1
88.1303 | 6.9715 | 1
81.6185 | 8.7713 | 1
84.6081 | 0.65211 | 1
2.334 | 57.4767 | 1
0.85246 | 42.1652 | 1
97.7808 | -4.535 | 1
25.2252 | 5.0356 | 1
69.1993 | 54.6876 | 1
90.4785 | -9.1375 | 1
38.7924 | -24.9498 | 1
11.9795 | 56.1392 | 1
21.0762 | 14.5542 | 1
42.3601 | 49.2553 | 1
88.5235 | -17.8536 | 1
28.1896 | 1.1014 | 1
25.7067 | -2.349 | 1
76.8135 | 21.5881 | 1
34.1362 | 58.4394 | 1
29.3051 | 38.3423 | 1
67.4012 | 38.2058 | 1
51.681 | 63.6789 | 1
6.513 | 61.0676 | 1
30.8088 | 38.5552 | 1
91.3118 | -18.6092 | 1
91.3267 | 18.6801 | 1
16.8578 | -26.4975 | 1
75.5011 | 50.8774 | 1
66.8095 | 15.5784 | 1
67.6321 | 31.2277 | 1
82.4121 | -19.4123 | 1
98.6953 | -10.5749 | 1
35.6267 | 29.9278 | 1
74.8867 | 38.232 | 1
23.0959 | 21.8915 | 1
18.4173 | 54.6047 | 1
11.4504 | -20.4931 | 1
7.8175 | -17.6217 | 1
80.6513 | 5.3091 | 1
13.8794 | 64.4399 | 1
12.6961 | 29.1002 | 1
8.4955 | 3.6191 | 1
63.8565 | -25.6895 | 1
70.259 | 0.60248 | 1
62.6549 | 14.2268 | 1
55.398 | 68.9775 | 1
57.6672 | 17.4861 | 1
92.8925 | 47.7711 | 1
53.7226 | -1.4925 | 1
69.6416 | 55.4519 | 1
72.7998 | 35.4374 | 1
1.9599 | -18.605 | 1
77.1285 | 12.5801 | 1
77.7338 | -26.1575 | 1
73.1153 | 13.3362 | 1
91.6776 | 41.2551 | 1
51.7793 | 8.3196 | 1
24.8145 | 13.562 | 1
58.3405 | 49.2947 | 1
81.8335 | 64.8119 | 1
73.762 | 61.7548 | 1
100.6933 | -10.7395 | 1
53.9147 | 19.2445 | 1
93.4617 | 50.7277 | 1
69.6657 | 9.38 | 1
68.0162 | 66.2987 | 1
94.3955 | 56.1464 | 1
67.9316 | 11.9573 | 1
69.8666 | 12.934 | 1
47.5629 | 3.9523 | 1
63.8555 | 35.4635 | 1
83.9577 | 28.5332 | 1
14.5324 | -2.3344 | 1
83.2629 | -18.8341 | 1
38.923 | -28.1148 | 1
26.5142 | -23.8943 | 1
72.4541 | 14.4994 | 1
84.7051 | 3.0133 | 1
33.5673 | -6.4777 | 1
42.8272 | 69.066 | 1
69.3461 | -2.4888 | 1
36.9776 | 16.3277 | 1
66.4157 | 36.1559 | 1
41.6812 | 66.0351 | 1
20.9197 | 50.4726 | 1
4.7817 | 41.2935 | 1
37.6491 | 40.0215 | 1
97.8676 | 29.4529 | 1
47.6871 | 22.6965 | 1
44.972 | 42.4243 | 1
27.4964 | 40.2937 | 1
45.2904 | 57.5916 | 1
97.4865 | -6.9248 | 1
25.1987 | 62.055 | 1
99.4131 | -11.4788 | 1
12.752 | 44.7507 | 1
70.8885 | -21.2345 | 1
84.3391 | 53.5111 | 1
12.3036 | 7.7048 | 1
34.2473 | -25.1582 | 1
1.8624 | -20.2109 | 1
95.5498 | -19.573 | 1
34.3671 | -28.5864 | 1
35.8114 | 17.1394 | 1
44.4933 | -3.6867 | 1
11.7079 | 12.2365 | 1
97.9606 | 28.3444 | 1
16.5648 | -24.8653 | 1
37.4208 | 14.5803 | 1
45.8475 | 2.2885 | 1
41.4011 | -19.5357 | 1
77.8515 | 21.3698 | 1
7.545 | 46.106 | 1
81.9157 | -28.6708 | 1
80.4302 | 61.753 | 1
29.07 | 21.6054 | 1
21.249 | 61.9876 | 1
17.0697 | -11.0701 | 1
90.0006 | 19.2971 | 1
82.8776 | -1.7576 | 1
93.0853 | 53.4078 | 1
79.4691 | 62.6105 | 1
20.4318 | -12.4969 | 1
22.8331 | 42.1912 | 1
71.9105 | 15.7221 | 1
58.1958 | -9.1093 | 1
76.3495 | 62.4263 | 1
49.2129 | -6.142 | 1
9.3522 | 25.7521 | 1
61.545 | -19.6848 | 1
55.6843 | 50.6608 | 1
29.9463 | 13.6007 | 1
12.1346 | -26.3123 | 1
78.3394 | 64.8269 | 1
18.4187 | -20.4013 | 1
0.63101 | 67.5573 | 1
95.0386 | 28.6781 | 1
47.4664 | 53.7088 | 1
64.4942 | 34.9997 | 1
57.8068 | 4.8959 | 1
36.7719 | 19.7782 | 1
31.524 | 7.4774 | 1
57.5476 | 38.6843 | 1
13.7651 | -10.7376 | 1
28.191 | -27.2918 | 1
84.7811 | 50.8893 | 1
89.0352 | 39.3773 | 1
31.3503 | 50.7385 | 1
69.9701 | 49.5742 | 1
31.7482 | 59.347 | 1
23.4922 | 43.9948 | 1
15.1251 | 42.9562 | 1
8.7381 | 12.6461 | 1
2.2874 | 19.5848 | 1
80.8341 | 67.8079 | 1
1.7824 | 46.7328 | 1
49.2837 | -3.4291 | 1
80.9286 | -1.7358 | 1
56.5711 | -16.3555 | 1
28.2456 | -27.149 | 1
70.1074 | 28.0846 | 1
77.5793 | 39.6659 | 1
45.9214 | -6.4284 | 1
97.2006 | -6.9905 | 1
23.2954 | 20.6357 | 1
92.2673 | 8.1786 | 1
35.9287 | 29.1829 | 1
62.3151 | 5.2101 | 1
79.8993 | -29.356 | 1
51.7926 | 34.5116 | 1
74.9732 | -0.94269 | 1
35.4729 | 40.8998 | 1
8.3082 | 58.5671 | 1
77.5057 | 2.7504 | 1
40.7419 | -20.7158 | 1
69.2532 | -16.6731 | 1
28.3878 | 24.7313 | 1
67.6099 | 59.2865 | 1
86.6634 | 9.4957 | 1
7.7502 | 43.8339 | 1
20.2746 | 11.4611 | 1
81.2826 | -5.1734 | 1
21.509 | -9.0669 | 1
99.8186 | 56.0132 | 1
83.8642 | 52.2143 | 1
34.6215 | 16.9669 | 1
46.8941 | 59.3053 | 1
55.6778 | 38.3949 | 1
65.8312 | -25.3658 | 1
22.6712 | 36.7712 | 1
4.5001 | 45.9172 | 1
79.7406 | 25.1697 | 1
67.2864 | 25.9772 | 1
24.6229 | 34.1765 | 1
31.5229 | -5.4105 | 1
68.9469 | 68.4536 | 1
49.0123 | 37.8059 | 1
8.2059 | 41.4492 | 1
56.6084 | 59.0188 | 1
98.0998 | 29.5893 | 1
78.0928 | 25.0731 | 1
8.5974 | 27.1672 | 1
36.6336 | 9.3229 | 1
34.3723 | -24.4588 | 1
55.3542 | 46.3352 | 1
34.3994 | -14.1532 | 1
43.5135 | -19.8517 | 1
99.9516 | 15.3006 | 1
29.567 | -14.7429 | 1
91.3439 | 61.5508 | 1
66.2571 | 21.0996 | 1
30.0758 | -21.0524 | 1
5.8112 | 63.2036 | 1
99.3055 | -0.38803 | 1
24.7724 | 53.7672 | 1
80.0211 | -13.4072 | 1
54.717 | 0.32501 | 1
76.8074 | 39.2645 | 1
46.6449 | -24.5614 | 1
48.2725 | -12.8567 | 1
39.8546 | 12.667 | 1
83.6708 | 29.603 | 1
23.7844 | -6.3972 | 1
66.8055 | -20.2686 | 1
77.6574 | 33.8699 | 1
21.8546 | 14.6256 | 1
62.3947 | 54.3217 | 1
53.0543 | 3.2071 | 1
45.213 | 68.1531 | 1
58.1483 | 61.7402 | 1
22.507 | 15.4577 | 1
4.738 | 29.1788 | 1
99.1026 | -0.68311 | 1
95.4292 | -24.4584 | 1
12.3199 | -6.8566 | 1
99.4058 | -17.9163 | 1
92.099 | 14.5204 | 1
25.3332 | -22.1904 | 1
42.4138 | -21.1289 | 1
27.5384 | 65.6334 | 1
6.8423 | -20.3525 | 1
27.0446 | 13.8516 | 1
64.4094 | 37.2132 | 1
67.9336 | -29.4612 | 1
43.3258 | 49.4505 | 1
83.5879 | -19.6327 | 1
48.2828 | 54.14 | 1
63.9296 | 8.191 | 1
41.0263 | -16.3005 | 1
7.3641 | 28.2064 | 1
59.2077 | 24.9646 | 1
9.7415 | -27.8004 | 1
73.4991 | -24.1138 | 1
28.5737 | 26.402 | 1
13.3391 | -12.6024 | 1
77.1899 | -9.9506 | 1
3.0648 | 64.7467 | 1
84.5505 | -0.1853 | 1
56.3995 | 37.6305 | 1
13.1951 | -5.3448 | 1
36.2449 | 17.0388 | 1
30.0271 | -8.5466 | 1
36.2511 | 63.0719 | 1
33.3077 | 45.7281 | 1
32.6799 | 36.0678 | 1
74.2728 | 20.374 | 1
75.3088 | 47.1396 | 1
55.0079 | 58.7432 | 1
72.3263 | -20.8939 | 1
70.7527 | -23.0969 | 1
62.6136 | 4.7579 | 1
3.529 | 64.4739 | 1
64.5744 | -26.6953 | 1
51.7665 | 67.909 | 1
1.6609 | 57.2659 | 1
14.587 | 12.1437 | 1
88.9085 | 37.1361 | 1
86.5953 | 37.7422 | 1
21.7146 | 18.3519 | 1
54.8966 | 66.1258 | 1
46.5285 | -9.5829 | 1
12.3681 | -5.3599 | 1
8.2292 | 19.8425 | 1
100.1027 | 14.2059 | 1
44.515 | -15.7356 | 1
50.1928 | 67.8963 | 1
43.8093 | 68.0445 | 1
94.8425 | 36.9961 | 1
66.3906 | 4.3508 | 1
69.8565 | 36.5103 | 1
78.4542 | -22.515 | 1
18.1868 | 6.0986 | 1
25.5946 | -22.7581 | 1
44.8589 | 56.6587 | 1
43.0309 | -27.6132 | 1
63.499 | -25.942 | 1
61.4235 | -20.3102 | 1
58.4626 | -9.732 | 1
99.0002 | -10.0631 | 1
64.4775 | -24.4561 | 1
34.8546 | 27.9317 | 1
20.4366 | 5.6658 | 1
70.3992 | 5.5399 | 1
3.0707 | 44.6649 | 1
78.8653 | -7.9071 | 1
28.9661 | 60.2244 | 1
8.3082 | -3.8536 | 1
90.4676 | -28.8903 | 1
75.1227 | 8.2232 | 1
37.0951 | 11.1935 | 1
3.4614 | -15.5932 | 1
82.983 | 10.9532 | 1
18.5494 | 41.9301 | 1
41.4002 | 14.6937 | 1
69.7798 | -0.84219 | 1
25.6808 | 47.6516 | 1
91.7843 | 50.5784 | 1
93.4929 | 63.8518 | 1
41.8199 | -0.26979 | 1
63.058 | 33.8461 | 1
35.034 | -12.2275 | 1
46.4622 | 43.5678 | 1
55.5173 | 21.6478 | 1
100.0447 | -17.4771 | 1
49.1017 | -23.8131 | 1
22.9719 | 63.7527 | 1
73.8504 | -22.9074 | 1
57.5063 | 25.232 | 1
74.1102 | 9.0931 | 1
41.4219 | 41.4885 | 1
37.7744 | 8.6248 | 1
74.6423 | 40.4969 | 1
75.4475 | 67.2835 | 1
45.2963 | 69.4818 | 1
16.0933 | 17.3994 | 1
46.0927 | -23.023 | 1
88.4548 | -9.1189 | 1
35.0035 | 28.0767 | 1
95.9492 | -26.6032 | 1
8.5113 | -27.3346 | 1
4.4358 | -26.2563 | 1
29.7902 | 17.6551 | 1
92.9411 | -24.9897 | 1
81.2225 | 6.4471 | 1
28.3168 | 3.7381 | 1
57.5374 | 55.5347 | 1
22.5274 | 37.9762 | 1
50.3445 | 53.5935 | 1
66.7174 | 28.9041 | 1
46.755 | 24.7572 | 1
18.204 | -28.5707 | 1
97.3703 | 25.3577 | 1
48.6331 | -29.0038 | 1
41.9538 | -20.0229 | 1
56.735 | 31.3251 | 1
20.7146 | -27.248 | 1
84.1688 | 10.0899 | 1
18.6465 | 21.2832 | 1
65.0949 | 11.5097 | 1
32.3853 | 33.5036 | 1
20.4365 | 5.1037 | 1
75.7592 | 30.3371 | 1
9.0602 | 32.6191 | 1
56.1529 | 35.3742 | 1
72.5766 | 5.74 | 1
36.2356 | 23.838 | 1
88.7509 | -16.2981 | 1
3.4948 | 54.8399 | 1
57.7043 | 42.3776 | 1
37.5322 | 22.7715 | 1
67.2807 | 44.9152 | 1
85.885 | 28.0998 | 1
35.1964 | 59.3016 | 1
63.9265 | 35.3151 | 1
60.6076 | 65.6119 | 1
57.8319 | 53.2582 | 1
43.3245 | -10.8145 | 1
46.3723 | -5.4949 | 1
12.385 | 64.3399 | 1
70.4774 | 24.9786 | 1
99.1889 | 36.104 | 1
27.5892 | -25.3631 | 1
81.4545 | -3.2768 | 1
52.2595 | 18.8722 | 1
84.6203 | 24.2319 | 1
84.6153 | 64.5477 | 1
33.9005 | 22.5884 | 1
83.6859 | -2.2791 | 1
37.1199 | 27.9695 | 1
12.0649 | 22.0724 | 1
12.9619 | 25.6023 | 1
20.269 | -16.449 | 1
61.9366 | -23.2975 | 1
89.9402 | -29.3914 | 1
64.2392 | -14.6279 | 1
37.2825 | -11.825 | 1
11.4346 | 40.0302 | 1
86.803 | 25.3245 | 1
28.0458 | 27.2555 | 1
59.6373 | -0.11554 | 1
1.5632 | 50.3697 | 1
84.7173 | 36.785 | 1
77.0389 | 27.8084 | 1
79.081 | 44.293 | 1
20.8734 | 28.1283 | 1
23.6982 | 63.0314 | 1
20.6581 | 6.263 | 1
0.28389 | 25.0286 | 1
7.0957 | 58.9163 | 1
94.9604 | 2.395 | 1
75.6958 | -19.8421 | 1
12.1635 | 30.8779 | 1
25.4538 | 11.5168 | 1
85.9672 | 62.4575 | 1
57.775 | 25.3015 | 1
18.1931 | -13.6958 | 1
94.9728 | 38.1042 | 1
46.0245 | -9.6043 | 1
86.374 | 58.669 | 1
32.6839 | 44.1437 | 1
80.4229 | 8.1422 | 1
80.5227 | 9.7778 | 1
25.9651 | 7.0252 | 1
4.6211 | 65.6137 | 1
100.6513 | -23.0827 | 1
31.751 | 1.1405 | 1
93.2489 | 59.8317 | 1
38.8116 | 49.4987 | 1
79.0329 | 29.6703 | 1
81.7158 | -11.3756 | 1
47.2399 | 51.2534 | 1
98.5578 | 29.9754 | 1
3.1513 | 29.2818 | 1
34.5283 | 68.1241 | 1
54.7204 | 36.422 | 1
37.2822 | 17.6944 | 1
10.34 | 5.8982 | 1
28.2846 | 14.9731 | 1
98.1558 | 16.469 | 1
37.3302 | -8.9614 | 1
57.6164 | -17.359 | 1
88.5444 | 8.5662 | 1
93.3889 | 32.4128 | 1
69.5386 | -6.0578 | 1
5.8187 | 20.0242 | 1
96.9624 | 35.6394 | 1
25.4321 | 1.4057 | 1
45.0982 | 22.1037 | 1
49.7878 | 64.6849 | 1
100.0195 | -6.9029 | 1
30.3181 | -20.9051 | 1
72.8164 | 45.5077 | 1
74.3796 | 34.7191 | 1
86.8902 | -18.1292 | 1
45.9453 | 47.9782 | 1
64.1819 | 21.0927 | 1
0.8733 | -27.5439 | 1
81.7523 | -11.1968 | 1
50.9706 | 50.5011 | 1
6.1372 | -14.5395 | 1
98.3082 | 63.9615 | 1
80.6342 | -5.0731 | 1
55.443 | -11.5223 | 1
50.5732 | 36.6736 | 1
68.0067 | 16.2213 | 1
59.745 | 40.051 | 1
11.3816 | 54.7143 | 1
89.5256 | 38.1086 | 1
10.4793 | -29.9741 | 1
18.2822 | 61.2028 | 1
88.1503 | -17.9768 | 1
87.7564 | 36.7157 | 1
34.944 | 15.0654 | 1
47.8037 | 38.7402 | 1
0.62315 | 26.4174 | 1
21.6599 | 6.909 | 1
91.293 | 17.1764 | 1
65.2738 | 38.2945 | 1
56.0845 | 55.5239 | 1
23.2552 | 42.1884 | 1
68.2654 | 1.4177 | 1
93.9268 | 41.8217 | 1
78.1919 | 52.0787 | 1
35.0023 | 23.3868 | 1
46.1269 | 57.2945 | 1
61.8937 | 6.9076 | 1
12.2996 | -29.354 | 1
74.394 | 42.7869 | 1
2.6469 | -23.3006 | 1
5.2484 | 57.122 | 1
54.075 | -4.612 | 1
89.814 | -2.8732 | 1
18.7519 | 68.9768 | 1
89.6449 | 25.8363 | 1
20.5465 | 7.1354 | 1
16.908 | -19.9677 | 1
80.8749 | -7.8107 | 1
96.4175 | 47.3352 | 1
53.1225 | 51.9718 | 1
92.0548 | -22.842 | 1
73.2922 | 62.7922 | 1
73.8921 | 46.7157 | 1
78.1224 | 32.7332 | 1
7.5395 | 17.186 | 1
40.999 | 66.2162 | 1
51.1348 | 68.6935 | 1
80.097 | 0.71897 | 1
93.2948 | -8.1359 | 1
99.2749 | 19.7338 | 1
58.439 | -26.2265 | 1
16.1665 | -2.0386 | 1
52.1639 | 15.9955 | 1
48.9794 | -4.3993 | 1
12.1442 | -10.4562 | 1
77.3283 | -27.0405 | 1
29.8031 | -15.6783 | 1
48.1374 | 19.7778 | 1
51.8429 | 47.1783 | 1
36.5786 | 31.1829 | 1
3.6788 | 22.7976 | 1
20.5277 | -21.2589 | 1
43.1685 | 57.9297 | 1
68.079 | -22.4344 | 1
30.0949 | -15.0388 | 1
66.1073 | -25.5945 | 1
15.0006 | 49.881 | 1
73.683 | 62.3413 | 1
58.8779 | 11.8607 | 1
52.3882 | -4.6022 | 1
89.7622 | -28.2515 | 1
17.3828 | 37.3554 | 1
62.1306 | -27.9456 | 1
78.2992 | 17.4186 | 1
94.238 | 66.389 | 1
92.0647 | 57.8295 | 1
53.8215 | 13.2151 | 1
42.1801 | -28.4503 | 1
45.5502 | 68.8397 | 1
33.7658 | -25.7325 | 1
4.6128 | 22.1521 | 1
100.4136 | 64.0284 | 1
81.9741 | 49.7814 | 1
17.1495 | 54.8241 | 1
33.1013 | 68.05 | 1
54.8731 | 60.4403 | 1
14.9779 | -7.357 | 1
47.602 | -15.3944 | 1
38.5182 | 49.462 | 1
59.7384 | -20.5929 | 1
14.9189 | 24.0119 | 1
29.6238 | 10.2404 | 1
98.4916 | 39.3998 | 1
70.6578 | 37.5433 | 1
60.0124 | 33.3899 | 1
2.2134 | 26.7899 | 1
76.5138 | 25.6385 | 1
76.5817 | 56.5176 | 1
42.4402 | 58.0462 | 1
92.4937 | 57.5856 | 1
67.1282 | 28.3344 | 1
91.2061 | 46.1368 | 1
56.7148 | 55.3523 | 1
71.6163 | -6.7538 | 1
70.3378 | 62.0351 | 1
20.1231 | 43.1454 | 1
75.1201 | -7.3099 | 1
94.5811 | 38.7741 | 1
11.2307 | 5.5429 | 1
55.5581 | 49.7559 | 1
64.4607 | 62.2007 | 1
13.0257 | 9.6129 | 1
63.3957 | 33.5836 | 1
29.0312 | 53.338 | 1
48.2767 | -19.7303 | 1
52.4331 | 26.2676 | 1
25.8253 | 68.4397 | 1
58.6482 | 56.6786 | 1
51.6969 | -5.8798 | 1
21.2541 | 39.2327 | 1
71.6179 | 32.9952 | 1
19.0344 | 29.0089 | 1
100.3857 | 47.4599 | 1
2.3265 | -13.7044 | 1
26.7339 | 23.9163 | 1
85.3384 | 36.0291 | 1
57.0759 | 44.5315 | 1
6.3822 | 11.5334 | 1
27.643 | 33.0597 | 1
98.8849 | 34.0187 | 1
80.9813 | 48.9333 | 1
71.471 | 23.0596 | 1
77.4802 | 67.6712 | 1
65.2851 | -20.1317 | 1
42.2795 | -16.8312 | 1
89.8051 | 2.3253 | 1
20.3741 | -27.1001 | 1
57.5239 | 63.0349 | 1
32.0572 | -21.5601 | 1
60.0857 | 65.3435 | 1
1.2123 | 17.9277 | 1
10.2527 | 45.2935 | 1
24.3657 | 63.7765 | 1
3.8828 | 58.7475 | 1
30.1607 | 20.7668 | 1
36.6944 | 57.1018 | 1
18.3096 | 34.1013 | 1
90.1724 | -6.1863 | 1
1.5772 | 14.0442 | 1
13.029 | 23.7257 | 1
62.8905 | 43.1478 | 1
17.118 | 48.5251 | 1
33.6887 | 16.5252 | 1
32.6866 | 54.9519 | 1
40.5861 | -16.8284 | 1
67.6127 | -17.5541 | 1
75.3527 | -14.6163 | 1
9.9109 | -6.1492 | 1
75.2506 | 7.9209 | 1
24.8654 | 15.1335 | 1
6.0067 | -24.2898 | 1
44.1053 | 28.114 | 1
22.0854 | 24.4471 | 1
92.242 | -21.4565 | 1
15.4103 | -29.8301 | 1
82.2725 | -11.3471 | 1
60.4525 | 53.3027 | 1
23.3306 | 25.1971 | 1
74.7293 | 23.6905 | 1
88.8647 | -27.1477 | 1
65.4276 | 26.9594 | 1
96.4253 | 14.9255 | 1
87.1668 | 16.9461 | 1
0.70654 | -6.712 | 1
0.094332 | -3.0211 | 1
65.8326 | 9.5681 | 1
93.1376 | 28.0978 | 1
23.0426 | 46.5177 | 1
48.1068 | 22.9437 | 1
37.9983 | -6.8564 | 1
32.5881 | 29.4945 | 1
5.5326 | 32.173 | 1
23.0273 | 54.2374 | 1
64.6765 | 45.0436 | 1
16.2295 | 43.0039 | 1
98.8267 | 68.2624 | 1
4.3289 | -16.7101 | 1
21.0234 | 26.9081 | 1
89.5111 | 58.9846 | 1
100.4234 | -27.7175 | 1
17.946 | 16.3382 | 1
22.2586 | 35.9857 | 1
1.451 | 37.6329 | 1
30.5418 | -4.2796 | 1
24.4204 | -4.697 | 1
51.7528 | -24.3793 | 1
81.174 | 34.9753 | 1
90.4208 | 9.8898 | 1
91.8371 | 58.5774 | 1
41.1226 | -21.6105 | 1
99.7296 | 36.9784 | 1
97.8012 | 51.6068 | 1
53.6193 | 44.5942 | 1
11.2118 | 30.4099 | 1
34.7742 | 3.6371 | 1
83.941 | 33.9154 | 1
50.759 | 30.9217 | 1
80.1166 | 20.8271 | 1
24.6847 | 32.4528 | 1
16.0138 | 7.6435 | 1
64.7008 | 34.8428 | 1
42.1266 | 65.0447 | 1
51.6162 | -5.7822 | 1
6.9309 | 52.3355 | 1
60.1175 | 68.6803 | 1
97.8661 | 5.7504 | 1
7.7866 | 0.38023 | 1
20.5012 | 52.2472 | 1
52.3763 | 49.924 | 1
17.6447 | 3.4304 | 1
35.763 | 55.5991 | 1
64.7573 | -14.6642 | 1
100.1514 | 3.9159 | 1
47.6924 | 48.2914 | 1
0.38698 | 50.4368 | 1
81.0209 | 55.306 | 1
12.9664 | 6.6266 | 1
88.9396 | -27.221 | 1
35.4226 | 37.6406 | 1
25.1182 | -11.4732 | 1
36.2922 | 58.3372 | 1
77.5565 | 25.5565 | 1
95.4882 | 48.2398 | 1
17.441 | 10.0953 | 1
91.1967 | 23.1872 | 1
41.0942 | 53.4469 | 1
5.7465 | -0.2775 | 1
100.7083 | 27.289 | 1
73.9376 | 14.4275 | 1
50.2718 | -22.8654 | 1
82.1225 | -19.3242 | 1
71.4065 | 3.8229 | 1
90.865 | -28.5919 | 1
57.0926 | 0.21149 | 1
25.5836 | 63.394 | 1
3.6533 | 45.4716 | 1
98.6042 | 21.1678 | 1
53.7485 | 44.7086 | 1
21.0023 | 24.8259 | 1
39.9691 | -17.4072 | 1
63.8589 | 64.7821 | 1
82.9797 | -6.8373 | 1
88.926 | -26.2346 | 1
26.6426 | 9.3956 | 1
75.8105 | -2.3795 | 1
56.5419 | 18.6072 | 1
97.5087 | -24.7647 | 1
70.0783 | 57.5587 | 1
42.5442 | 35.1822 | 1
49.7231 | 45.773 | 1
21.3891 | 37.5434 | 1
78.2332 | -15.4468 | 1
41.0189 | 56.1048 | 1
56.9595 | 37.1401 | 1
86.2387 | 1.0646 | 1
32.7112 | -25.0545 | 1
86.7178 | -7.6446 | 1
24.3325 | 31.9343 | 1
26.7672 | -4.9517 | 1
74.1544 | 57.7762 | 1
77.8695 | 9.2198 | 1
52.6243 | 49.4497 | 1
56.2134 | 46.7226 | 1
28.5141 | -20.7558 | 1
33.5921 | 56.8594 | 1
35.3488 | 32.5386 | 1
49.1446 | 64.2866 | 1
28.7976 | 31.1921 | 1
54.3352 | -25.7482 | 1
95.5652 | 1.7114 | 1
59.0079 | -21.2539 | 1
15.0364 | -18.0609 | 1
50.8754 | 3.7304 | 1
100.8848 | 42.9731 | 1
12.9547 | 54.3042 | 1
61.6881 | -20.0384 | 1
93.2912 | 58.3224 | 1
99.712 | 19.1009 | 1
3.0626 | 44.99 | 1
87.9918 | 17.1252 | 1
48.9468 | 57.3555 | 1
66.3675 | 36.3691 | 1
39.8918 | -10.2012 | 1
53.4808 | -18.7232 | 1
66.2582 | 8.3766 | 1
25.3548 | 44.1493 | 1
34.8062 | -16.9816 | 1
60.1537 | -3.642 | 1
15.291 | 35.1255 | 1
99.1275 | -0.49162 | 1
1.0304 | 33.1885 | 1
9.4199 | 4.2506 | 1
85.3703 | 29.501 | 1
89.323 | -8.4654 | 1
13.4879 | 31.0817 | 1
25.957 | -2.494 | 1
4.36 | -9.7664 | 1
65.444 | 68.5575 | 1
24.9547 | 8.3443 | 1
84.3736 | -24.5346 | 1
12.3839 | 5.1462 | 1
67.483 | 49.6586 | 1
1.6144 | 43.1337 | 1
41.0231 | 26.3549 | 1
63.7718 | 33.9091 | 1
2.6547 | -13.98 | 1
92.2862 | 49.1503 | 1
45.8149 | 44.6091 | 1
2.165 | -12.5532 | 1
85.349 | 56.8964 | 1
0.67987 | -28.7892 | 1
37.5693 | 40.9814 | 1
50.0168 | 57.116 | 1
100.7675 | 59.1477 | 1
58.3514 | 9.0102 | 1
10.6269 | 22.4273 | 1
36.0734 | 60.088 | 1
92.7204 | 21.4336 | 1
3.7343 | -15.6994 | 1
78.5083 | -15.5119 | 1
76.8173 | 21.4166 | 1
30.9776 | 25.6863 | 1
99.9874 | -14.6284 | 1
73.5207 | -26.8871 | 1
19.3831 | -12.3011 | 1
99.6534 | 24.1588 | 1
90.7584 | -25.8195 | 1
61.5685 | 10.5797 | 1
75.0405 | -1.709 | 1
79.0438 | 47.3314 | 1
21.2506 | -4.3918 | 1
55.326 | 28.4029 | 1
22.3372 | -5.901 | 1
73.0856 | 28.9174 | 1
86.44 | 27.3426 | 1
3.3365 | 52.3584 | 1
94.1305 | -22.525 | 1
50.4722 | 49.203 | 1
38.1437 | 10.4819 | 1
66.3211 | 20.823 | 1
68.4966 | 50.8807 | 1
58.3811 | 17.1768 | 1
2.4966 | 52.2331 | 1
77.5863 | 22.0105 | 1
94.0421 | 55.1305 | 1
11.6398 | 51.6081 | 1
66.481 | -2.9238 | 1
95.9498 | 9.5337 | 1
13.8068 | 28.3389 | 1
16.5887 | 34.1981 | 1
12.3517 | 12.2456 | 1
74.7634 | 27.2327 | 1
15.177 | -10.6856 | 1
48.4581 | -4.6362 | 1
37.8668 | 37.5939 | 1
25.396 | -23.9366 | 1
6.4197 | 16.3216 | 1
46.5713 | -16.962 | 1
94.204 | 12.9813 | 1
14.2089 | 10.7661 | 1
60.2801 | 36.0897 | 1
82.1248 | 50.9127 | 1
34.1482 | 49.1084 | 1
48.5348 | 64.202 | 1
67.2221 | 24.4827 | 1
84.4769 | 10.8333 | 1
39.7755 | -29.0828 | 1
48.2884 | 35.7847 | 1
43.9664 | 27.6435 | 1
15.3129 | 41.4602 | 1
13.1509 | 17.6209 | 1
2.5534 | 5.0523 | 1
12.5581 | -23.0498 | 1
86.2592 | 7.8512 | 1
52.344 | 1.729 | 1
8.7783 | 5.8933 | 1
95.3586 | 19.7481 | 1
49.6883 | 67.5906 | 1
25.3316 | -9.003 | 1
55.3122 | -7.0196 | 1
63.6206 | -17.5631 | 1
1.3794 | -2.1568 | 1
89.1937 | 29.5944 | 1
19.6562 | 50.1751 | 1
62.1789 | 65.7596 | 1
2.2844 | -23.1596 | 1
10.3535 | 14.342 | 1
96.3306 | 66.6406 | 1
56.6499 | 43.8544 | 1
72.2759 | 1.9102 | 1
48.798 | 23.6146 | 1
86.0069 | 56.0032 | 1
16.3161 | -0.30579 | 1
26.2188 | 39.7999 | 1
89.9337 | 64.9543 | 1
32.0484 | -29.7641 | 1
29.898 | 6.3475 | 1
81.5039 | 31.1158 | 1
55.02 | -17.8458 | 1
10.9217 | -19.0682 | 1
28.6769 | 63.0763 | 1
46.518 | -1.474 | 1
29.9104 | 64.8508 | 1
94.7768 | 5.1787 | 1
3.5314 | 53.6588 | 1
64.4707 | 63.3736 | 1
87.7307 | 10.1836 | 1
77.1734 | 56.5787 | 1
4.1354 | 63.7753 | 1
50.2553 | -27.2294 | 1
59.323 | 51.5528 | 1
40.8162 | 4.7064 | 1
4.8571 | 41.8655 | 1
42.2493 | 28.866 | 1
31.362 | 22.6256 | 1
98.1617 | 16.1941 | 1
56.6004 | 59.3081 | 1
54.4892 | 52.3582 | 1
58.1802 | 44.4208 | 1
84.0826 | -29.4992 | 1
68.9642 | -13.3902 | 1
66.0463 | 33.3107 | 1
59.4573 | 56.7004 | 1
56.8814 | -29.1016 | 1
98.4089 | 43.2484 | 1
90.1891 | 48.8191 | 1
93.7071 | 12.3489 | 1
47.9509 | 56.4167 | 1
66.9055 | -11.4153 | 1
69.8803 | -17.3589 | 1
93.8241 | 33.1329 | 1
50.8833 | 44.3785 | 1
10.5941 | -9.3275 | 1
37.4391 | -20.575 | 1
34.0622 | 22.7054 | 1
98.7844 | -25.8442 | 1
2.3786 | 46.6205 | 1
18.75 | -1.789 | 1
48.5714 | 44.5322 | 1
38.5638 | -13.5991 | 1
41.7323 | 8.5374 | 1
80.3473 | 25.6244 | 1
37.4312 | -2.3357 | 1
28.292 | 1.3743 | 1
71.3705 | -12.4577 | 1
44.6874 | -22.7647 | 1
51.6692 | 23.5282 | 1
54.9293 | 4.685 | 1
67.6177 | -14.7834 | 1
13.1669 | 42.8925 | 1
21.8041 | 25.3291 | 1
22.171 | 53.9947 | 1
43.9125 | 61.2069 | 1
52.099 | -0.9597 | 1
26.4745 | -25.4982 | 1
20.2254 | 48.3507 | 1
29.6778 | 39.8719 | 1
53.7438 | 17.9616 | 1
90.9631 | 27.4639 | 1
85.7652 | 64.8868 | 1
56.5587 | 45.6253 | 1
62.34 | 5.9731 | 1
0.93912 | 43.0077 | 1
65.4732 | 20.7771 | 1
89.9212 | 45.9796 | 1
49.7569 | 17.9712 | 1
33.5455 | 13.4293 | 1
31.8873 | -22.4914 | 1
70.1753 | -7.3359 | 1
86.5564 | 53.4996 | 1
22.6895 | 56.2452 | 1
100.945 | -3.481 | 1
85.3 | 60.9942 | 1
83.5614 | 39.465 | 1
45.0779 | 36.5345 | 1
92.7665 | 39.5066 | 1
52.3074 | 3.2379 | 1
28.2034 | 25.0693 | 1
8.762 | -14.1848 | 1
93.9328 | -5.0533 | 1
12.4355 | -22.5604 | 1
58.5278 | 18.08 | 1
71.1154 | 7.9214 | 1
79.5186 | 38.158 | 1
91.4221 | -1.7011 | 1
64.3933 | -13.6968 | 1
31.4175 | 32.6821 | 1
93.1761 | -28.6488 | 1
0.12461 | 55.4837 | 1
67.4189 | -17.7294 | 1
11.6507 | 37.9731 | 1
64.1049 | 27.0439 | 1
30.8538 | 6.4725 | 1
81.0541 | 13.4385 | 1
49.5508 | -15.0375 | 1
73.7542 | 63.6692 | 1
54.5901 | 37.5381 | 1
15.9403 | 16.0617 | 1
14.5838 | -11.6785 | 1
14.232 | 26.6893 | 1
81.4809 | -1.551 | 1
88.6529 | 18.8364 | 1
41.1688 | 65.3642 | 1
93.0702 | 62.4633 | 1
77.5046 | 15.8983 | 1
8.654 | 65.9184 | 1
98.6385 | 36.6576 | 1
90.3719 | 19.3703 | 1
19.4563 | 24.133 | 1
25.7158 | 0.183 | 1
76.4334 | -6.8154 | 1
58.6974 | 31.2153 | 1
27.9072 | 60.7302 | 1
62.2427 | 66.6028 | 1
25.9485 | 16.751 | 1
41.0924 | 67.8173 | 1
17.6817 | 30.9439 | 1
76.7648 | 25.0271 | 1
46.877 | 7.619 | 1
13.3425 | 54.8198 | 1
90.3892 | 48.0388 | 1
98.1747 | 28.596 | 1
23.5448 | 9.0075 | 1
64.2569 | -11.6291 | 1
26.3982 | 35.4543 | 1
51.5615 | -4.8442 | 1
96.2422 | 9.6056 | 1
92.0962 | 12.2468 | 1
0.78115 | 67.5617 | 1
77.771 | -13.7756 | 1
44.6362 | 34.0633 | 1
96.5067 | 11.799 | 1
59.6951 | 61.9489 | 1
37.6535 | 5.4562 | 1
0.24068 | 13.46 | 1
88.9733 | 31.743 | 1
30.408 | 14.9978 | 1
34.2016 | 61.4978 | 1
78.9621 | 29.4456 | 1
47.3134 | 1.0968 | 1
40.3659 | -1.1992 | 1
93.5139 | 20.7246 | 1
68.4597 | -13.2452 | 1
32.8249 | -6.1083 | 1
27.6104 | 21.9425 | 1
11.5877 | 11.4928 | 1
88.7181 | 60.4926 | 1
3.7677 | 4.7238 | 1
46.1166 | -21.8084 | 1
92.3086 | 19.8603 | 1
11.3395 | 62.738 | 1
45.2518 | 43.4196 | 1
66.2694 | -24.2428 | 1
46.036 | -24.5814 | 1
69.23 | 7.8278 | 1
91.9838 | -1.178 | 1
57.5858 | 46.2138 | 1
53.7382 | 56.275 | 1
82.9507 | -15.5853 | 1
29.7104 | 40.4985 | 1
25.5119 | 68.1897 | 1
17.4363 | 0.99018 | 1
82.0432 | 15.9694 | 1
80.2262 | 12.0863 | 1
75.1132 | -22.5131 | 1
11.0423 | 10.1196 | 1
79.5865 | 42.0715 | 1
77.6751 | 32.0844 | 1
31.7733 | -28.7761 | 1
45.482 | 65.7462 | 1
74.0064 | 6.603 | 1
36.0561 | 1.9553 | 1
61.052 | -21.0264 | 1
79.1081 | 12.2281 | 1
59.2128 | 66.0827 | 1
0.69918 | -22.7845 | 1
47.8409 | 7.1599 | 1
72.4118 | -28.6823 | 1
74.9215 | 66.6551 | 1
3.9145 | 41.6758 | 1
12.4373 | 48.6443 | 1
28.6221 | -1.0749 | 1
86.7951 | -19.6467 | 1
9.7057 | 30.3348 | 1
7.4807 | 20.2381 | 1
46.2096 | -17.1078 | 1
39.215 | -19.7532 | 1
49.7119 | 45.3501 | 1
63.3763 | -2.3171 | 1
84.3761 | 32.8534 | 1
81.2973 | -18.2064 | 1
94.81 | 65.5628 | 1
72.1029 | 25.8484 | 1
27.4802 | 60.2406 | 1
3.7235 | 20.7672 | 1
76.4107 | -2.2698 | 1
62.9823 | 7.6645 | 1
69.9591 | 55.0356 | 1
81.8306 | 58.8134 | 1
92.0976 | 2.2331 | 1
50.3507 | 11.0622 | 1
37.8519 | -4.3367 | 1
96.9716 | 48.9768 | 1
83.202 | 40.9483 | 1
5.8751 | 9.7116 | 1
99.5462 | 39.3801 | 1
90.8125 | 41.1904 | 1
71.8099 | -29.6143 | 1
48.0056 | 51.5605 | 1
65.5731 | 35.4442 | 1
36.9666 | 20.7644 | 1
10.5869 | -9.7382 | 1
68.3547 | 29.447 | 1
3.565 | 4.9887 | 1
39.9133 | 32.4962 | 1
65.975 | 15.4219 | 1
6.6426 | -13.9017 | 1
22.3858 | 20.9263 | 1
28.1252 | 24.9931 | 1
58.2366 | -24.6294 | 1
21.4381 | 5.6328 | 1
7.6298 | -14.6274 | 1
18.9697 | -29.3871 | 1
67.9385 | -27.8946 | 1
32.2698 | 31.7007 | 1
7.1539 | 49.9639 | 1
71.6778 | 34.0784 | 1
57.2673 | 2.8701 | 1
2.0902 | 11.8944 | 1
29.6156 | 66.1972 | 1
98.0379 | -18.0914 | 1
96.2857 | 15.4396 | 1
0.79613 | -27.8709 | 1
59.3736 | 17.7739 | 1
32.008 | 43.6581 | 1
19.8746 | 16.7806 | 1
21.0224 | -27.5744 | 1
9.3795 | -5.3806 | 1
76.8329 | 11.5896 | 1
31.8919 | -4.0373 | 1
60.0617 | 63.9454 | 1
78.2317 | 54.131 | 1
56.2064 | -21.4005 | 1
98.5508 | 62.2613 | 1
82.9779 | 39.8839 | 1
35.1339 | 62.6335 | 1
55.3706 | 66.7691 | 1
90.9945 | -11.5355 | 1
16.4689 | 34.8345 | 1
33.8815 | 50.74 | 1
85.1372 | 41.1722 | 1
28.6341 | 5.4993 | 1
0.0095963 | 1.485 | 1
68.6178 | 55.0727 | 1
39.1221 | 17.5248 | 1
99.6874 | 23.2144 | 1
87.5335 | 30.7773 | 1
83.871 | 68.166 | 1
55.6422 | 21.324 | 1
6.2867 | -7.2834 | 1
97.0978 | 40.7904 | 1
42.2597 | 57.5154 | 1
62.1454 | -29.158 | 1
100.0904 | 31.3607 | 1
70.6329 | -29.674 | 1
11.2604 | 47.7928 | 1
62.2909 | 62.5727 | 1
66.4246 | 0.31164 | 1
31.0418 | 58.8528 | 1
26.0746 | -8.979 | 1
3.962 | 52.4253 | 1
14.6224 | 50.8773 | 1
40.7568 | 55.487 | 1
14.7935 | 2.9198 | 1
92.3761 | 59.7152 | 1
80.0613 | 56.4496 | 1
2.5751 | 30.3061 | 1
76.8797 | 43.5374 | 1
94.2486 | 27.0631 | 1
64.5254 | -8.329 | 1
93.7991 | 28.8849 | 1
99.7748 | 14.5365 | 1
45.6746 | 66.9625 | 1
83.8256 | -15.1433 | 1
81.9627 | -3.609 | 1
67.4063 | 30.128 | 1
78.8889 | 6.1002 | 1
69.1722 | 23.9114 | 1
6.3189 | 51.1885 | 1
51.7917 | 15.6676 | 1
92.7073 | 7.2475 | 1
37.7668 | -23.0997 | 1
84.7726 | 8.0316 | 1
13.2032 | 18.6178 | 1
14.9985 | 15.0214 | 1
5.6091 | 27.582 | 1
62.9656 | 42.8521 | 1
64.6465 | -2.8653 | 1
36.3622 | 44.4514 | 1
85.2387 | 62.112 | 1
34.9562 | -26.9477 | 1
56.8504 | 37.5222 | 1
60.4899 | 49.4948 | 1
32.5636 | -19.6442 | 1
92.961 | -16.5407 | 1
78.6396 | 6.1278 | 1
65.1776 | 3.946 | 1
3.4113 | 28.2161 | 1
37.7628 | 67.2402 | 1
5.265 | -3.9669 | 1
46.522 | 8.6303 | 1
84.4617 | -26.3443 | 1
29.0529 | -10.5362 | 1
27.5769 | -3.3478 | 1
79.9827 | 3.0028 | 1
86.6659 | 45.2173 | 1
45.2789 | 52.0076 | 1
20.5293 | 2.8829 | 1
38.659 | 51.7529 | 1
16.9563 | 5.743 | 1
69.0943 | -27.2778 | 1
21.1731 | 30.489 | 1
8.5809 | -10.6086 | 1
21.5702 | -18.0689 | 1
54.2691 | -9.5857 | 1
6.2534 | 16.9053 | 1
54.3937 | -19.8212 | 1
60.0637 | -9.771 | 1
52.2778 | -28.9427 | 1
16.6042 | -10.7327 | 1
75.531 | 26.4713 | 1
48.1925 | -27.5142 | 1
90.386 | -25.3373 | 1
66.2191 | 60.3097 | 1
25.1609 | 41.2269 | 1
100.0186 | -17.6865 | 1
79.1768 | 11.4138 | 1
83.3577 | -26.2688 | 1
33.9763 | 47.0054 | 1
91.9252 | 38.914 | 1
81.5823 | 41.7531 | 1
98.5807 | 33.0012 | 1
26.046 | 46.3084 | 1
63.5386 | 0.0086839 | 1
38.6599 | 0.070259 | 1
29.2708 | -10.0084 | 1
98.8357 | 64.8813 | 1
76.7853 | 27.4363 | 1
15.8134 | 21.3923 | 1
62.9755 | 39.8926 | 1
77.4521 | 41.6445 | 1
46.9567 | 44.6963 | 1
66.5967 | 23.9817 | 1
86.4162 | 20.0516 | 1
74.0851 | -10.836 | 1
69.2015 | 41.0262 | 1
28.17 | -3.7064 | 1
83.7364 | -10.5445 | 1
36.8672 | 4.5238 | 1
37.489 | -11.7482 | 1
43.9493 | -26.2752 | 1
57.8542 | 59.367 | 1
64.8198 | 27.1875 | 1
70.7226 | 26.4413 | 1
45.5574 | 4.6563 | 1
65.2663 | 19.8023 | 1
96.2791 | 47.1125 | 1
63.4371 | 58.0265 | 1
85.6941 | 36.4604 | 1
46.0451 | -17.2887 | 1
64.9248 | -13.2989 | 1
68.0629 | 46.5119 | 1
19.7247 | 30.8951 | 1
24.7776 | 61.8564 | 1
13.9428 | -24.6707 | 1
14.7042 | 30.4872 | 1
72.8779 | 23.2019 | 1
56.1886 | 30.6899 | 1
11.9414 | 3.2324 | 1
8.5179 | -28.716 | 1
61.7077 | 19.8655 | 1
68.8568 | 23.4074 | 1
4.7028 | 58.7571 | 1
63.9473 | 43.2924 | 1
74.2666 | 9.2291 | 1
91.4513 | 27.1457 | 1
27.5484 | -27.5853 | 1
10.1469 | 32.9288 | 1
88.3817 | -21.3005 | 1
53.8042 | -29.639 | 1
94.5778 | 26.3745 | 1
40.6322 | 30.9543 | 1
51.6557 | 69.2147 | 1
37.0795 | 43.9313 | 1
93.248 | -3.1297 | 1
58.011 | 18.4762 | 1
30.6533 | 66.3275 | 1
79.0945 | -29.8102 | 1
4.3105 | -10.4194 | 1
82.0454 | 8.745 | 1
95.4268 | 16.7393 | 1
95.515 | -25.4689 | 1
76.2819 | 21.1494 | 1
59.7832 | -11.1364 | 1
90.3351 | 52.7411 | 1
62.924 | 40.9969 | 1
17.2692 | 30.9553 | 1
81.9974 | 8.9078 | 1
39.4913 | 12.4248 | 1
82.3628 | 54.5899 | 1
7.5311 | 56.728 | 1
91.4482 | 59.8427 | 1
74.0929 | -9.3014 | 1
21.6678 | 68.9749 | 1
69.6805 | 59.9517 | 1
12.9101 | 19.6193 | 1
54.5599 | 48.6213 | 1
2.5453 | 14.6064 | 1
8.1423 | 60.6089 | 1
24.2701 | 51.3066 | 1
78.4924 | 48.0056 | 1
75.3608 | 62.8906 | 1
35.1093 | -17.4676 | 1
3.6799 | 66.7375 | 1
58.592 | 12.4245 | 1
40.0273 | -18.7471 | 1
38.5876 | -25.6143 | 1
98.2222 | 21.4436 | 1
67.2598 | 23.5481 | 1
41.7414 | -8.3721 | 1
73.9789 | 63.0665 | 1
89.0655 | 56.9839 | 1
3.6717 | 51.2969 | 1
4.3548 | 59.3828 | 1
41.8098 | 10.7414 | 1
36.9559 | 18.4388 | 1
1.354 | 60.6978 | 1
96.7881 | 27.4499 | 1
31.3852 | 23.5063 | 1
43.7618 | 35.7374 | 1
11.6518 | -26.2325 | 1
15.6394 | 59.6112 | 1
8.2541 | 68.3514 | 1
39.5491 | 53.3235 | 1
98.498 | 24.7563 | 1
52.5987 | 41.7747 | 1
15.1906 | 41.7832 | 1
50.2979 | 18.2136 | 1
3.8195 | -0.030822 | 1
34.5337 | -18.0259 | 1
27.3807 | -16.485 | 1
61.7131 | -24.1821 | 1
52.6257 | 64.1105 | 1
38.1165 | 32.4634 | 1
0.16498 | -26.2499 | 1
61.0403 | 22.3032 | 1
57.5509 | 23.5961 | 1
30.9925 | 36.3006 | 1
20.2225 | 9.9075 | 1
35.1222 | 8.9108 | 1
39.3202 | 68.4226 | 1
45.9464 | -1.9691 | 1
37.7928 | 12.4299 | 1
28.2907 | 28.834 | 1
64.3324 | 18.4792 | 1
68.2804 | 48.4216 | 1
32.4753 | -21.379 | 1
87.8032 | 16.9909 | 1
68.8613 | -18.5829 | 1
15.8292 | 28.4436 | 1
35.6439 | 39.5698 | 1
60.6766 | 43.7618 | 1
37.9509 | -16.1696 | 1
81.3971 | 58.9429 | 1
93.8 | 6.1394 | 1
66.5479 | 36.0568 | 1
99.543 | 5.2503 | 1
81.8755 | 1.7952 | 1
66.9422 | -0.69203 | 1
72.725 | -17.7988 | 1
47.8875 | 2.7208 | 1
4.5447 | -19.3927 | 1
97.1751 | 35.5353 | 1
4.2004 | 27.9192 | 1
72.757 | 2.8519 | 1
20.5881 | 61.777 | 1
66.4662 | 26.7679 | 1
57.7486 | -28.1337 | 1
56.9499 | -23.6166 | 1
57.3664 | 25.8024 | 1
22.995 | -15.5361 | 1
6.7949 | 25.11 | 1
100.8193 | 32.7282 | 1
9.4256 | 1.0102 | 1
80.5586 | -23.222 | 1
44.4271 | 5.3353 | 1
25.0368 | 42.4217 | 1
80.9775 | 56.0537 | 1
10.7035 | 11.3249 | 1
25.1369 | 21.9071 | 1
24.1872 | 65.4539 | 1
45.9506 | 37.0615 | 1
13.8997 | 44.2506 | 1
19.0013 | -19.9753 | 1
83.2033 | 6.2431 | 1
11.3524 | 36.2625 | 1
75.72 | 8.3864 | 1
64.1948 | 51.79 | 1
13.5835 | -26.1794 | 1
100.3948 | -9.4755 | 1
17.8615 | 28.1463 | 1
99.0993 | -21.2454 | 1
45.5156 | 27.6375 | 1
96.868 | 43.2093 | 1
43.5293 | 41.6674 | 1
8.5247 | 55.4958 | 1
98.659 | 63.5243 | 1
28.0205 | 68.7858 | 1
22.1929 | -11.4643 | 1
40.5115 | 14.0126 | 1
76.5095 | 40.5869 | 1
96.3657 | 0.22512 | 1
90.1857 | 14.8538 | 1
25.224 | 65.3007 | 1
41.8612 | 30.169 | 1
75.6758 | -14.8861 | 1
91.3093 | 31.0483 | 1
86.2553 | -29.9271 | 1
72.5612 | -1.787 | 1
6.0838 | -2.6822 | 1
67.2216 | 34.928 | 1
70.4155 | 4 | 1
92.1474 | -23.0078 | 1
28.4502 | -8.1952 | 1
58.7235 | -10.8156 | 1
26.8582 | -6.0308 | 1
93.4425 | 24.9859 | 1
32.6232 | -28.7491 | 1
54.7936 | 26.6643 | 1
89.5786 | -10.3835 | 1
30.0595 | 36.2001 | 1
48.8079 | 13.0557 | 1
4.6579 | 52.5152 | 1
79.7607 | 53.5338 | 1
70.2035 | 45.7094 | 1
76.0875 | 61.5198 | 1
4.1324 | -22.4957 | 1
29.9223 | 41.3421 | 1
20.7162 | 45.4907 | 1
71.3308 | 53.6851 | 1
10.9633 | -2.5326 | 1
99.1796 | 46.2773 | 1
56.4734 | 59.1416 | 1
60.8869 | 10.6653 | 1
30.0376 | 4.7213 | 1
47.9229 | 66.6126 | 1
59.3536 | 61.5393 | 1
72.0857 | 47.5323 | 1
3.0357 | 4.062 | 1
61.8587 | 46.8778 | 1
62.8418 | 43.0517 | 1
99.4812 | -13.5212 | 1
56.5331 | 19.0994 | 1
4.2857 | 32.2793 | 1
7.7435 | 59.2054 | 1
9.2828 | 64.5726 | 1
16.9689 | 31.0513 | 1
80.9205 | -4.3005 | 1
65.0966 | 57.0165 | 1
80.7092 | -18.5722 | 1
50.8655 | -25.843 | 1
41.448 | 48.2443 | 1
17.3177 | 30.7009 | 1
90.3226 | 61.4108 | 1
48.6483 | -22.5417 | 1
55.2758 | 23.2354 | 1
94.3595 | -19.9248 | 1
69.9842 | -16.9054 | 1
33.3514 | 52.5214 | 1
52.5618 | -19.716 | 1
65.9887 | 52.7667 | 1
83.9403 | 29.2593 | 1
52.7516 | 33.5141 | 1
11.1245 | 52.9915 | 1
94.3394 | -6.1737 | 1
2.4582 | 45.449 | 1
74.7874 | 0.042953 | 1
22.3797 | 60.3169 | 1
8.0403 | -3.3693 | 1
8.6063 | -27.9267 | 1
8.5375 | -27.1943 | 1
69.0711 | 26.6161 | 1
86.5859 | -24.1538 | 1
77.0914 | -20.891 | 1
31.54 | 55.5537 | 1
38.7389 | -22.0176 | 1
74.8516 | 12.9134 | 1
89.2661 | 68.8346 | 1
3.7769 | -1.3703 | 1
97.8487 | 21.8017 | 1
61.9331 | -16.7785 | 1
70.2486 | -17.4165 | 1
67.093 | 2.0336 | 1
80.6593 | -23.3474 | 1
37.0892 | 30.5976 | 1
45.7358 | -12.0563 | 1
60.3086 | 12.9681 | 1
47.7438 | 11.5446 | 1
25.7831 | -24.6953 | 1
19.1677 | -20.9906 | 1
95.8753 | 68.2999 | 1
65.1411 | 53.9252 | 1
72.5242 | 65.1517 | 1
64.3152 | 48.8741 | 1
84.2882 | 52.7117 | 1
20.047 | -15.6417 | 1
71.5611 | 52.4414 | 1
57.9721 | 60.1172 | 1
61.1655 | 30.2295 | 1
50.5463 | 41.9188 | 1
56.7345 | 18.2164 | 1
59.6048 | 0.68046 | 1
38.912 | 11.4857 | 1
51.6859 | 14.054 | 1
53.1927 | -0.35072 | 1
88.9679 | -21.4963 | 1
61.4357 | 14.4528 | 1
85.4399 | -12.811 | 1
62.5033 | 27.7455 | 1
77.7033 | 69.5545 | 1
42.0533 | 9.4747 | 1
12.3205 | 30.3683 | 1
43.888 | 44.6456 | 1
67.6179 | 57.1639 | 1
86.5685 | 26.2513 | 1
19.367 | -26.1275 | 1
37.0243 | -12.5965 | 1
11.8345 | -14.631 | 1
45.2091 | 50.786 | 1
85.3398 | 61.5194 | 1
65.066 | 61.3623 | 1
85.8296 | 36.6592 | 1
52.9292 | 60.0316 | 1
17.1952 | -22.8987 | 1
34.6579 | 68.4141 | 1
89.6781 | 23.4427 | 1
24.9702 | 56.2513 | 1
43.2679 | -12.9711 | 1
53.1245 | -11.6427 | 1
82.8993 | -26.9048 | 1
21.2411 | 40.7483 | 1
19.3605 | 5.4396 | 1
47.4203 | 33.1778 | 1
69.8188 | 20.2672 | 1
42.5725 | 55.8739 | 1
34.7955 | 69.3444 | 1
13.2138 | 29.5193 | 1
88.301 | 47.7125 | 1
15.7863 | 66.7888 | 1
42.8599 | 49.9503 | 1
20.5207 | 69.3205 | 1
42.1922 | 50.6364 | 1
75.8719 | 64.719 | 1
96.8598 | 32.9821 | 1
25.8338 | -3.4401 | 1
75.3445 | 15.25 | 1
44.4074 | -16.1289 | 1
99.49 | 34.2543 | 1
26.049 | -2.2407 | 1
19.419 | 7.6951 | 1
80.252 | -10.4138 | 1
66.5809 | 39.5141 | 1
60.0052 | 65.6617 | 1
40.5917 | 68.4016 | 1
48.9208 | 44.2268 | 1
60.3144 | 26.6051 | 1
18.0821 | 34.795 | 1
18.2361 | -21.8976 | 1
56.7203 | 57.0271 | 1
99.5193 | -29.8662 | 1
95.3106 | -11.2078 | 1
100.0569 | 57.5059 | 1
46.505 | -21.8251 | 1
36.4603 | -9.962 | 1
52.7041 | -18.733 | 1
94.5077 | 6.465 | 1
35.1479 | 61.2277 | 1
74.8453 | 42.6263 | 1
94.2856 | 28.7792 | 1
92.5305 | 30.9146 | 1
60.6341 | -28.641 | 1
1.9898 | -15.6397 | 1
88.9632 | -15.5417 | 1
89.1075 | 2.0656 | 1
97.102 | -26.5488 | 1
89.0057 | 47.0293 | 1
80.5407 | -9.0141 | 1
65.0681 | -5.6576 | 1
59.1233 | -16.6378 | 1
49.4606 | 24.2053 | 1
45.8288 | 64.7626 | 1
59.3024 | 10.4707 | 1
24.6414 | -24.4156 | 1
49.0957 | -21.1715 | 1
87.8494 | 8.2818 | 1
37.6662 | 1.3068 | 1
44.6504 | 23.0843 | 1
90.5191 | 62.8015 | 1
77.0058 | 25.0605 | 1
37.9755 | 40.8878 | 1
62.7835 | -16.6788 | 1
95.5028 | -3.6291 | 1
37.8707 | -11.3086 | 1
80.1706 | -23.8385 | 1
30.4666 | 49.2621 | 1
53.1102 | 32.1574 | 1
82.2535 | 15.5193 | 1
22.8253 | 62.9875 | 1
1.6048 | 22.7916 | 1
88.138 | 49.4246 | 1
22.9096 | 47.8715 | 1
31.429 | 9.948 | 1
87.885 | -18.899 | 1
4.0043 | -25.9783 | 1
23.3929 | 13.2451 | 1
22.3613 | -12.0411 | 1
29.3608 | 47.099 | 1
62.5842 | 23.1156 | 1
3.3229 | -1.4657 | 1
43.3648 | 66.4718 | 1
87.1929 | 46.7048 | 1
14.8061 | 25.3433 | 1
80.6919 | 55.5346 | 1
16.3082 | 14.5445 | 1
48.2856 | -16.5726 | 1
75.2913 | 67.8637 | 1
69.2824 | 58.4573 | 1
9.7008 | 58.3661 | 1
35.5046 | -1.0984 | 1
63.1235 | 19.1693 | 1
7.2736 | 44.9736 | 1
24.1579 | -1.1003 | 1
54.1738 | 24.1535 | 1
10.6137 | 28.4195 | 1
15.6633 | 38.0931 | 1
51.316 | 30.4672 | 1
70.9032 | 5.3217 | 1
61.176 | 35.651 | 1
23.8253 | 17.8702 | 1
15.5968 | 67.5174 | 1
97.0844 | 64.9604 | 1
23.5813 | 60.3783 | 1
88.2646 | 30.8815 | 1
0.090644 | 9.2232 | 1
24.2202 | 40.26 | 1
13.5811 | 0.85092 | 1
62.399 | 34.4827 | 1
88.8115 | 35.771 | 1
77.1618 | 54.4546 | 1
29.3283 | 45.372 | 1
93.8587 | 57.0659 | 1
12.8076 | 50.122 | 1
16.6939 | 53.4736 | 1
86.758 | 69.8628 | 1
3.2657 | 61.0407 | 1
80.8451 | 43.4472 | 1
54.1875 | 37.1809 | 1
8.5947 | 44.9368 | 1
67.6802 | 56.8394 | 1
94.4012 | 10.1072 | 1
27.7776 | 44.8271 | 1
21.0407 | -24.5527 | 1
68.3542 | -13.2449 | 1
19.3469 | -26.5791 | 1
91.7011 | 44.6041 | 1
15.6703 | 57.8647 | 1
75.1013 | 33.4228 | 1
0.90584 | 63.811 | 1
43.998 | -14.3839 | 1
56.5241 | 69.9074 | 1
95.7816 | 5.7815 | 1
95.8864 | 36.2078 | 1
14.742 | 35.0361 | 1
19.0325 | 4.6988 | 1
95.1987 | -4.141 | 1
38.0752 | 64.3897 | 1
68.0274 | 65.512 | 1
65.0997 | -17.1349 | 1
13.8174 | 62.5121 | 1
19.6186 | 41.9629 | 1
98.7578 | 33.9017 | 1
51.0411 | -5.3728 | 1
85.4918 | 68.8866 | 1
59.605 | -25.7393 | 1
92.6111 | 11.7038 | 1
3.789 | 65.071 | 1
20.5467 | 3.1969 | 1
45.6504 | 11.2479 | 1
63.9526 | 60.0114 | 1
93.5893 | -17.3864 | 1
90.9957 | -21.792 | 1
67.8402 | 1.8714 | 1
22.2435 | -19.7155 | 1
55.9558 | -4.3508 | 1
51.387 | 33.1925 | 1
76.2496 | -5.0706 | 1
27 | 26.7661 | 1
51.8073 | 59.7166 | 1
36.8885 | 14.4694 | 1
19.1289 | 20.4656 | 1
46.5174 | -19.7824 | 1
28.2001 | 31.902 | 1
16.6697 | 61.8279 | 1
75.2742 | 55.0501 | 1
36.2247 | 41.1422 | 1
13.6551 | 18.9084 | 1
60.0741 | 23.8524 | 1
99.5142 | -3.2829 | 1
12.5987 | 20.692 | 1
19.912 | -18.4962 | 1
90.7341 | 33.9132 | 1
4.5609 | 3.8196 | 1
21.7703 | 60.0762 | 1
69.5315 | 51.2161 | 1
94.398 | 56.7682 | 1
59.8405 | 59.5341 | 1
33.9884 | 52.1868 | 1
50.0444 | 7.0724 | 1
8.6579 | 37.4625 | 1
81.9625 | -14.1923 | 1
13.8743 | 69.7227 | 1
77.2984 | 27.6114 | 1
35.0922 | -24.6123 | 1
10.7484 | 4.0475 | 1
58.985 | 66.6023 | 1
4.2342 | 56.2122 | 1
31.1195 | -19.0238 | 1
72.9981 | -7.7394 | 1
12.9639 | 50.0395 | 1
17.7259 | -11.1202 | 1
99.8662 | 21.0261 | 1
27.5242 | 31.3286 | 1
34.7667 | 47.7061 | 1
85.3515 | -12.9091 | 1
90.9951 | 31.4276 | 1
75.3042 | 65.8551 | 1
74.6207 | 39.3445 | 1
92.5419 | 50.9469 | 1
10.4409 | 28.6729 | 1
2.749 | 18.5936 | 1
55.8153 | 50.9093 | 1
60.074 | 13.7497 | 1
86.1686 | -11.1341 | 1
74.983 | -12.2966 | 1
54.1815 | 40.3291 | 1
43.9139 | 16.4368 | 1
68.5393 | 54.2284 | 1
18.4114 | 61.8934 | 1
92.8393 | -17.3768 | 1
36.216 | 62.6279 | 1
52.0107 | -3.4132 | 1
5.7535 | 42.9552 | 1
56.3056 | 35.9399 | 1
86.9834 | 11.6268 | 1
37.9081 | 66.9327 | 1
3.8663 | -19.5061 | 1
31.2409 | 64.3329 | 1
73.8837 | 41.425 | 1
87.6259 | 0.70837 | 1
79.4895 | 16.2062 | 1
13.9042 | 18.6135 | 1
24.0733 | -7.9127 | 1
88.5575 | 23.3582 | 1
64.8248 | -17.978 | 1
62.4475 | -6.9217 | 1
63.468 | 9.9176 | 1
53.7489 | 56.6836 | 1
93.2582 | -29.1706 | 1
58.0605 | 17.1603 | 1
4.4705 | 67.8727 | 1
20.6745 | -20.2444 | 1
65.6109 | -15.433 | 1
41.4891 | 13.765 | 1
81.8748 | 20.9361 | 1
97.4399 | 59.639 | 1
66.5985 | 55.0946 | 1
74.6645 | 22.7754 | 1
92.8946 | 9.9747 | 1
75.2042 | -1.3392 | 1
52.9961 | -0.49309 | 1
10.7519 | 4.5424 | 1
70.0823 | -4.4855 | 1
86.0399 | 57.5154 | 1
42.3272 | -6.1487 | 1
49.5682 | 64.5998 | 1
36.4584 | 66.5516 | 1
91.3807 | 14.9064 | 1
48.9249 | -14.1422 | 1
81.4504 | 18.4436 | 1
24.9073 | -18.0822 | 1
68.8573 | 4.1156 | 1
39.0713 | 20.6781 | 1
1.4935 | -15.0355 | 1
77.417 | -16.1955 | 1
95.7622 | -13.6732 | 1
68.0235 | 45.9069 | 1
78.4971 | 33.5348 | 1
3.6116 | 17.1297 | 1
16.2889 | 28.5223 | 1
47.1462 | 42.644 | 1
67.8819 | 3.3736 | 1
39.8929 | 65.5428 | 1
9.6551 | -18.4843 | 1
43.0042 | -9.3606 | 1
97.2531 | 0.743 | 1
2.7727 | 33.9085 | 1
5.6753 | -4.2447 | 1
45.4646 | 25.9258 | 1
52.956 | 4.0819 | 1
5.29 | -27.115 | 1
24.7743 | -29.366 | 1
91.3947 | -8.9183 | 1
15.7091 | -12.8075 | 1
88.8296 | -19.7761 | 1
13.2808 | 4.6572 | 1
13.6101 | 60.0229 | 1
10.2895 | 39.7519 | 1
77.6143 | 49.517 | 1
47.4328 | -12.886 | 1
40.9901 | -0.97039 | 1
77.9048 | 45.6845 | 1
60.0183 | 8.4295 | 1
16.2176 | -7.3236 | 1
64.3233 | 33.6206 | 1
27.0743 | 58.3704 | 1
27.7523 | 28.9283 | 1
92.8652 | 44.2549 | 1
26.5049 | -9.7903 | 1
41.9764 | 22.4928 | 1
14.2701 | 66.1592 | 1
1.5808 | 17.2412 | 1
72.026 | 47.8731 | 1
3.9359 | -25.2694 | 1
39.0187 | -6.9795 | 1
23.1441 | -21.0933 | 1
93.1212 | 10.2239 | 1
74.5968 | 36.2243 | 1
97.0623 | 57.2462 | 1
76.8823 | 36.9816 | 1
6.8078 | 11.6183 | 1
71.7406 | 14.9967 | 1
36.4002 | 25.0967 | 1
86.6322 | 42.1486 | 1
67.1349 | 55.3464 | 1
56.0231 | 35.0068 | 1
94.8707 | 38.2914 | 1
9.2928 | 48.9615 | 1
70.0892 | 19.4691 | 1
91.7915 | 58.3301 | 1
98.9694 | 25.2666 | 1
82.7131 | 9.1588 | 1
75.2285 | 60.2709 | 1
86.5701 | 4.8629 | 1
59.3653 | 16.1391 | 1
94.6247 | 19.8095 | 1
27.9427 | -8.786 | 1
21.5786 | 57.1775 | 1
29.1093 | 21.699 | 1
54.4152 | 5.1717 | 1
67.782 | -21.4802 | 1
86.8844 | 33.2287 | 1
54.6895 | -27.3033 | 1
44.2054 | 44.245 | 1
87.2887 | 63.4183 | 1
44.0319 | 46.7813 | 1
93.2702 | -14.2875 | 1
84.5477 | 60.1935 | 1
28.4971 | 63.9529 | 1
72.8181 | 62.0564 | 1
30.2471 | 5.214 | 1
17.2186 | 31.0273 | 1
79.8632 | 67.364 | 1
50.3312 | -19.1102 | 1
92.8583 | 33.4539 | 1
10.9841 | 68.5941 | 1
100.0311 | 54.7031 | 1
53.7933 | 64.1568 | 1
28.9101 | -16.9208 | 1
48.0845 | -9.0365 | 1
31.6023 | 27.3571 | 1
61.4319 | 18.4082 | 1
97.4347 | -3.6907 | 1
97.2922 | 40.6906 | 1
0.057125 | 28.4976 | 1
76.7402 | 18.2702 | 1
93.1906 | 67.4891 | 1
92.0072 | 8.2763 | 1
11.8307 | 34.654 | 1
83.1476 | 9.3182 | 1
0.17566 | 33.7108 | 1
94.0165 | 27.7219 | 1
82.6433 | 48.1738 | 1
55.1916 | 38.5678 | 1
86.531 | 61.13 | 1
75.1941 | 30.8904 | 1
15.2899 | -27.8338 | 1
50.4964 | 12.5765 | 1
65.2711 | 24.0824 | 1
61.7284 | 59.4996 | 1
56.1367 | 9.871 | 1
91.289 | -0.14758 | 1
15.3159 | 67.9289 | 1
60.246 | 42.809 | 1
10.863 | 41.7083 | 1
68.2783 | 61.7474 | 1
5.2165 | 4.6127 | 1
35.8672 | 13.4111 | 1
78.5211 | 2.1571 | 1
55.7341 | 1.9678 | 1
48.5062 | -21.753 | 1
17.5571 | 53.8809 | 1
17.0951 | 12.6174 | 1
97.5152 | 60.2025 | 1
99.1754 | 9.6062 | 1
70.421 | 13.0103 | 1
5.4443 | 51.6325 | 1
30.8255 | 20.0782 | 1
1.7289 | 52.0142 | 1
49.6144 | -15.807 | 1
97.6453 | 67.253 | 1
48.1289 | 24.5888 | 1
24.036 | 67.6823 | 1
90.2689 | 42.8541 | 1
8.8734 | 13.0189 | 1
95.2142 | 28.5575 | 1
77.7137 | 61.4841 | 1
86.7624 | -6.3312 | 1
33.2168 | 8.8883 | 1
20.3827 | 49.9314 | 1
95.4631 | -15.8512 | 1
35.0274 | 28.0858 | 1
81.8112 | 12.8631 | 1
41.9017 | -3.9094 | 1
77.2075 | -23.8314 | 1
65.8739 | 56.3016 | 1
31.9497 | -11.7973 | 1
39.4246 | -21.3564 | 1
96.8714 | 40.9866 | 1
44.9573 | -27.2396 | 1
80.828 | 56.9038 | 1
35.7132 | 49.5206 | 1
33.1383 | -2.5017 | 1
51.3334 | 59.4304 | 1
92.174 | -25.1074 | 1
88.5784 | -9.3862 | 1
67.8293 | 48.0408 | 1
43.9568 | -15.1746 | 1
0.69986 | 69.1687 | 1
63.7326 | -19.8846 | 1
3.5901 | -19.651 | 1
42.4622 | 43.542 | 1
31.2547 | 9.8676 | 1
51.6104 | 13.1257 | 1
85.243 | 17.4362 | 1
65.9344 | 58.3398 | 1
9.8737 | -28.0515 | 1
91.2436 | 18.0514 | 1
100.9876 | 36.9086 | 1
45.6691 | 63.8938 | 1
41.3371 | 8.0039 | 1
86.2986 | 16.2148 | 1
92.0703 | -13.9453 | 1
64.758 | 57.2222 | 1
91.1532 | -13.5433 | 1
88.9792 | -7.4897 | 1
99.6001 | 30.8339 | 1
67.9515 | 68.0712 | 1
71.8615 | 49.2223 | 1
57.9524 | -1.7743 | 1
23.7253 | -18.9158 | 1
18.2806 | -19.5909 | 1
99.5605 | -29.401 | 1
0.42121 | 47.0108 | 1
19.3157 | 12.108 | 1
15.4268 | 23.3308 | 1
58.4818 | -6.7696 | 1
46.202 | 48.7938 | 1
2.2837 | 2.8162 | 1
17.691 | -21.4751 | 1
86.019 | -3.9459 | 1
35.7169 | 31.3196 | 1
78.8674 | 60.5463 | 1
56.0109 | 37.8998 | 1
60.3815 | 59.6615 | 1
77.5671 | 21.0608 | 1
63.0738 | -23.435 | 1
52.9895 | 16.7626 | 1
6.4138 | 13.9542 | 1
53.6472 | 22.998 | 1
87.17 | 47.6382 | 1
65.6372 | 41.1503 | 1
6.4667 | -11.4149 | 1
99.9402 | 68.7276 | 1
62.6173 | 15.2284 | 1
15.2376 | 32.0459 | 1
50.1952 | 17.3689 | 1
75.2809 | -27.4597 | 1
30.7413 | 51.3436 | 1
8.148 | 45.8335 | 1
14.3134 | 45.7195 | 1
37.5873 | 1.7269 | 1
59.308 | 60.7684 | 1
74.7267 | 60.4711 | 1
8.711 | -6.0056 | 1
35.8507 | 20.6049 | 1
4.5675 | 68.6353 | 1
70.0516 | -8.7934 | 1
33.8053 | 40.2374 | 1
55.2814 | 4.7108 | 1
15.1687 | -22.672 | 1
0.076594 | -7.7968 | 1
99.9607 | 3.7646 | 1
38.8063 | 42.5752 | 1
99.6676 | 13.8366 | 1
10.3235 | 1.5642 | 1
9.0981 | 58.0558 | 1
72.7748 | 8.9035 | 1
58.6883 | 60.0316 | 1
75.0056 | 49.8164 | 1
69.427 | 7.6744 | 1
51.8185 | 27.4324 | 1
53.3965 | 52.9785 | 1
73.578 | 63.815 | 1
26.5585 | 14.2139 | 1
18.453 | 7.95 | 1
14.0729 | 46.4642 | 1
88.0557 | -20.7311 | 1
78.3707 | 35.9157 | 1
17.0848 | 26.3027 | 1
16.4003 | 19.6302 | 1
99.0194 | 10.0136 | 1
70.3963 | 46.2133 | 1
10.2797 | 69.1589 | 1
91.9886 | 27.2035 | 1
48.983 | -27.9504 | 1
70.2519 | 68.0197 | 1
10.7728 | 27.8188 | 1
92.2429 | 29.7459 | 1
90.2113 | 37.9955 | 1
80.5111 | -9.8249 | 1
7.1439 | 1.4609 | 1
72.5775 | 68.386 | 1
49.8819 | 8.8751 | 1
31.5035 | 62.3078 | 1
43.6018 | 53.794 | 1
1.5804 | -12.5309 | 1
29.6408 | -6.8661 | 1
45.3695 | 35.9833 | 1
23.6246 | -25.208 | 1
17.6982 | 68.6623 | 1
54.467 | 21.2449 | 1
68.5552 | 62.8203 | 1
6.0172 | 29.1543 | 1
76.1003 | 67.7911 | 1
47.6301 | 16.4856 | 1
80.1081 | -26.784 | 1
3.9997 | 12.3183 | 1
45.5776 | -1.2245 | 1
32.5094 | 20.4209 | 1
24.1928 | 19.0094 | 1
83.3399 | 36.5909 | 1
89.8052 | -18.3136 | 1
29.4673 | 9.6956 | 1
38.4314 | 47.0656 | 1
20.9133 | 23.0574 | 1
79.5459 | 44.2058 | 1
77.9297 | 31.8363 | 1
59.6248 | 67.373 | 1
34.0953 | -3.729 | 1
55.7991 | 35.1524 | 1
43.0539 | -26.2717 | 1
76.2182 | 2.8472 | 1
57.4664 | -11.0978 | 1
56.5049 | -27.35 | 1
30.495 | -18.5823 | 1
39.7425 | 43.0493 | 1
0.2169 | 17.8953 | 1
57.2538 | 9.9699 | 1
66.4176 | 38.436 | 1
32.4678 | 46.3944 | 1
96.2084 | -21.2514 | 1
31.2703 | 47.7496 | 1
21.3415 | 50.6647 | 1
29.106 | 24.4953 | 1
69.844 | 62.25 | 1
12.8618 | -8.7114 | 1
25.0533 | -10.228 | 1
36.911 | 7.5785 | 1
23.0157 | 1.9152 | 1
19.3959 | 40.7866 | 1
43.3475 | 34.6116 | 1
78.9495 | -2.4696 | 1
58.4213 | 18.1937 | 1
17.5744 | 61.1164 | 1
59.3128 | 48.8589 | 1
82.4833 | 1.6289 | 1
27.2505 | 10.9704 | 1
20.6809 | 29.2504 | 1
83.6838 | 26.1608 | 1
66.4535 | 53.093 | 1
1.9203 | 54.7328 | 1
60.8844 | -27.6857 | 1
13.9067 | -1.4639 | 1
41.8393 | 31.2964 | 1
36.6462 | 63.3099 | 1
93.3115 | 38.1235 | 1
36.5408 | 53.9316 | 1
43.8755 | -29.0857 | 1
36.8582 | 36.9995 | 1
84.3485 | 16.567 | 1
69.6421 | 50.6553 | 1
34.5915 | 69.2078 | 1
55.881 | 19.8732 | 1
93.6093 | 63.1364 | 1
1.3559 | 8.7176 | 1
59.0281 | 48.9243 | 1
0.20311 | 41.3076 | 1
34.8471 | 40.3843 | 1
6.1443 | -2.2783 | 1
81.1296 | 66.3331 | 1
44.1046 | 13.5314 | 1
40.4262 | -14.2888 | 1
98.6145 | 1.4206 | 1
72.2087 | 56.7808 | 1
78.0441 | -28.3751 | 1
66.5653 | 59.9817 | 1
32.5716 | -1.9181 | 1
72.7531 | -3.7088 | 1
82.9156 | -24.5696 | 1
37.0089 | 10.1746 | 1
93.2074 | 59.0888 | 1
93.5361 | 16.8575 | 1
3.8799 | 1.1665 | 1
0.29649 | -26.9399 | 1
53.5187 | -25.1797 | 1
44.8772 | 17.3472 | 1
66.9266 | 37.7204 | 1
40.1357 | 16.6185 | 1
68.884 | -14.7515 | 1
57.8317 | 20.8249 | 1
88.0661 | 53.3519 | 1
11.0142 | 36.3833 | 1
96.1299 | 8.3014 | 1
28.8828 | 36.9593 | 1
67.9113 | 64.9002 | 1
92.9461 | 41.6717 | 1
83.1541 | 33.5165 | 1
62.5659 | -24.5427 | 1
5.6723 | 3.6592 | 1
90.3598 | 42.2053 | 1
28.8554 | 24.4382 | 1
66.112 | -13.241 | 1
5.5452 | -22.2817 | 1
10.6737 | 1.2658 | 1
54.4293 | 46.056 | 1
21.6325 | -25.1336 | 1
45.7043 | 23.8593 | 1
73.3593 | -4.2472 | 1
11.9316 | 25.5555 | 1
79.535 | 22.2187 | 1
31.722 | 32.7644 | 1
43.9365 | 54.1012 | 1
58.4719 | 68.4199 | 1
74.4202 | 40.2361 | 1
3.1374 | -13.4718 | 1
37.8318 | -28.6559 | 1
19.5164 | 52.2836 | 1
22.7405 | 34.5966 | 1
45.8542 | 7.0434 | 1
78.6776 | 46.6625 | 1
80.55 | -29.352 | 1
91.2651 | 66.3237 | 1
96.2099 | -0.78689 | 1
94.8485 | 5.3183 | 1
88.3368 | 44.6206 | 1
84.3927 | -17.6736 | 1
23.806 | -19.0763 | 1
30.9937 | 33.0022 | 1
1.0113 | -7.1962 | 1
88.3272 | 31.6949 | 1
4.3527 | 67.6332 | 1
8.4129 | 16.6637 | 1
16.6254 | -19.9839 | 1
92.9379 | 66.4948 | 1
24.3929 | 35.2826 | 1
100.9643 | 48.6871 | 1
16.5867 | 44.9405 | 1
10.7103 | 41.1181 | 1
0.075415 | -6.3116 | 1
4.1478 | 24.138 | 1
51.9256 | 43.3224 | 1
43.2831 | 29.5111 | 1
48.8535 | 1.6608 | 1
88.421 | 19.3502 | 1
4.0107 | 3.3904 | 1
55.7426 | 64.0596 | 1
80.8105 | -12.4837 | 1
23.0472 | -6.3364 | 1
88.1903 | 55.3596 | 1
87.2975 | 40.1287 | 1
12.8223 | 6.0024 | 1
62.3252 | 48.4386 | 1
98.0336 | -27.5317 | 1
70.0861 | 12.9078 | 1
23.176 | 30.0028 | 1
35.3186 | 65.3116 | 1
87.55 | 49.8388 | 1
14.7145 | 60.4206 | 1
21.4294 | -16.5789 | 1
62.934 | -29.1429 | 1
99.2518 | 54.7113 | 1
34.2251 | -13.7542 | 1
45.9884 | 6.715 | 1
1.4636 | 68.3849 | 1
71.8477 | 61.1691 | 1
74.4335 | 67.9778 | 1
74.6927 | 30.5554 | 1
54.5299 | 44.4403 | 1
56.9265 | 45.4594 | 1
70.4744 | 9.7239 | 1
83.8185 | -1.4735 | 1
64.8546 | 62.7101 | 1
59.4308 | 14.031 | 1
69.7594 | 62.1145 | 1
79.4758 | 2.2217 | 1
50.3088 | -15.573 | 1
41.5552 | -25.4969 | 1
77.0779 | 6.8611 | 1
54.1863 | 47.044 | 1
84.9126 | 51.9034 | 1
83.8661 | -28.9369 | 1
72.679 | 47.903 | 1
90.1266 | 3.1473 | 1
80.2322 | -29.0823 | 1
44.7922 | -19.8129 | 1
80.7956 | -24.6792 | 1
6.55 | -15.0802 | 1
38.273 | -21.5119 | 1
48.438 | 5.0646 | 1
87.7533 | 32.4036 | 1
15.0877 | 29.2235 | 1
38.9095 | -13.7101 | 1
70.6319 | 39.0125 | 1
60.077 | 22.9685 | 1
79.9342 | -20.3845 | 1
10.9839 | 30.1509 | 1
98.9272 | 32.5877 | 1
29.0268 | -29.0039 | 1
59.2949 | 32.8803 | 1
45.4065 | -9.4971 | 1
69.7299 | -17.78 | 1
76.2942 | 21.6155 | 1
80.7969 | -29.0818 | 1
90.4745 | 14.9379 | 1
37.7176 | 51.3386 | 1
13.4579 | 59.7965 | 1
17.0278 | -18.3638 | 1
67.5993 | -29.2479 | 1
55.9556 | 69.9338 | 1
95.4248 | -0.2051 | 1
60.9838 | 41.9887 | 1
52.9412 | 11.6514 | 1
25.1436 | -7.1437 | 1
41.3667 | 9.7474 | 1
57.6394 | 45.3905 | 1
8.6641 | 3.5362 | 1
55.6313 | -26.2485 | 1
26.1399 | 45.0571 | 1
9.3602 | 19.2677 | 1
5.528 | 1.2041 | 1
78.179 | 17.1499 | 1
10.359 | 59.3773 | 1
35.4187 | -28.4876 | 1
32.4023 | -26.903 | 1
9.276 | -26.7821 | 1
85.604 | 44.1935 | 1
74.7843 | 53.5822 | 1
9.6324 | 42.9775 | 1
65.2441 | -11.4842 | 1
18.8582 | 41.3105 | 1
23.9926 | 29.8078 | 1
34.6212 | 46.9086 | 1
23.1822 | 8.3244 | 1
7.268 | 43.6468 | 1
27.2707 | -26.9924 | 1
40.811 | -20.2929 | 1
54.2483 | 23.2278 | 1
10.3214 | 15.6457 | 1
37.9014 | -14.3008 | 1
7.6493 | 61.1847 | 1
12.4172 | 43.8331 | 1
12.276 | 68.5248 | 1
95.9302 | -19.8087 | 1
90.1864 | -9.0404 | 1
99.7605 | 60.3108 | 1
98.7852 | -22.2544 | 1
45.8199 | 36.1609 | 1
84.9366 | 26.7202 | 1
58.1318 | 44.9523 | 1
9.5937 | 2.1149 | 1
78.3554 | 33.7823 | 1
90.0149 | -19.4605 | 1
75.7822 | -4.1535 | 1
13.4605 | 27.6806 | 1
62.9525 | -23.5978 | 1
86.3196 | -25.7557 | 1
0.01051 | 68.0657 | 1
76.054 | -8.4995 | 1
7.2691 | 41.5064 | 1
27.2155 | 57.7598 | 1
40.5905 | 34.1917 | 1
84.5856 | 43.3072 | 1
14.6428 | 1.4231 | 1
63.2942 | 19.0938 | 1
70.9315 | 13.9677 | 1
62.1872 | -19.2319 | 1
51.2296 | -17.583 | 1
58.2697 | -27.2505 | 1
53.6371 | -18.4126 | 1
3.4041 | 55.692 | 1
80.5888 | 10.1322 | 1
76.7866 | 30.3799 | 1
100.857 | 42.2893 | 1
51.7117 | -1.1664 | 1
95.6529 | 6.0581 | 1
69.2409 | 60.4181 | 1
27.1552 | -26.3484 | 1
45.162 | 57.7114 | 1
32.3553 | -27.6529 | 1
82.3122 | -9.9707 | 1
48.3384 | -22.6196 | 1
95.1891 | 52.7924 | 1
61.8685 | -25.7297 | 1
6.3798 | -8.8299 | 1
98.1195 | -20.5072 | 1
52.8368 | -26.044 | 1
71.6132 | 57.3553 | 1
44.3141 | 41.8551 | 1
66.0138 | 38.8374 | 1
15.237 | 27.1623 | 1
18.9188 | -19.7352 | 1
11.8567 | -13.6455 | 1
39.6708 | 5.2458 | 1
61.0876 | 48.3439 | 1
45.1057 | 19.0529 | 1
61.0979 | 4.6614 | 1
25.1471 | 44.713 | 1
91.866 | 60.6169 | 1
17.0499 | 37.1465 | 1
66.1602 | 38.6512 | 1
20.425 | -3.2399 | 1
64.8763 | 22.0443 | 1
20.8262 | 2.7817 | 1
74.7566 | 8.3147 | 1
26.6013 | 66.7332 | 1
54.5874 | -15.8211 | 1
53.8891 | 19.5723 | 1
77.6309 | -27.9763 | 1
26.0491 | 13.9892 | 1
13.4739 | 22.245 | 1
22.5083 | 52.8153 | 1
92.7094 | 0.91951 | 1
89.0272 | 33.2736 | 1
60.7129 | 22.9797 | 1
66.9542 | 11.6579 | 1
84.0616 | 48.3692 | 1
28.4216 | -0.43277 | 1
59.0484 | 65.4868 | 1
89.4436 | 2.6741 | 1
31.4855 | -12.8159 | 1
33.4207 | 24.3803 | 1
66.6103 | 0.53931 | 1
7.683 | -29.563 | 1
72.2369 | 33.5995 | 1
24.0818 | -12.2983 | 1
78.449 | 33.1074 | 1
16.5689 | 52.4823 | 1
98.1074 | -1.0572 | 1
48.0301 | -25.4517 | 1
48.9647 | -26.7766 | 1
95.6812 | 51.4138 | 1
56.0735 | -25.2715 | 1
74.5182 | -29.343 | 1
2.7499 | 35.0141 | 1
29.3337 | 54.4708 | 1
86.9785 | 60.4858 | 1
80.0358 | 2.846 | 1
88.7753 | 19.1814 | 1
42.037 | 6.2991 | 1
80.4121 | 36.3491 | 1
77.3106 | 17.4908 | 1
54.9769 | 3.8521 | 1
60.1535 | 36.8121 | 1
60.3427 | -7.7643 | 1
97.7058 | 48.3758 | 1
33.689 | 12.4323 | 1
55.1942 | 45.9493 | 1
88.0399 | 49.3783 | 1
18.8922 | 57.7779 | 1
60.1213 | 30.858 | 1
27.2308 | 23.3146 | 1
29.555 | 62.0733 | 1
100.6619 | 45.3252 | 1
49.0634 | 23.4671 | 1
37.4005 | 39.703 | 1
52.718 | 30.0462 | 1
71.7492 | 49.9447 | 1
72.3919 | 64.533 | 1
48.3407 | -18.6677 | 1
4.6502 | 12.5509 | 1
30.7326 | 22.9144 | 1
20.9231 | 19.7438 | 1
66.4818 | -13.7147 | 1
85.1566 | 10.5652 | 1
69.0874 | 47.5972 | 1
43.5685 | 25.8737 | 1
16.8317 | 66.9145 | 1
20.762 | -20.5321 | 1
57.0399 | -22.9404 | 1
99.3571 | 61.4848 | 1
26.7961 | 58.1651 | 1
49.2495 | 4.5247 | 1
60.924 | 17.3998 | 1
31.0049 | -12.0466 | 1
79.4003 | 4.8069 | 1
88.6333 | 47.1025 | 1
86.5199 | 62.5385 | 1
85.9817 | 9.8375 | 1
71.0785 | 44.7202 | 1
81.4855 | 62.5636 | 1
14.2413 | 63.6491 | 1
16.2866 | 38.6505 | 1
45.0492 | 60.2393 | 1
21.7913 | -26.4596 | 1
90.669 | 58.0692 | 1
43.293 | 58.5146 | 1
97.8173 | 23.7816 | 1
22.3737 | -23.3598 | 1
96.5663 | 14.7029 | 1
76.9357 | -0.87165 | 1
81.8323 | 19.6818 | 1
21.6812 | 68.6022 | 1
29.7214 | -2.3408 | 1
45.8124 | 65.3276 | 1
6.015 | 64.2685 | 1
88.169 | 27.8868 | 1
74.2148 | -16.5328 | 1
77.1082 | 67.7865 | 1
39.8811 | 59.3711 | 1
97.8547 | 18.5286 | 1
23.2728 | 4.0559 | 1
53.8391 | 44.4374 | 1
44.1754 | 30.5499 | 1
10.664 | 11.3552 | 1
88.0389 | -6.5252 | 1
47.653 | 12.1734 | 1
73.3267 | 7.421 | 1
67.084 | -29.0988 | 1
0.52593 | 18.1382 | 1
17.4475 | 40.5245 | 1
42.7695 | 47.7039 | 1
88.1898 | 51.6371 | 1
87.8591 | -9.7824 | 1
48.3892 | -11.6277 | 1
60.0213 | 51.1611 | 1
9.2298 | 43.9054 | 1
60.8432 | 40.1146 | 1
48.1021 | 53.0349 | 1
5.5032 | 66.7471 | 1
58.8384 | 24.7149 | 1
22.7034 | 41.9332 | 1
20.9023 | 13.693 | 1
88.1481 | 23.9446 | 1
32.2331 | 1.0201 | 1
36.1352 | 1.4614 | 1
72.773 | -27.5309 | 1
39.7703 | 68.7235 | 1
13.3444 | 45.0849 | 1
21.717 | 7.5463 | 1
11.3329 | 25.1213 | 1
79.3305 | 32.2154 | 1
27.2592 | 65.3449 | 1
97.5317 | -24.6995 | 1
38.6892 | -23.7678 | 1
83.9374 | 18.2238 | 1
43.9014 | 36.5052 | 1
93.4544 | -23.5641 | 1
11.4703 | 43.6369 | 1
0.16166 | 7.1342 | 1
32.5832 | 55.7206 | 1
9.9751 | -21.3234 | 1
96.977 | 58.4083 | 1
65.6878 | 57.2504 | 1
54.5228 | 40.8498 | 1
28.1362 | 7.4912 | 1
70.6625 | -25.8576 | 1
21.2792 | -6.1646 | 1
17.9522 | 55.0173 | 1
91.2921 | 67.8068 | 1
20.8783 | -9.6316 | 1
61.0896 | 24.974 | 1
50.1297 | 22.7923 | 1
48.065 | 13.3126 | 1
70.5265 | 5.9774 | 1
97.7719 | 36.8991 | 1
47.6079 | -28.6984 | 1
7.6842 | 5.7607 | 1
41.0848 | -25.878 | 1
28.8001 | -28.5926 | 1
90.4927 | -23.1336 | 1
84.0486 | -7.3597 | 1
26.198 | 5.1793 | 1
45.7282 | 33.6726 | 1
68.8756 | -17.2094 | 1
99.8283 | 62.2847 | 1
13.9321 | 27.4176 | 1
59.6794 | 36.6245 | 1
17.2643 | -26.4115 | 1
90.5977 | 46.9317 | 1
88.2588 | 17.2275 | 1
29.0614 | -13.6995 | 1
31.1807 | 17.0341 | 1
67.1832 | -9.6996 | 1
20.9544 | 19.9908 | 1
92.4543 | 2.6139 | 1
22.9265 | 48.2517 | 1
21.2258 | 19.6436 | 1
71.3647 | 2.8644 | 1
86.6684 | 26.8032 | 1
46.5 | 28.4264 | 1
7.6372 | 37.3002 | 1
53.26 | 48.6303 | 1
29.7638 | 27.5866 | 1
58.439 | 47.1268 | 1
41.6046 | 23.4929 | 1
29.9898 | 11.2509 | 1
9.8529 | 32.9266 | 1
71.7125 | 11.3559 | 1
97.8403 | 24.2581 | 1
47.4549 | -26.1027 | 1
5.9716 | 4.8322 | 1
26.2223 | 14.6545 | 1
6.9127 | -28.7319 | 1
41.1105 | 10.2855 | 1
95.3247 | 17.029 | 1
51.0043 | 3.695 | 1
9.1106 | 51.9293 | 1
94.4611 | 3.8422 | 1
4.1163 | -6.4657 | 1
22.3105 | 11.4878 | 1
55.3329 | 2.568 | 1
63.3576 | -27.81 | 1
64.8671 | 22.1391 | 1
80.094 | 33.4285 | 1
33.7633 | -11.7317 | 1
4.9363 | 4.1023 | 1
93.8558 | -29.7551 | 1
92.9413 | 20.5919 | 1
29.5021 | 46.8 | 1
84.2005 | -19.4306 | 1
44.919 | 0.97784 | 1
38.201 | 49.8295 | 1
94.9625 | 35.2841 | 1
89.0265 | 64.3255 | 1
39.6641 | -8.3796 | 1
25.6128 | -22.7073 | 1
100.0859 | 35.9802 | 1
19.8729 | 34.6824 | 1
76.8854 | 28.0608 | 1
89.4898 | 36.406 | 1
91.3597 | -26.8704 | 1
83.391 | 18.5539 | 1
36.7349 | -25.028 | 1
86.6866 | 68.7721 | 1
59.4633 | -4.6062 | 1
64.9418 | 20.9815 | 1
96.3108 | 2.5661 | 1
55.8005 | -7.314 | 1
19.0007 | -25.0931 | 1
59.8293 | -8.419 | 1
59.1264 | 47.7731 | 1
31.6604 | -20.1514 | 1
41.2283 | -7.8322 | 1
49.159 | -8.9782 | 1
86.0335 | -6.2679 | 1
25.6258 | 61.446 | 1
11.3772 | -10.1099 | 1
74.384 | 47.8912 | 1
29.0888 | 26.7372 | 1
50.289 | 18.1228 | 1
75.0216 | 63.2542 | 1
67.1112 | 28.1102 | 1
90.4034 | -17.2025 | 1
87.4241 | 67.7846 | 1
100.417 | 41.1248 | 1
1.5202 | 61.4629 | 1
48.4775 | 58.1663 | 1
91.4135 | 26.986 | 1
38.0556 | 38.9856 | 1
85.8039 | 66.7336 | 1
9.4593 | 11.7878 | 1
59.7907 | 44.6159 | 1
30.4967 | 39.292 | 1
98.8686 | 6.3746 | 1
94.3406 | 13.1052 | 1
51.3998 | 9.1587 | 1
7.2035 | 50.3327 | 1
30.0585 | 61.0147 | 1
8.1178 | -13.1984 | 1
93.7847 | -21.4396 | 1
45.3763 | 40.6026 | 1
55.1654 | 3.1247 | 1
50.9455 | 21.2245 | 1
28.6156 | 12.0989 | 1
5.8121 | 7.4485 | 1
53.493 | 54.5868 | 1
42.8323 | -6.1852 | 1
97.5948 | 27.4729 | 1
1.4185 | -4.4779 | 1
83.4502 | 44.4768 | 1
55.7302 | 10.881 | 1
35.1131 | 32.5541 | 1
10.8304 | 19.7706 | 1
40.1523 | -8.6979 | 1
57.4956 | 9.1362 | 1
59.2405 | 27.7986 | 1
35.7456 | 25.0802 | 1
68.5172 | 45.4655 | 1
73.4796 | 16.2121 | 1
100.0196 | 4.5955 | 1
81.3398 | 49.9164 | 1
50.9952 | -3.6103 | 1
22.4939 | -17.9692 | 1
11.9088 | 39.8075 | 1
97.8198 | -15.2647 | 1
0.68496 | 23.0805 | 1
15.1273 | -27.3762 | 1
33.7485 | 68.5568 | 1
57.9983 | 57.9331 | 1
67.7209 | 36.8461 | 1
12.7298 | -1.871 | 1
39.2026 | -12.1164 | 1
27.9191 | -20.9601 | 1
100.3553 | 31.2971 | 1
74.9269 | -28.8394 | 1
2.4906 | 9.4018 | 1
84.045 | 7.6187 | 1
75.6743 | -24.8109 | 1
56.8167 | -22.7711 | 1
29.4068 | -29.4908 | 1
60.3077 | 41.1451 | 1
32.1645 | 25.5678 | 1
49.2887 | -26.1904 | 1
34.071 | 14.907 | 1
85.5108 | 47.2573 | 1
58.3811 | -10.2661 | 1
0.18057 | -22.8784 | 1
15.368 | 68.8097 | 1
85.4899 | -16.1505 | 1
51.0479 | 12.087 | 1
41.9107 | -17.4723 | 1
60.2398 | 22.6887 | 1
23.713 | 15.0501 | 1
57.7242 | -8.8908 | 1
46.0513 | -9.9431 | 1
78.1113 | 69.826 | 1
5.1524 | -2.2379 | 1
86.7711 | 45.8325 | 1
47.3802 | 20.3316 | 1
96.4934 | 40.6789 | 1
63.7841 | 54.2244 | 1
37.1144 | 10.0284 | 1
17.3894 | -27.5875 | 1
61.0726 | 22.0246 | 1
90.1706 | -5.0509 | 1
44.9375 | 7.5516 | 1
35.4553 | 31.3251 | 1
36.2782 | 44.4286 | 1
91.3172 | -5.8276 | 1
86.8653 | -17.727 | 1
11.9433 | -6.865 | 1
22.9378 | 29.6029 | 1
47.4116 | 32.5304 | 1
19.0846 | 62.467 | 1
69.8719 | 36.6231 | 1
11.9775 | 60.9078 | 1
73.8606 | 68.8273 | 1
25.7589 | 63.4451 | 1
93.0582 | 20.8827 | 1
79.7037 | 35.0914 | 1
53.8531 | -4.6702 | 1
29.0909 | -4.8818 | 1
98.1822 | 20.2865 | 1
62.7513 | -29.4451 | 1
14.72 | 48.9296 | 1
14.9298 | 59.5337 | 1
29.9221 | 53.6702 | 1
48.8976 | -27.7272 | 1
69.7163 | 17.4776 | 1
59.1824 | 24.3358 | 1
53.4481 | 65.1844 | 1
13.3391 | -1.3279 | 1
39.3606 | 51.8468 | 1
89.4797 | 24.4419 | 1
98.787 | 40.5809 | 1
81.1171 | 57.3547 | 1
34.4542 | 62.4402 | 1
27.2501 | 47.1458 | 1
12.2287 | 13.6902 | 1
62.0718 | -9.8114 | 1
27.5382 | 1.8528 | 1
97.6581 | 1.9943 | 1
35.8292 | -1.2221 | 1
60.0671 | 33.7101 | 1
61.5042 | 61.8289 | 1
62.439 | 12.4967 | 1
35.4987 | 47.3002 | 1
53.2363 | 2.6209 | 1
42.0195 | -23.6739 | 1
6.5328 | 19.9748 | 1
97.1186 | -5.6991 | 1
4.932 | -6.1624 | 1
48.6289 | 37.168 | 1
58.7324 | 15.6404 | 1
37.2481 | -10.1534 | 1
58.0938 | -7.1993 | 1
84.3986 | -9.6092 | 1
55.6775 | 39.3537 | 1
19.6709 | 45.7487 | 1
44.9064 | -29.4213 | 1
28.4421 | -2.9733 | 1
46.4656 | -9.3618 | 1
72.1808 | 46.2646 | 1
64.0854 | 35.7373 | 1
67.6406 | -23.5378 | 1
86.7697 | 19.4393 | 1
88.3761 | 21.7894 | 1
4.3745 | 61.8793 | 1
73.5305 | 53.1112 | 1
67.169 | 20.2174 | 1
88.8929 | -13.4325 | 1
37.8799 | 17.459 | 1
96.4353 | -28.0303 | 1
42.3381 | 68.4258 | 1
89.1311 | -25.665 | 1
54.4255 | 56.1342 | 1
56.9165 | 0.42658 | 1
42.692 | 33.1075 | 1
7.0625 | -0.60523 | 1
88.7876 | -29.0016 | 1
55.3882 | 64.4653 | 1
87.8634 | -6.1827 | 1
54.2425 | -11.6346 | 1
4.528 | -16.358 | 1
72.1643 | -19.8102 | 1
43.2438 | 61.0631 | 1
66.6874 | 3.4914 | 1
19.4669 | -22.0685 | 1
39.2107 | -6.1371 | 1
38.2609 | -7.315 | 1
94.03 | -17.0596 | 1
18.1996 | -29.9773 | 1
72.8694 | 55.888 | 1
81.1713 | 26.2405 | 1
35.2674 | 33.0224 | 1
30.9957 | 39.9897 | 1
22.4408 | 62.3619 | 1
17.0282 | 54.7509 | 1
64.3866 | 57.0567 | 1
33.2299 | -28.8797 | 1
55.4743 | 1.0053 | 1
18.9451 | 25.9959 | 1
94.2712 | -10.2262 | 1
71.1191 | 15.8976 | 1
48.9918 | 3.4024 | 1
87.6415 | -25.6252 | 1
89.7993 | -23.9658 | 1
55.5696 | 59.6035 | 1
57.8781 | 10.1677 | 1
53.7579 | 32.4605 | 1
47.8557 | 13.9525 | 1
52.6462 | -21.1101 | 1
76.7867 | 4.8981 | 1
96.1322 | -19.8984 | 1
68.1504 | -17.8067 | 1
52.0666 | 11.4735 | 1
8.3812 | 23.4337 | 1
5.0295 | 49.6282 | 1
92.6605 | -8.2844 | 1
50.0584 | -20.4533 | 1
56.9194 | 64.9456 | 1
95.0526 | 27.6181 | 1
85.753 | 67.111 | 1
10.7157 | 54.2392 | 1
6.8733 | 51.7419 | 1
0.74203 | 26.261 | 1
52.019 | 4.2326 | 1
41.5838 | 24.7264 | 1
45.0893 | 55.392 | 1
81.471 | 67.7186 | 1
98.3014 | -15.9145 | 1
48.0503 | 1.4235 | 1
60.8848 | 60.9206 | 1
87.2401 | 67.4349 | 1
53.523 | 11.6201 | 1
69.4777 | 28.5016 | 1
17.6432 | -7.4495 | 1
80.5212 | 53.6843 | 1
34.9955 | 0.65875 | 1
63.9027 | 7.5874 | 1
39.385 | -18.7979 | 1
87.0318 | 47.7941 | 1
0.12445 | 41.2822 | 1
37.6267 | 17.6616 | 1
50.8335 | 5.9797 | 1
32.7382 | 12.172 | 1
97.1642 | 35.8177 | 1
39.3142 | 30.0441 | 1
96.1809 | 32.1682 | 1
4.9303 | -26.2976 | 1
7.3143 | 0.09042 | 1
6.7735 | 60.0667 | 1
6.6445 | -20.4487 | 1
89.9153 | 59.3877 | 1
43.7428 | -0.64357 | 1
77.3569 | 44.0859 | 1
2.0346 | 26.683 | 1
75.8411 | -4.5133 | 1
19.2908 | 8.6658 | 1
50.4069 | 50.3771 | 1
74.0266 | 16.794 | 1
97.0129 | -18.8782 | 1
2.2115 | 28.6549 | 1
47.0286 | 36.9196 | 1
20.8196 | 65.1604 | 1
32.6569 | 58.9612 | 1
20.9874 | -11.8309 | 1
39.0506 | -22.0467 | 1
58.6915 | 41.6352 | 1
35.2377 | -23.4475 | 1
64.0657 | -4.2685 | 1
20.5508 | 7.203 | 1
75.2657 | 36.7292 | 1
24.9398 | 49.8873 | 1
12.9299 | -8.4616 | 1
6.2962 | 20.9697 | 1
90.1556 | 40.3453 | 1
84.2305 | 30.3955 | 1
79.9881 | 43.5554 | 1
19.8437 | 43.4878 | 1
81.3884 | 6.0238 | 1
62.4203 | 65.0904 | 1
85.5699 | 58.0295 | 1
32.626 | 8.5544 | 1
49.8732 | 49.2807 | 1
59.6958 | 53.3972 | 1
79.7646 | 49.0757 | 1
34.091 | 4.8635 | 1
35.1463 | -27.1885 | 1
4.6856 | 33.231 | 1
86.4789 | 53.8015 | 1
88.3261 | -22.1905 | 1
64.1651 | -10.2034 | 1
0.64853 | 34.8874 | 1
2.5763 | -10.1502 | 1
7.2043 | -24.0191 | 1
99.2221 | -20.713 | 1
34.8485 | -2.4414 | 1
56.8443 | 56.4001 | 1
28.5394 | 47.2537 | 1
15.3798 | 53.5896 | 1
77.3305 | -26.6104 | 1
47.8685 | 37.7153 | 1
1.7854 | -10.8362 | 1
22.3696 | 1.6366 | 1
18.1132 | 29.4224 | 1
82.7697 | 43.323 | 1
41.2271 | 46.9911 | 1
28.3174 | -21.2331 | 1
84.6531 | 53.6225 | 1
61.9957 | -6.5593 | 1
53.8116 | -11.6314 | 1
99.7895 | 59.8332 | 1
87.9744 | 40.3793 | 1
90.8834 | 47.2362 | 1
60.6509 | 45.9209 | 1
38.0337 | 31.7025 | 1
12.8407 | 47.6355 | 1
74.5113 | 25.6041 | 1
12.1018 | 55.2151 | 1
1.6997 | 32.8134 | 1
29.7598 | 26.3477 | 1
45.038 | 54.161 | 1
29.9586 | 66.661 | 1
76.892 | 64.4757 | 1
87.7332 | 6.1531 | 1
98.4538 | -29.9602 | 1
13.7174 | 66.6498 | 1
91.2956 | 12.9132 | 1
41.9785 | 64.5601 | 1
85.6635 | 55.7583 | 1
48.3839 | 2.2735 | 1
84.573 | -23.3876 | 1
66.6088 | 66.1592 | 1
64.6637 | 10.3574 | 1
18.5714 | 23.9981 | 1
93.9346 | 46.4913 | 1
18.0182 | -20.7977 | 1
31.4042 | 31.6111 | 1
73.7945 | -25.2144 | 1
66.5372 | 32.8805 | 1
90.912 | 36.992 | 1
46.9901 | 65.2615 | 1
9.1343 | 38.1581 | 1
88.9281 | 41.9578 | 1
92.4865 | 64.2681 | 1
1.581 | -12.9076 | 1
92.775 | -26.203 | 1
56.4932 | 45.9448 | 1
19.7162 | 16.9859 | 1
45.758 | -1.8996 | 1
67.7281 | 24.8855 | 1
96.2627 | 21.5108 | 1
41.2781 | 28.7445 | 1
87.0021 | 31.1378 | 1
40.2366 | 7.6668 | 1
5.8715 | 25.3309 | 1
87.6456 | 8.2402 | 1
51.8695 | 15.1193 | 1
5.4117 | -1.6039 | 1
38.4067 | -3.525 | 1
68.6913 | 61.038 | 1
80.0381 | 22.2719 | 1
8.8699 | -28.1697 | 1
92.1333 | 67.9831 | 1
68.1391 | 8.3125 | 1
36.3253 | 2.8933 | 1
77.2292 | 16.8437 | 1
15.3717 | 45.3661 | 1
47.5159 | 34.8097 | 1
84.3833 | -7.795 | 1
19.4063 | 31.7283 | 1
4.7255 | 32.9196 | 1
64.0846 | 23.5451 | 1
35.7418 | 61.6776 | 1
89.7571 | 5.3656 | 1
94.6239 | 60.0811 | 1
66.5509 | 26.7863 | 1
14.6633 | 15.9853 | 1
93.5771 | 63.821 | 1
86.1656 | -2.813 | 1
16.0228 | 67.4623 | 1
26.6097 | 48.4095 | 1
28.0344 | 11.0994 | 1
6.459 | 49.2122 | 1
76.0488 | 40.0615 | 1
54.9268 | 48.7001 | 1
10.6872 | 54.2266 | 1
22.1655 | -26.8165 | 1
85.1621 | -22.3887 | 1
6.653 | 10.9577 | 1
78.274 | 27.1854 | 1
60.6299 | 2.8991 | 1
16.1493 | 17.5068 | 1
1.2424 | -13.486 | 1
22.4485 | -15.6271 | 1
22.182 | 11.6655 | 1
51.3871 | -29.4708 | 1
57.2088 | 3.8431 | 1
90.1583 | 55.8765 | 1
94.0901 | 30.1026 | 1
10.8019 | 42.5172 | 1
49.768 | -2.4381 | 1
48.0771 | 17.6209 | 1
74.1092 | 10.6834 | 1
9.2635 | 44.395 | 1
49.6631 | 47.2665 | 1
61.1432 | -15.9147 | 1
19.7325 | -27.2866 | 1
16.3636 | 15.7221 | 1
47.8228 | 54.594 | 1
89.0992 | 12.9027 | 1
10.3309 | -14.8067 | 1
36.76 | 60.4554 | 1
89.2602 | -16.5845 | 1
99.921 | -18.4521 | 1
48.7133 | 5.5347 | 1
71.893 | -21.9686 | 1
43.9175 | 15.0901 | 1
22.6144 | 6.1059 | 1
29.6885 | 30.2399 | 1
34.6541 | 27.4658 | 1
24.7004 | 4.1984 | 1
91.6923 | 6.9546 | 1
100.3746 | 4.1432 | 1
60.6047 | -28.5747 | 1
31.4856 | 36.9233 | 1
38.9259 | -2.6699 | 1
3.2406 | 59.1933 | 1
3.8924 | -27.0222 | 1
10.3376 | -18.7573 | 1
84.7962 | -6.2295 | 1
16.4707 | 27.0111 | 1
100.8068 | -14.5553 | 1
6.8497 | 16.9236 | 1
98.097 | 29.272 | 1
74.4746 | 31.2907 | 1
78.1131 | -24.7219 | 1
87.0694 | 53.7463 | 1
41.1751 | 39.3256 | 1
15.6757 | 28.8987 | 1
68.1863 | -10.8498 | 1
45.2966 | 19.0405 | 1
9.1587 | 69.7908 | 1
35.2607 | -12.0009 | 1
24.4431 | 64.5489 | 1
58.1559 | 8.8565 | 1
73.4322 | 6.1685 | 1
96.6846 | 59.2034 | 1
100.9963 | 63.7742 | 1
50.9218 | 54.4139 | 1
96.2927 | 67.497 | 1
5.2316 | 33.5559 | 1
71.789 | 28.7175 | 1
39.8396 | 32.9829 | 1
30.9735 | -3.6352 | 1
69.8523 | 3.7019 | 1
75.8465 | 17.8307 | 1
28.5599 | 51.9466 | 1
69.8152 | 41.3116 | 1
16.6519 | 22.8283 | 1
23.1783 | 49.1019 | 1
90.3468 | 5.7707 | 1
9.3376 | 63.5314 | 1
100.4044 | 15.9604 | 1
9.335 | 52.1936 | 1
26.7561 | 38.7466 | 1
29.2309 | 42.2865 | 1
53.2599 | 48.3953 | 1
58.4627 | -6.3259 | 1
77.936 | -12.4323 | 1
95.2147 | -10.7977 | 1
33.4038 | 54.3598 | 1
50.408 | 62.018 | 1
28.8378 | -25.0108 | 1
26.6369 | 31.3366 | 1
99.8813 | 60.4703 | 1
63.9935 | -10.0007 | 1
27.1089 | -22.7675 | 1
15.3724 | 14.5382 | 1
58.3424 | 62.513 | 1
33.1088 | -0.87184 | 1
59.0554 | 18.1373 | 1
99.3821 | 16.274 | 1
26.675 | 41.7557 | 1
48.0172 | 22.2827 | 1
86.5215 | -2.3863 | 1
1.3789 | 13.8194 | 1
15.8414 | 15.0203 | 1
65.9246 | -11.3004 | 1
12.8196 | 2.8763 | 1
33.1261 | 40.6277 | 1
94.0665 | 50.0729 | 1
14.1669 | -25.7999 | 1
26.8408 | -12.2078 | 1
88.7438 | 26.5154 | 1
96.2345 | 7.6545 | 1
14.5937 | 34.1021 | 1
58.342 | -9.7315 | 1
50.8929 | -6.6059 | 1
82.7893 | 27.2732 | 1
60.8294 | -6.3083 | 1
68.5212 | -29.9324 | 1
49.2487 | 13.8763 | 1
71.9521 | 58.3375 | 1
61.7682 | -7.4301 | 1
20.2217 | 12.25 | 1
41.4349 | 44.491 | 1
93.8003 | -27.4809 | 1
68.7551 | -19.4744 | 1
20.3856 | 12.4385 | 1
39.5448 | -9.0549 | 1
30.972 | -17.087 | 1
58.8021 | 32.3237 | 1
76.7444 | -12.6562 | 1
51.7182 | 36.5307 | 1
39.8723 | 7.6971 | 1
39.2517 | 3.3828 | 1
43.9259 | -20.683 | 1
60.7913 | 10.605 | 1
84.6533 | -12.7903 | 1
5.6087 | 28.5036 | 1
70.9742 | 64.4565 | 1
28.1445 | -19.0372 | 1
68.0452 | -16.7263 | 1
74.4472 | 30.0964 | 1
55.6308 | 39.4377 | 1
13.7833 | 60 | 1
25.4873 | 60.4078 | 1
37.1334 | 24.8904 | 1
94.8203 | -1.2477 | 1
62.6922 | 4.029 | 1
85.6274 | -4.7715 | 1
7.3853 | 48.6636 | 1
65.9029 | -29.5978 | 1
68.8608 | -3.6243 | 1
17.6259 | -10.9729 | 1
63.5881 | 22.1972 | 1
17.7745 | -9.2405 | 1
77.5542 | -24.3923 | 1
43.6188 | 34.3084 | 1
86.2583 | -29.1995 | 1
51.5098 | -21.2039 | 1
85.7004 | 54.6153 | 1
22.9251 | 58.1965 | 1
65.1148 | 7.9312 | 1
97.8425 | -11.0405 | 1
18.9574 | 39.9027 | 1
80.6376 | 25.0797 | 1
7.7361 | -24.0894 | 1
64.1434 | 49.6811 | 1
13.229 | 18.4488 | 1
82.4271 | -24.0747 | 1
61.0302 | 6.9277 | 1
45.4867 | -5.36 | 1
79.175 | 18.6506 | 1
97.469 | -1.521 | 1
57.7547 | 22.489 | 1
81.9122 | 54.8145 | 1
20.6011 | 7.2316 | 1
83.8496 | 25.8559 | 1
37.1995 | -6.243 | 1
93.4803 | -19.1426 | 1
28.2436 | 48.7156 | 1
8.8061 | 38.0406 | 1
35.9536 | 5.5722 | 1
82.9284 | -16.2175 | 1
58.5102 | 32.3204 | 1
75.7012 | -0.79726 | 1
51.8917 | 67.198 | 1
96.6294 | -11.1461 | 1
35.4871 | 38.6501 | 1
50.8769 | 39.2997 | 1
81.3394 | 9.233 | 1
31.1572 | 66.4881 | 1
51.4366 | 40.5941 | 1
40.917 | -1.2569 | 1
48.9107 | -16.5165 | 1
65.6035 | 37.7321 | 1
77.7476 | 34.3744 | 1
67.3896 | 65.8526 | 1
17.0694 | -8.6568 | 1
53.6953 | 48.4318 | 1
51.5013 | 64.4849 | 1
78.1592 | -0.33964 | 1
81.3819 | 65.7543 | 1
13.8427 | 1.3603 | 1
57.7075 | -3.9765 | 1
85.5538 | -22.8277 | 1
51.4913 | 19.915 | 1
71.2504 | -11.2175 | 1
50.6654 | 25.3286 | 1
32.9481 | -13.5802 | 1
76.9941 | 8.6924 | 1
72.0951 | 17.9593 | 1
5.333 | -8.118 | 1
17.5287 | -8.4868 | 1
94.183 | 18.6263 | 1
22.1654 | 7.0429 | 1
60.4378 | -26.5443 | 1
31.866 | 33.3589 | 1
9.3819 | 44.4635 | 1
16.5141 | -0.44399 | 1
1.9541 | 55.4659 | 1
15.6662 | 28.6927 | 1
26.45 | -29.9141 | 1
83.8019 | 30.1221 | 1
11.2266 | 21.8335 | 1
99.3973 | 31.8138 | 1
76.4405 | -6.0248 | 1
62.7892 | 10.1982 | 1
96.4794 | 46.1858 | 1
26.5287 | 51.866 | 1
27.109 | -3.5078 | 1
48.615 | 3.3 | 1
8.4243 | -23.2215 | 1
41.4637 | 59.6235 | 1
5.7281 | 57.2345 | 1
70.4815 | 32.196 | 1
8.1414 | 23.6415 | 1
44.7344 | 55.9926 | 1
86.2804 | -28.3353 | 1
89.3939 | 64.4217 | 1
14.3706 | -20.605 | 1
42.4586 | 31.8285 | 1
76.0041 | 36.8236 | 1
1.6003 | -15.3026 | 1
16.7065 | -16.0084 | 1
45.3996 | 12.6779 | 1
28.4142 | 36.9181 | 1
57.0058 | 31.0088 | 1
80.8173 | 34.45 | 1
27.2558 | 8.2516 | 1
31.6832 | -4.6004 | 1
49.29 | 13.8504 | 1
11.3747 | -27.7638 | 1
95.6711 | -29.3314 | 1
96.3832 | 15.3232 | 1
28.177 | -20.3285 | 1
45.3885 | 69.2342 | 1
90.107 | 21.895 | 1
48.7253 | -3.6241 | 1
69.849 | 57.3003 | 1
48.0277 | 58.8229 | 1
73.5333 | -0.56835 | 1
9.6323 | 60.963 | 1
73.3553 | 52.4777 | 1
10.1446 | 58.1968 | 1
63.6323 | -1.0288 | 1
75.948 | 26.9685 | 1
81.6338 | 24.6821 | 1
41.0759 | 55.6331 | 1
66.4004 | 28.2063 | 1
9.7873 | 25.3275 | 1
49.7077 | 30.1518 | 1
61.6428 | 52.5819 | 1
60.8618 | 43.9275 | 1
85.3332 | 11.3883 | 1
81.8658 | 27.5218 | 1
41.2885 | 48.0719 | 1
22.9906 | 2.6427 | 1
61.6694 | 61.6018 | 1
83.9547 | 36.2536 | 1
50.315 | 18.0364 | 1
12.0233 | 25.2293 | 1
90.229 | 42.217 | 1
14.9452 | 51.8001 | 1
91.867 | 14.3833 | 1
61.0074 | -21.0225 | 1
35.7646 | 66.5275 | 1
75.6035 | -21.5616 | 1
47.4157 | -11.1154 | 1
22.3654 | 68.3829 | 1
8.0849 | 23.6136 | 1
29.945 | 46.6163 | 1
74.2386 | 32.3479 | 1
25.5464 | 2.5879 | 1
10.3261 | 24.7149 | 1
65.7737 | -8.869 | 1
36.1744 | -7.8474 | 1
65.1954 | -19.367 | 1
50.9916 | -28.767 | 1
26.0586 | 3.122 | 1
76.3997 | -24.1332 | 1
23.9631 | 50.7685 | 1
48.8455 | 60.3588 | 1
7.9526 | 29.3811 | 1
99.2966 | 8.7701 | 1
0.37745 | -22.2878 | 1
48.9864 | 64.0786 | 1
7.3189 | -16.8835 | 1
65.2834 | 64.7179 | 1
50.1121 | 68.1232 | 1
27.811 | 46.4879 | 1
41.2984 | 42.859 | 1
42.106 | 27.3293 | 1
71.6174 | 15.1045 | 1
23.4646 | -23.8991 | 1
91.7695 | 8.1552 | 1
40.2615 | 63.1017 | 1
41.6822 | 54.4655 | 1
14.6363 | -16.1172 | 1
49.7731 | -26.6187 | 1
27.5761 | 26.6133 | 1
29.9534 | 60.0954 | 1
0.16539 | -24.9694 | 1
14.3718 | -11.6313 | 1
10.9564 | 49.8792 | 1
9.4448 | -3.8037 | 1
26.3467 | 5.8632 | 1
34.3785 | 45.2959 | 1
54.6246 | 40.1572 | 1
76.6798 | -15.7434 | 1
55.2574 | 64.7538 | 1
63.3692 | 63.7288 | 1
87.4868 | 1.7266 | 1
19.9133 | 37.937 | 1
28.2164 | 68.5921 | 1
83.9029 | -12.7221 | 1
5.86 | 9.749 | 1
92.8261 | 29.0073 | 1
22.6772 | -29.4339 | 1
95.1926 | -20.1909 | 1
55.7553 | -4.1035 | 1
50.4156 | 31.4911 | 1
19.0559 | 53.8266 | 1
3.8299 | -2.9765 | 1
15.7392 | 48.2755 | 1
12.0725 | 27.7019 | 1
86.4499 | -13.878 | 1
88.9978 | 55.7637 | 1
87.3764 | 3.529 | 1
43.1175 | -8.1374 | 1
58.5103 | -18.9979 | 1
97.9232 | 46.9869 | 1
48.9784 | 29.4781 | 1
74.2465 | 10.74 | 1
71.1172 | 9.6513 | 1
0.73074 | 63.0047 | 1
82.9472 | 23.3024 | 1
23.4139 | 15.7243 | 1
9.141 | 58.5757 | 1
19.0071 | 20.6206 | 1
66.1814 | 28.2105 | 1
37.0666 | 51.2552 | 1
85.9413 | 66.1021 | 1
59.5212 | 45.2055 | 1
48.8638 | 57.9621 | 1
20.5638 | -10.6799 | 1
37.4511 | 20.273 | 1
36.1988 | -21.7523 | 1
43.4596 | 17.0062 | 1
58.6302 | 24.8864 | 1
28.5294 | 61.3089 | 1
41.6921 | -8.7636 | 1
67.975 | -5.1466 | 1
67.795 | 9.5305 | 1
1.3458 | 35.3938 | 1
78.7054 | -9.655 | 1
37.0036 | 57.8216 | 1
91.9383 | 43.4269 | 1
44.8506 | -15.4077 | 1
59.9383 | -27.8191 | 1
45.0869 | 17.7603 | 1
22.0647 | -18.1413 | 1
27.1932 | 57.9231 | 1
16.4124 | 35.7751 | 1
19.9326 | 38.8768 | 1
6.7653 | 61.5392 | 1
45.6477 | 13.6245 | 1
73.3283 | 61.7888 | 1
88.6132 | 0.4097 | 1
71.2097 | 60.371 | 1
23.4709 | 10.7643 | 1
69.2828 | 55.8102 | 1
90.5201 | 5.8412 | 1
94.1364 | 63.6723 | 1
26.9458 | -12.841 | 1
46.9846 | 6.1259 | 1
35.5945 | -3.5903 | 1
2.9057 | 49.6077 | 1
74.3217 | 52.385 | 1
7.4407 | 7.2729 | 1
85.4908 | 27.3661 | 1
92.3965 | 4.8501 | 1
26.7843 | 36.0657 | 1
92.6225 | -16.3996 | 1
53.2917 | 15.496 | 1
63.6079 | -19.4684 | 1
17.2699 | 43.4606 | 1
43.0004 | 0.78166 | 1
4.0572 | 51.8332 | 1
39.0852 | 10.8523 | 1
16.4322 | 26.0882 | 1
56.9546 | 1.9145 | 1
68.2474 | -5.1926 | 1
54.5678 | -28.6252 | 1
12.8093 | 58.1459 | 1
99.2487 | 12.9216 | 1
63.4287 | 48.5581 | 1
80.6212 | 26.6679 | 1
96.063 | -18.7462 | 1
53.5189 | -10.2525 | 1
64.776 | -0.55013 | 1
98.5409 | -16.3811 | 1
95.8403 | 10.1302 | 1
58.4995 | -7.8403 | 1
81.4339 | 65.2112 | 1
85.7087 | 46.9295 | 1
87.2439 | 45.0423 | 1
37.8715 | -2.1865 | 1
28.1069 | -24.6952 | 1
48.1481 | -28.6679 | 1
42.3751 | 1.3259 | 1
78.9337 | 32.7463 | 1
59.0209 | 0.32132 | 1
67.6905 | 4.4158 | 1
87.6349 | -27.5445 | 1
22.0602 | 26.5497 | 1
39.325 | 27.8042 | 1
24.6154 | -26.1029 | 1
82.58 | -12.6691 | 1
5.6819 | 64.8518 | 1
58.9109 | 65.5955 | 1
41.3775 | 6.9899 | 1
96.6992 | 40.9536 | 1
36.9968 | -28.9741 | 1
22.5386 | 51.4969 | 1
74.2987 | 8.3735 | 1
52.0203 | -8.8351 | 1
51.2165 | 68.904 | 1
96.5367 | 29.5581 | 1
51.7541 | 29.1141 | 1
27.9523 | 22.5305 | 1
74.327 | 54.5304 | 1
64.4082 | -20.116 | 1
15.1964 | 65.2847 | 1
84.8184 | 59.8625 | 1
45.227 | 18.0342 | 1
34.5972 | -3.9933 | 1
70.19 | 56.8365 | 1
44.2024 | 25.0255 | 1
70.1049 | 0.79329 | 1
46.5343 | 28.6183 | 1
7.4549 | 47.8749 | 1
66.1322 | -28.9481 | 1
87.7681 | 47.3924 | 1
68.2832 | 16.2037 | 1
1.8027 | -15.4787 | 1
17.9016 | 46.0684 | 1
58.4314 | 68.5095 | 1
35.8945 | 37.6688 | 1
82.7841 | 7.3953 | 1
2.166 | 61.6625 | 1
53.7976 | 28.9558 | 1
31.6671 | -12.2024 | 1
19.541 | 69.8425 | 1
78.7323 | 28.7794 | 1
53.8163 | -19.4042 | 1
86.6982 | -5.0333 | 1
43.072 | 65.2986 | 1
85.9481 | -25.8721 | 1
59.4117 | 10.0573 | 1
33.0433 | 60.5216 | 1
25.4346 | 27.6116 | 1
55.7736 | -3.9304 | 1
82.6728 | -0.92082 | 1
32.1524 | 49.0173 | 1
16.7905 | 18.8061 | 1
89.8183 | -2.7475 | 1
44.6676 | -29.4112 | 1
68.3047 | 29.8037 | 1
80.6285 | -29.0878 | 1
41.7072 | 60.3476 | 1
27.1642 | -22.2194 | 1
13.4605 | 66.4352 | 1
21.6915 | 44.629 | 1
81.1591 | 64.9332 | 1
33.6095 | 53.7537 | 1
23.6818 | 58.2212 | 1
20.0848 | 52.232 | 1
10.8449 | 37.9451 | 1
22.8405 | 46.7483 | 1
46.9995 | 55.6681 | 1
58.1987 | 1.4932 | 1
66.9147 | 10.8586 | 1
4.33 | 16.7923 | 1
66.1113 | -5.3541 | 1
89.0643 | 18.5717 | 1
64.7132 | -24.7479 | 1
25.7346 | -17.716 | 1
28.3387 | 22.7783 | 1
27.7926 | -21.2535 | 1
58.0169 | 33.2613 | 1
79.0323 | 43.7243 | 1
84.9593 | 10.281 | 1
51.6601 | -17.9832 | 1
88.174 | -26.6239 | 1
94.0056 | 32.0908 | 1
34.8827 | 1.1354 | 1
99.7534 | 39.2151 | 1
16.6555 | 33.4494 | 1
72.9757 | 65.6034 | 1
54.9889 | -13.1822 | 1
61.5291 | -16.2089 | 1
0.89051 | -11.6626 | 1
63.7566 | 32.0637 | 1
15.8406 | -21.8348 | 1
77.3979 | 34.6783 | 1
11.2955 | -24.8591 | 1
41.9957 | -18.1225 | 1
50.5867 | 68.7669 | 1
24.4431 | 59.4429 | 1
95.7133 | 68.4496 | 1
97.1887 | -19.5999 | 1
28.8066 | 4.6806 | 1
88.9152 | 10.0916 | 1
8.0992 | 60.5473 | 1
16.6954 | 5.1858 | 1
67.809 | 52.1925 | 1
45.3435 | -14.3511 | 1
19.8443 | -10.3641 | 1
43.5286 | 66.5474 | 1
82.7227 | 31.9666 | 1
27.4888 | -22.9472 | 1
3.0992 | 66.9584 | 1
96.5015 | 58.413 | 1
18.8694 | 45.3727 | 1
94.0858 | 65.0419 | 1
7.1563 | 16.0438 | 1
87.8151 | 23.5424 | 1
53.2646 | 63.2083 | 1
9.6879 | 30.8368 | 1
78.3229 | 44.7816 | 1
13.5265 | 19.4512 | 1
33.3096 | 15.2106 | 1
13.2405 | 69.081 | 1
1.7534 | -6.5371 | 1
5.0433 | 68.3632 | 1
11.7294 | 21.4913 | 1
26.2003 | 34.233 | 1
38.5838 | -5.0626 | 1
36.2702 | 29.9733 | 1
69.3759 | 11.4963 | 1
24.3426 | -25.2334 | 1
8.9227 | -29.4143 | 1
76.5231 | 21.3291 | 1
23.4021 | -27.9959 | 1
53.3685 | -23.989 | 1
62.7659 | 67.3227 | 1
53.1244 | -7.143 | 1
23.438 | -25.5655 | 1
96.0716 | -2.8223 | 1
60.226 | 67.2384 | 1
80.3306 | 45.1675 | 1
73.0877 | 64.413 | 1
0.37274 | 39.4208 | 1
54.6918 | 18.3462 | 1
53.1473 | 41.6647 | 1
55.772 | -23.8262 | 1
95.7887 | 32.7153 | 1
43.5264 | 51.5905 | 1
61.358 | 30.6293 | 1
69.7977 | 59.3087 | 1
58.8017 | 25.3358 | 1
97.6536 | 59.1943 | 1
68.5113 | 21.4553 | 1
80.0575 | -23.5663 | 1
64.0272 | -25.8467 | 1
95.8864 | 20.9624 | 1
52.534 | 62.004 | 1
72.0821 | 3.6042 | 1
41.376 | 12.2945 | 1
20.9148 | -29.9485 | 1
87.1098 | 44.7975 | 1
90.0137 | 6.4221 | 1
54.7429 | -17.8288 | 1
95.9261 | 61.1595 | 1
2.8137 | 13.3497 | 1
10.9746 | 64.6818 | 1
61.3892 | 34.6009 | 1
41.8665 | -6.0858 | 1
14.142 | 37.1758 | 1
15.3109 | 40.8251 | 1
61.5364 | 57.5905 | 1
1.1278 | -6.0074 | 1
23.9973 | -29.9012 | 1
37.5858 | 45.4145 | 1
22.9757 | 38.3515 | 1
84.2627 | 40.8907 | 1
79.1267 | 24.269 | 1
45.7921 | 34.6795 | 1
74.4157 | 47.6607 | 1
7.9163 | 69.3659 | 1
83.2904 | 42.4461 | 1
73.8857 | 21.5296 | 1
34.3871 | 58.6068 | 1
38.8761 | -28.1638 | 1
73.3488 | 65.3646 | 1
1.2841 | -16.4579 | 1
28.0692 | 58.3836 | 1
25.5054 | 24.41 | 1
89.617 | 54.2004 | 1
48.3277 | -8.0404 | 1
49.9663 | -22.9151 | 1
28.7941 | -20.4995 | 1
41.8742 | -15.8189 | 1
85.2427 | 69.1699 | 1
93.2925 | 38.9615 | 1
89.8363 | -15.6142 | 1
17.7603 | 61.0496 | 1
16.091 | -5.9825 | 1
91.3671 | -29.248 | 1
17.6711 | 32.8432 | 1
51.9459 | -26.5371 | 1
53.1529 | 62.415 | 1
79.039 | 28.6599 | 1
60.0192 | 5.0518 | 1
83.1768 | 27.5925 | 1
98.8746 | 29.0227 | 1
10.8943 | 40.6289 | 1
83.5942 | -2.3858 | 1
100.7255 | 59.6105 | 1
8.0364 | 25.485 | 1
69.8486 | -10.2601 | 1
40.6057 | 61.9198 | 1
2.0922 | 34.8534 | 1
7.9604 | 7.461 | 1
55.1272 | -6.5323 | 1
47.1719 | -29.7012 | 1
83.9633 | 17.1832 | 1
1.2685 | 20.5832 | 1
0.43588 | 46.4234 | 1
97.2407 | 18.1881 | 1
88.6695 | -17.7501 | 1
100.4999 | 50.9121 | 1
27.6879 | -5.5526 | 1
97.3763 | -1.6316 | 1
29.9189 | 40.7927 | 1
52.7598 | 38.4543 | 1
88.0108 | 11.3854 | 1
39.5977 | -0.29294 | 1
92.3064 | 37.0368 | 1
68.6886 | 59.1445 | 1
94.3146 | -27.1582 | 1
93.0437 | 69.1492 | 1
88.4309 | 2.2717 | 1
4.991 | 29.6218 | 1
56.6749 | 10.2072 | 1
38.6185 | -0.75651 | 1
100.271 | 6.9327 | 1
9.9659 | 4.669 | 1
35.3619 | 6.8328 | 1
38.4746 | -4.293 | 1
66.4218 | 52.8833 | 1
82.0906 | 2.6682 | 1
17.6391 | -1.0154 | 1
45.1127 | 25.5651 | 1
95.9189 | -18.4137 | 1
62.002 | -2.2453 | 1
71.0712 | 17.0041 | 1
39.107 | 9.5477 | 1
52.4003 | 11.4249 | 1
71.1136 | 41.4727 | 1
18.1385 | 10.2357 | 1
3.5741 | 50.3303 | 1
82.4054 | -11.7746 | 1
38.1134 | -1.5369 | 1
71.9426 | 56.0749 | 1
92.3235 | 11.5223 | 1
73.8027 | 30.1102 | 1
39.7756 | 2.6789 | 1
100.2033 | 59.0945 | 1
98.6729 | 59.5945 | 1
62.9688 | -14.3773 | 1
80.2805 | -18.4236 | 1
63.6082 | 26.9783 | 1
92.8107 | 9.7294 | 1
97.3879 | -24.0109 | 1
52.1026 | 68.7283 | 1
25.7198 | 46.4509 | 1
93.5722 | 59.9502 | 1
88.5525 | 9.8265 | 1
17.3418 | 13.7925 | 1
12.7152 | 38.1915 | 1
64.0345 | 9.0967 | 1
55.7957 | 57.7663 | 1
99.2813 | -25.0419 | 1
0.24438 | 59.1483 | 1
79.5145 | 29.764 | 1
80.7899 | 37.1467 | 1
52.9222 | 2.6836 | 1
7.3896 | 33.0121 | 1
20.0935 | -10.7572 | 1
67.6328 | 19.3864 | 1
83.8399 | 13.3155 | 1
40.5762 | 22.1231 | 1
39.7062 | -6.6547 | 1
89.907 | -25.3014 | 1
92.0689 | 43.0692 | 1
96.8623 | 11.9025 | 1
82.7006 | 18.3305 | 1
22.2209 | -4.1244 | 1
98.6894 | 9.4925 | 1
80.6997 | -2.0493 | 1
33.5131 | 59.4664 | 1
58.5757 | 29.2231 | 1
34.1639 | 4.5892 | 1
39.1502 | 26.5764 | 1
82.5716 | 8.6921 | 1
97.3859 | 69.137 | 1
33.4936 | -24.4515 | 1
43.1043 | 49.8107 | 1
65.9574 | 8.6375 | 1
11.8903 | 51.3119 | 1
96.8644 | 41.9835 | 1
15.3941 | -10.258 | 1
52.105 | 14.6828 | 1
27.3355 | -18.2215 | 1
37.7908 | 30.7199 | 1
61.1776 | 51.0994 | 1
56.274 | 3.6626 | 1
56.96 | 1.1968 | 1
86.7994 | -16.323 | 1
35.1869 | 1.5157 | 1
71.5668 | 12.4224 | 1
58.6335 | 2.363 | 1
23.9178 | 20.2186 | 1
51.7306 | 22.7353 | 1
14.8788 | -21.0748 | 1
46.4231 | 57.9452 | 1
76.1647 | 23.3322 | 1
24.3926 | 10.5304 | 1
17.0141 | 24.7532 | 1
9.9093 | 43.4502 | 1
41.0287 | -25.8741 | 1
3.5862 | 63.3034 | 1
13.2526 | 61.8994 | 1
18.7061 | 53.7803 | 1
27.2367 | 66.9948 | 1
68.9486 | 16.926 | 1
92.7895 | 10.1939 | 1
34.2388 | -28.7165 | 1
85.456 | -19.5693 | 1
58.8192 | 3.1362 | 1
22.0626 | -14.5176 | 1
25.392 | -25.7535 | 1
5.9252 | 63.9536 | 1
29.2343 | -26.1772 | 1
17.3589 | -24.2737 | 1
18.0544 | -15.004 | 1
22.2201 | 47.3546 | 1
34.225 | -9.0037 | 1
76.9931 | -0.15671 | 1
11.4716 | 65.8243 | 1
36.4928 | 16.3939 | 1
41.8788 | 64.2132 | 1
37.8112 | 44.5105 | 1
84.4048 | 45.4408 | 1
10.9286 | 8.5462 | 1
82.0606 | 50.4074 | 1
30.7064 | 29.5906 | 1
26.5888 | 10.7214 | 1
2.5817 | 47.7157 | 1
27.1586 | 33.5057 | 1
41.6775 | 44.6576 | 1
33.1332 | -27.0425 | 1
95.1374 | 34.8469 | 1
66.8236 | -26.3678 | 1
20.0132 | 25.8452 | 1
34.1143 | 63.8443 | 1
1.5064 | 40.8218 | 1
73.3918 | 65.9619 | 1
34.564 | 18.7101 | 1
83.6709 | 16.9833 | 1
32.906 | 14.7719 | 1
18.2137 | -22.0544 | 1
4.566 | 59.3546 | 1
26.1589 | 22.9564 | 1
28.9484 | 53.2351 | 1
26.8833 | 23.2729 | 1
21.5503 | -18.689 | 1
77.4798 | 40.6696 | 1
55.7893 | 69.5779 | 1
99.7351 | -15.8696 | 1
47.7092 | 34.1946 | 1
96.905 | 50.0382 | 1
97.9512 | 55.3291 | 1
14.2325 | -15.47 | 1
6.8097 | -24.5873 | 1
16.7786 | 61.1885 | 1
38.3542 | 51.7007 | 1
61.5506 | 2.3583 | 1
34.5395 | -9.0449 | 1
25.3578 | 52.9705 | 1
82.1051 | 24.3318 | 1
49.3012 | 46.1309 | 1
44.9472 | 26.2581 | 1
26.424 | -1.3333 | 1
75.9237 | 62.6952 | 1
60.4572 | 69.6929 | 1
99.2044 | 47.9516 | 1
58.8839 | -23.8851 | 1
59.4932 | 34.2181 | 1
56.6843 | 67.3577 | 1
7.4388 | -23.9265 | 1
67.9342 | -10.0316 | 1
38.3104 | 37.0053 | 1
59.2564 | 52.814 | 1
25.4231 | -29.5612 | 1
58.1951 | -22.9989 | 1
45.9388 | 29.98 | 1
79.4035 | 23.982 | 1
59.2249 | -20.6129 | 1
51.1812 | -10.0344 | 1
98.7223 | 48.4055 | 1
98.2175 | -5.0059 | 1
90.4148 | -6.6225 | 1
51.4695 | 58.9721 | 1
10.223 | 39.0668 | 1
59.7233 | 69.566 | 1
66.8087 | -11.4663 | 1
86.2081 | -5.9448 | 1
49.3212 | 49.5294 | 1
98.9578 | -6.1976 | 1
46.1017 | -10.0388 | 1
86.1566 | 50.7422 | 1
28.4176 | 19.6368 | 1
43.881 | -20.5253 | 1
100.3028 | 41.3105 | 1
19.9244 | 22.1944 | 1
87.8982 | 44.2623 | 1
14.7143 | -18.1422 | 1
99.6139 | 42.3495 | 1
40.3731 | 46.861 | 1
76.276 | -8.5087 | 1
86.2536 | 18.5805 | 1
68.7906 | 49.0247 | 1
25.8284 | 10.2054 | 1
63.4736 | 3.4259 | 1
45.5159 | 3.323 | 1
61.647 | 14.1809 | 1
98.2846 | 49.8029 | 1
42.1684 | 19.2231 | 1
81.7497 | 41.2929 | 1
6.7554 | -11.9708 | 1
17.9259 | -4.1654 | 1
68.9444 | 31.976 | 1
87.1401 | 0.62891 | 1
6.6304 | 17.3279 | 1
41.535 | 29.0477 | 1
20.9714 | 48.7997 | 1
33.7292 | 45.8506 | 1
59.4578 | 32.3449 | 1
24.7128 | 18.885 | 1
31.0796 | -24.9717 | 1
29.9719 | 30.5802 | 1
22.9614 | -13.9896 | 1
82.6446 | -5.228 | 1
44.0818 | 23.5661 | 1
21.8148 | 30.8253 | 1
10.8452 | -11.9957 | 1
48.4112 | 24.249 | 1
13.6797 | -14.6296 | 1
40.3485 | 45.8077 | 1
8.6511 | 58.5173 | 1
36.9307 | -12.1845 | 1
19.4303 | 11.8897 | 1
30.5456 | 32.2675 | 1
98.2865 | 48.0929 | 1
89.5268 | -15.066 | 1
18.0308 | 52.1558 | 1
72.2987 | 52.1404 | 1
32.9963 | 4.0502 | 1
97.4552 | 68.9235 | 1
52.8186 | 50.7114 | 1
10.2563 | 12.6248 | 1
6.0918 | -19.9816 | 1
79.2695 | 15.4168 | 1
12.2303 | -8.3552 | 1
58.9963 | -21.7345 | 1
81.7797 | 4.8803 | 1
90.228 | -8.1003 | 1
49.5236 | -20.9908 | 1
84.4445 | 51.4722 | 1
10.1921 | 37.1154 | 1
33.6459 | -26.0584 | 1
58.4925 | -0.6707 | 1
90.5971 | -13.7599 | 1
26.7234 | -13.4585 | 1
23.5535 | 6.9215 | 1
50.4312 | -5.5053 | 1
7.4373 | -6.1468 | 1
7.5971 | -29.3099 | 1
86.9318 | 21.6355 | 1
50.5187 | 0.4108 | 1
12.1753 | 39.4193 | 1
92.3501 | 3.8491 | 1
63.8597 | 19.0745 | 1
68.1338 | -21.5729 | 1
51.0861 | 52.5971 | 1
78.2088 | -29.7603 | 1
70.4713 | -16.2768 | 1
99.6349 | 59.9376 | 1
76.6393 | -1.5699 | 1
50.4185 | -7.9146 | 1
58.2175 | 61.9685 | 1
100.6079 | 52.2426 | 1
88.8016 | 34.959 | 1
21.8293 | 58.8328 | 1
44.0696 | 42.5245 | 1
57.048 | 30.8193 | 1
16.7274 | 22.8686 | 1
15.1962 | -27.4336 | 1
84.2067 | 51.9378 | 1
26.5515 | 67.0202 | 1
48.7902 | -8.9921 | 1
50.3747 | 10.4032 | 1
53.5636 | -18.7259 | 1
59.4306 | 34.6875 | 1
0.77097 | -16.1093 | 1
72.2789 | 33.9648 | 1
32.7053 | 53.7155 | 1
20.1765 | 57.5833 | 1
46.5774 | 28.2789 | 1
31.8599 | 52.6849 | 1
94.816 | -16.1391 | 1
83.7623 | 44.7615 | 1
46.7048 | 19.8135 | 1
17.2922 | -9.7809 | 1
72.3477 | -28.7003 | 1
83.6057 | -13.1007 | 1
24.1619 | 54.1159 | 1
76.3785 | 15.6741 | 1
35.7923 | 49.8095 | 1
67.4209 | 30.7397 | 1
24.4693 | 31.4459 | 1
26.933 | -29.0514 | 1
77.1561 | 33.083 | 1
70.9754 | 21.8265 | 1
3.4152 | 44.9995 | 1
25.8694 | 58.4751 | 1
54.5026 | -19.2993 | 1
17.9019 | 1.9854 | 1
57.2635 | 14.6075 | 1
16.6345 | 66.593 | 1
86.5865 | 35.2808 | 1
84.9222 | -10.2324 | 1
24.309 | 19.0983 | 1
26.2838 | -25.6773 | 1
53.054 | 16.5329 | 1
98.5566 | 33.9947 | 1
64.002 | 45.6982 | 1
34.8973 | -6.1677 | 1
90.6406 | 46.2181 | 1
51.4517 | -1.1327 | 1
76.744 | -3.7113 | 1
24.597 | 34.2115 | 1
79.931 | 11.6331 | 1
99.6583 | 24.3268 | 1
79.4853 | 30.4929 | 1
32.4989 | 33.7846 | 1
49.4313 | -20.7842 | 1
79.9314 | -29.2378 | 1
73.2331 | 9.9476 | 1
11.5737 | -16.012 | 1
62.3935 | 1.6019 | 1
43.8869 | -0.62039 | 1
73.0996 | -7.8587 | 1
11.2403 | 8.6574 | 1
20.7945 | 60.2111 | 1
86.518 | 60.8212 | 1
64.5268 | 19.154 | 1
36.5456 | -11.2478 | 1
62.1201 | 22.6453 | 1
79.8842 | -17.3086 | 1
16.1179 | 28.5446 | 1
89.1729 | -3.7436 | 1
8.8408 | 41.5739 | 1
98.9724 | 64.9251 | 1
24.4629 | 38.4853 | 1
94.8883 | 33.7653 | 1
48.3815 | -26.9578 | 1
69.1568 | -1.6258 | 1
43.9234 | -17.2319 | 1
88.4438 | 45.1217 | 1
54.0733 | 62.7847 | 1
84.0338 | -2.3774 | 1
6.2897 | 8.551 | 1
98.5751 | 49.0641 | 1
60.1895 | 27.6571 | 1
39.371 | -21.6672 | 1
76.9722 | 10.1844 | 1
26.4247 | -15.5347 | 1
79.8465 | 41.2259 | 1
53.0635 | 49.6429 | 1
89.6189 | 57.2844 | 1
71.5071 | 66.8813 | 1
58.9918 | 26.9903 | 1
38.1477 | -0.56878 | 1
54.3272 | 10.522 | 1
2.0427 | 33.7645 | 1
28.2304 | 0.046882 | 1
55.5085 | -4.9331 | 1
73.9179 | -13.4489 | 1
91.5887 | -10.63 | 1
28.9757 | 16.7401 | 1
15.9874 | -9.9107 | 1
68.1363 | 67.7374 | 1
25.5654 | 47.9868 | 1
77.5276 | -4.7002 | 1
91.353 | 68.3237 | 1
5.4419 | -12.3889 | 1
4.5647 | -1.3637 | 1
40.3124 | -18.9372 | 1
80.2863 | 17.19 | 1
63.4488 | 69.2256 | 1
0.42547 | 42.041 | 1
56.464 | 5.4284 | 1
1.2588 | 49.2989 | 1
7.4307 | 51.4272 | 1
67.4529 | 40.5811 | 1
40.826 | 8.4092 | 1
20.6138 | -19.9094 | 1
2.4598 | 17.4532 | 1
99.3706 | -0.95871 | 1
99.8105 | 64.89 | 1
43.5527 | 46.9072 | 1
66.2836 | -14.8341 | 1
26.2162 | 8.4722 | 1
9.3889 | 54.8025 | 1
61.9469 | -0.71662 | 1
64.9583 | 69.1049 | 1
33.0094 | -7.8784 | 1
85.5318 | -13.0304 | 1
78.5046 | 57.3779 | 1
12.5252 | 14.9374 | 1
29.1466 | 44.6689 | 1
79.44 | 7.4283 | 1
74.9598 | 65.7426 | 1
27.6595 | -15.6443 | 1
93.1801 | 41.6426 | 1
11.1862 | 15.4937 | 1
1.6746 | 28.4319 | 1
84.3598 | 54.1813 | 1
89.7197 | 27.1626 | 1
66.6776 | 17.7516 | 1
67.5176 | -17.3486 | 1
1.6256 | -25.1829 | 1
13.7945 | 23.9615 | 1
95.1527 | 51.9836 | 1
71.5105 | -10.5194 | 1
49.8784 | 38.0869 | 1
53.9441 | 21.1432 | 1
15.813 | 61.1494 | 1
51.1302 | 6.9212 | 1
58.2262 | 5.4928 | 1
80.4587 | -27.2969 | 1
51.4202 | 48.3358 | 1
97.5647 | 62.5011 | 1
46.0049 | 23.9921 | 1
78.7838 | 44.8783 | 1
77.7893 | 30.5657 | 1
14.4709 | 46.0672 | 1
83.8656 | 16.216 | 1
100.6497 | 40.7348 | 1
81.5484 | -24.5186 | 1
58.7366 | 57.7212 | 1
61.9498 | -0.81099 | 1
55.2168 | 40.6228 | 1
89.6848 | 49.7257 | 1
11.3095 | 53.9165 | 1
0.4326 | 45.6903 | 1
51.2418 | -6.9806 | 1
52.9062 | 20.5999 | 1
2.9203 | -25.7019 | 1
97.0367 | -12.2396 | 1
16.5982 | 50.2478 | 1
76.8554 | 65.6246 | 1
56.6252 | 43.0984 | 1
38.6784 | 22.4853 | 1
63.0545 | 55.1815 | 1
37.3362 | 9.8111 | 1
19.6454 | 35.7017 | 1
14.7064 | -5.3653 | 1
26.0426 | 61.7862 | 1
43.5032 | 5.0352 | 1
61.0826 | 46.6535 | 1
20.6132 | 20.5373 | 1
20.3771 | -20.9674 | 1
64.9541 | 20.5074 | 1
89.7342 | -12.752 | 1
13.1592 | -5.7087 | 1
21.0416 | 49.6615 | 1
1.9975 | 24.2787 | 1
41.3893 | 37.2768 | 1
99.7656 | 20.302 | 1
72.8242 | 5.4575 | 1
77.4674 | -7.5742 | 1
35.4455 | -7.5709 | 1
5.5609 | 29.1655 | 1
34.8211 | 56.5109 | 1
60.4567 | 18.3365 | 1
14.6037 | 56.0096 | 1
21.1955 | 68.4097 | 1
20.645 | 14.6201 | 1
34.4761 | -10.7997 | 1
40.2825 | 47.7507 | 1
63.5202 | 31.2449 | 1
32.4569 | 35.8508 | 1
10.4171 | 56.7304 | 1
90.5764 | 62.7789 | 1
26.6638 | -9.06 | 1
40.5268 | -13.9301 | 1
75.2732 | 3.6304 | 1
66.9475 | 68.1012 | 1
89.9482 | 21.9609 | 1
23.6009 | -3.4273 | 1
89.3117 | -12.4072 | 1
3.4726 | -24.3307 | 1
46.0512 | 5.8412 | 1
62.9165 | 15.3172 | 1
87.6832 | 12.4703 | 1
14.0502 | -25.4233 | 1
20.0258 | 51.6958 | 1
90.8319 | 4.7393 | 1
0.92476 | 22.6538 | 1
88.3535 | 67.191 | 1
24.1545 | 68.7013 | 1
52.9547 | 50.9664 | 1
95.5605 | 29.3604 | 1
47.03 | -23.134 | 1
74.2229 | 25.5782 | 1
47.488 | 41.7755 | 1
17.4961 | 31.3183 | 1
59.0455 | 43.0368 | 1
21.5485 | 66.296 | 1
6.2901 | 59.6999 | 1
97.7042 | 68.1157 | 1
74.14 | 52.7696 | 1
9.3387 | 29.6859 | 1
4.0051 | -22.6153 | 1
57.0761 | -10.0688 | 1
39.9681 | 44.2283 | 1
90.1628 | 45.57 | 1
25.1961 | 68.9237 | 1
85.8123 | 6.4825 | 1
53.0746 | -5.8128 | 1
45.0898 | 69.2919 | 1
90.8165 | 29.2221 | 1
83.2564 | 43.8992 | 1
64.6249 | 9.7208 | 1
41.5086 | 33.2645 | 1
9.1595 | 48.3879 | 1
37.2531 | -18.3289 | 1
69.6474 | -25.2244 | 1
57.2072 | 16.6956 | 1
11.0779 | -27.6683 | 1
53.6523 | -20.5323 | 1
95.3065 | -12.5162 | 1
82.1459 | 26.0858 | 1
60.5258 | 16.3484 | 1
64.4904 | 54.7237 | 1
23.1716 | 26.0202 | 1
1.1544 | 16.4022 | 1
66.014 | -28.2854 | 1
48.156 | 8.6481 | 1
95.4132 | 69.3424 | 1
75.2171 | -2.0351 | 1
84.5591 | -9.8426 | 1
35.3734 | -25.1274 | 1
30.7261 | 50.3895 | 1
9.677 | 69.2493 | 1
25.8091 | 28.1863 | 1
30.9134 | -0.43828 | 1
12.8234 | -24.2984 | 1
57.8972 | 16.3875 | 1
1.5023 | 28.1424 | 1
77.1396 | 41.5113 | 1
64.2174 | 23.1758 | 1
100.4091 | 40.0789 | 1
54.1785 | -2.6827 | 1
61.3494 | 42.9829 | 1
35.594 | -9.2573 | 1
2.4179 | 10.291 | 1
11.0962 | 68.1345 | 1
96.4976 | -1.1995 | 1
62.7503 | 43.9837 | 1
26.1062 | 16.7629 | 1
4.759 | 14.8457 | 1
43.1857 | -10.4919 | 1
49.9133 | 20.6035 | 1
76.5335 | 66.9806 | 1
85.7537 | 41.188 | 1
17.0279 | 18.1114 | 1
62.4816 | 32.2878 | 1
19.6552 | -28.1229 | 1
70.0619 | -28.5233 | 1
74.6603 | 45.5803 | 1
44.0922 | 52.5915 | 1
23.4691 | -13.6776 | 1
62.1741 | 43.116 | 1
96.652 | 2.4311 | 1
50.1398 | -8.132 | 1
81.2285 | 58.7054 | 1
30.3322 | 56.589 | 1
97.1756 | 35.4663 | 1
23.4709 | 22.6393 | 1
65.8928 | 21.9686 | 1
23.7852 | -9.7593 | 1
89.2332 | 39.4357 | 1
44.1213 | 40.865 | 1
51.0643 | 4.0177 | 1
46.5092 | 3.7878 | 1
56.1481 | 4.6178 | 1
76.2226 | 60.3958 | 1
41.0625 | 61.758 | 1
23.9702 | 55.5185 | 1
1.8915 | 23.6967 | 1
7.3758 | 15.4749 | 1
92.7335 | -25.716 | 1
64.3949 | 50.9575 | 1
39.7828 | -10.3707 | 1
40.6868 | 69.2474 | 1
55.0798 | 17.0488 | 1
83.5914 | -21.0373 | 1
38.9295 | 51.9687 | 1
67.9512 | 62.7212 | 1
60.8561 | 21.8029 | 1
67.5174 | -16.3119 | 1
25.1813 | 2.9074 | 1
84.582 | -24.4542 | 1
46.6302 | 55.7024 | 1
64.1522 | -15.0774 | 1
100.9457 | 25.2983 | 1
70.8203 | 12.5016 | 1
70.8718 | -25.0361 | 1
83.4739 | -22.1541 | 1
60.4342 | -7.0438 | 1
45.1685 | 65.686 | 1
75.1331 | 13.5116 | 1
81.9558 | -18.7051 | 1
49.049 | 0.53859 | 1
67.8487 | 29.3469 | 1
31.4959 | -10.7223 | 1
59.9251 | -9.1909 | 1
32.2725 | 32.1602 | 1
97.9019 | 21.3855 | 1
65.7002 | 22.4924 | 1
54.5656 | 33.5459 | 1
63.6321 | -14.9909 | 1
52.3765 | -8.9841 | 1
22.9564 | 12.8854 | 1
27.4521 | -3.3018 | 1
69.2129 | -29.5244 | 1
47.9263 | 61.0862 | 1
72.6603 | 48.8493 | 1
6.006 | 24.3214 | 1
32.8039 | -16.1618 | 1
83.2737 | -7.1539 | 1
0.36273 | 8.8026 | 1
92.3019 | 49.8878 | 1
94.6829 | -3.2253 | 1
48.7399 | -9.1748 | 1
32.2518 | 19.8592 | 1
32.5578 | 23.4296 | 1
79.6231 | -19.1137 | 1
85.4809 | -8.0472 | 1
54.4627 | 3.808 | 1
40.8176 | 62.8608 | 1
17.7132 | 29.6071 | 1
42.7603 | 21.771 | 1
50.8465 | 66.5299 | 1
51.6244 | 66.4094 | 1
9.4453 | 9.5948 | 1
48.8992 | 67.2934 | 1
61.8111 | -15.72 | 1
70.1524 | 45.9018 | 1
18.5293 | -10.5204 | 1
89.7767 | 66.3768 | 1
93.9823 | 66.2776 | 1
10.8806 | 68.4842 | 1
87.1329 | -10.9008 | 1
14.5402 | -25.9717 | 1
83.0541 | 22.3512 | 1
47.939 | 13.4271 | 1
21.1099 | 30.4895 | 1
20.0825 | 20.0094 | 1
21.7414 | 5.132 | 1
93.7628 | 62.4404 | 1
87.4263 | 49.0696 | 1
58.517 | 46.942 | 1
28.6246 | 2.4421 | 1
13.1476 | -13.8186 | 1
87.391 | 13.311 | 1
81.2362 | 40.8529 | 1
38.3535 | 35.6902 | 1
62.878 | -15.6742 | 1
8.3209 | 38.9148 | 1
97.3825 | -29.3608 | 1
25.0384 | -19.6806 | 1
43.0933 | -8.1764 | 1
3.6282 | 8.0546 | 1
75.4546 | 24.0427 | 1
59.1587 | -16.3795 | 1
81.6398 | -8.9373 | 1
38.0833 | 32.174 | 1
7.9503 | 57.6114 | 1
38.4709 | 19.9498 | 1
1.3431 | 26.1331 | 1
27.0092 | 42.0281 | 1
33.1462 | 21.8086 | 1
100.2222 | 62.1916 | 1
78.5832 | -4.2723 | 1
46.531 | 48.4069 | 1
15.6027 | 6.6209 | 1
94.1037 | -11.4114 | 1
33.0616 | 32.46 | 1
76.7209 | 66.5573 | 1
73.7561 | 7.9608 | 1
7.966 | 1.1046 | 1
47.629 | 44.7306 | 1
78.6027 | -16.3399 | 1
10.2609 | 14.7506 | 1
64.6373 | 2.3588 | 1
44.3837 | 51.2346 | 1
22.7623 | 23.0021 | 1
22.6167 | 9.3661 | 1
17.4652 | 45.021 | 1
92.6661 | -10.9628 | 1
3.5204 | 42.9636 | 1
38.8486 | 25.0661 | 1
89.5923 | 64.8657 | 1
76.731 | -26.7153 | 1
22.2593 | -7.8306 | 1
93.1382 | 62.5052 | 1
24.2162 | -22.8423 | 1
28.1972 | -1.3658 | 1
22.1299 | 19.5812 | 1
70.009 | 36.3645 | 1
90.5017 | -16.0446 | 1
70.997 | 33.1501 | 1
44.7713 | 15.0872 | 1
73.9735 | -27.6142 | 1
35.1018 | -14.8539 | 1
92.4911 | -21.8788 | 1
67.6397 | 44.2432 | 1
0.91629 | -4.454 | 1
36.9613 | 48.4351 | 1
18.1293 | 19.0915 | 1
87.0405 | 31.207 | 1
47.8507 | 42.0296 | 1
0.20075 | 55.9323 | 1
88.9741 | 41.1416 | 1
95.8387 | 35.1886 | 1
61.8372 | 8.2377 | 1
86.6946 | -26.9525 | 1
1.5869 | -0.05411 | 1
18.5426 | -20.5365 | 1
65.4396 | 57.9418 | 1
54.9729 | 42.9223 | 1
50.4554 | -22.2133 | 1
0.12795 | 67.9392 | 1
19.9866 | 37.1407 | 1
59.053 | 42.0823 | 1
55.1108 | -25.0681 | 1
67.4253 | -24.7691 | 1
25.9773 | -8.5135 | 1
21.9225 | 29.419 | 1
30.3304 | 24.584 | 1
58.5474 | -26.1854 | 1
36.854 | -5.8522 | 1
94.5813 | 39.1152 | 1
61.8114 | 62.6838 | 1
100.401 | 19.7359 | 1
21.6116 | 32.1703 | 1
39.1151 | 65.353 | 1
46.0454 | -27.7165 | 1
69.0132 | 15.0338 | 1
23.8523 | 48.3927 | 1
1.427 | 60.4124 | 1
97.7232 | -29.6009 | 1
67.2118 | 32.3279 | 1
64.8751 | 47.8669 | 1
92.3247 | 45.0618 | 1
25.2544 | 8.1634 | 1
13.9558 | 7.7096 | 1
22.5629 | 22.0406 | 1
45.5638 | 10.0834 | 1
4.1107 | 30.2502 | 1
49.6693 | 2.6464 | 1
96.4802 | -22.737 | 1
17.8298 | 9.113 | 1
94.7223 | 69.7892 | 1
49.1667 | 53.1053 | 1
67.7503 | 12.986 | 1
93.3367 | 28.6228 | 1
36.0165 | -23.3079 | 1
53.6325 | 62.2651 | 1
47.8882 | 23.087 | 1
42.1539 | 24.0903 | 1
3.6048 | -12.009 | 1
96.6338 | 46.3225 | 1
58.4145 | 34.9434 | 1
88.6141 | 59.9051 | 1
12.9499 | 65.1337 | 1
26.3882 | 31.9586 | 1
23.2547 | 68.7814 | 1
24.1838 | 23.6803 | 1
34.1144 | -18.8929 | 1
54.4904 | 56.0048 | 1
32.505 | 36.3795 | 1
16.3737 | 59.4573 | 1
43.989 | 55.1968 | 1
62.5108 | -4.0449 | 1
59.3271 | 40.4425 | 1
76.3687 | 64.5912 | 1
56.2764 | -22.7315 | 1
3.4732 | 34.2717 | 1
8.3688 | -23.9003 | 1
1.1163 | 66.562 | 1
62.7904 | -15.0481 | 1
6.0063 | 11.1228 | 1
47.6009 | -26.2551 | 1
85.8544 | 63.2701 | 1
89.435 | 51.4576 | 1
82.1528 | 53.2033 | 1
86.04 | -0.32251 | 1
51.3779 | 26.8197 | 1
46.0659 | 68.8615 | 1
38.0936 | 66.9912 | 1
30.5444 | -12.75 | 1
82.724 | -27.5271 | 1
98.4502 | 26.1914 | 1
53.7186 | 20.7122 | 1
89.2625 | 35.6318 | 1
64.4821 | 29.4024 | 1
65.8151 | 29.3404 | 1
24.4909 | 12.0827 | 1
95.5258 | 53.1503 | 1
23.8395 | -14.1937 | 1
33.4246 | 59.9613 | 1
50.8847 | 7.5209 | 1
39.9161 | 37.4864 | 1
91.1689 | -6.4265 | 1
95.0466 | 65.9565 | 1
50.2831 | -16.5528 | 1
76.3801 | 56.2204 | 1
84.4986 | 41.9737 | 1
84.3989 | 49.5984 | 1
8.0977 | -28.8866 | 1
84.4634 | -18.3517 | 1
39.0464 | 65.3568 | 1
44.0934 | -20.2187 | 1
14.0558 | -0.82428 | 1
53.9731 | 37.7679 | 1
12.7496 | 46.6271 | 1
85.9635 | -24.3217 | 1
21.276 | 50.4474 | 1
48.3255 | -11.2878 | 1
0.14935 | 52.5234 | 1
42.7326 | 26.9497 | 1
22.6274 | 38.3172 | 1
11.1773 | 8.0615 | 1
74.0148 | 36.7721 | 1
70.7031 | -23.423 | 1
19.3701 | -23.0216 | 1
72.4558 | 46.9719 | 1
65.4941 | 12.8805 | 1
50.4441 | 34.7775 | 1
25.0754 | 33.2124 | 1
73.3649 | -6.2755 | 1
68.7755 | 16.4103 | 1
53.1755 | 5.5374 | 1
51.076 | 15.8738 | 1
3.7742 | 9.9421 | 1
7.057 | -7.1862 | 1
28.8859 | 29.0057 | 1
66.91 | 41.7648 | 1
98.6687 | 57.1304 | 1
17.393 | 54.8287 | 1
17.0934 | -5.0034 | 1
33.7216 | 19.4492 | 1
47.1303 | 13.2425 | 1
70.0017 | -17.8538 | 1
46.1833 | 46.3451 | 1
78.269 | 67.1122 | 1
81.7908 | 18.8879 | 1
24.736 | 63.3221 | 1
72.6851 | 10.6249 | 1
20.4541 | -28.1068 | 1
41.5897 | -19.6783 | 1
67.5041 | 50.0165 | 1
85.2274 | 26.6593 | 1
9.9345 | 54.6949 | 1
52.8335 | 42.78 | 1
12.2274 | -8.2742 | 1
58.6824 | 7.1856 | 1
73.2953 | 51.4845 | 1
56.2038 | -1.0734 | 1
71.4336 | 4.947 | 1
65.4343 | 33.2313 | 1
98.1449 | 60.3205 | 1
12.8518 | 10.9532 | 1
99.0327 | 42.1999 | 1
27.1503 | 48.4414 | 1
81.5439 | 5.0025 | 1
16.6702 | 32.8415 | 1
41.0632 | 61.3132 | 1
60.3191 | 62.1014 | 1
88.4294 | 26.4414 | 1
40.3979 | -10.9473 | 1
66.6247 | -6.3551 | 1
24.1593 | -10.3488 | 1
36.0076 | 54.3722 | 1
4.423 | 62.2214 | 1
29.4722 | 64.8347 | 1
47.3497 | 11.9967 | 1
20.0955 | 20.0658 | 1
34.3693 | 16.7375 | 1
33.9827 | -23.528 | 1
8.9426 | 16.2617 | 1
30.8001 | 63.1724 | 1
85.0253 | 7.5139 | 1
69.303 | -19.9781 | 1
6.6878 | 12.2365 | 1
40.2086 | 13.7922 | 1
61.8013 | 11.7613 | 1
91.791 | -28.2659 | 1
40.4561 | -27.5071 | 1
84.8452 | 38.2511 | 1
31.7394 | 22.6548 | 1
49.169 | 49.055 | 1
79.4304 | 57.1572 | 1
35.7988 | 24.4142 | 1
15.7892 | 38.1269 | 1
15.0919 | 16.0577 | 1
75.6822 | 69.5974 | 1
91.5733 | 28.9351 | 1
100.5776 | 9.948 | 1
89.8613 | -21.8664 | 1
91.2946 | 56.9351 | 1
90.2263 | 48.9844 | 1
99.8928 | 5.7966 | 1
86.6356 | 50.909 | 1
40.362 | 64.1362 | 1
36.1944 | 23.7357 | 1
28.3008 | 47.9436 | 1
12.9804 | 9.835 | 1
99.9622 | -16.6915 | 1
3.3339 | 9.8688 | 1
2.4495 | -17.9315 | 1
67.5102 | 12.5027 | 1
48.2825 | -23.9308 | 1
91.5253 | -13.417 | 1
61.0162 | 34.6273 | 1
44.5087 | 1.6444 | 1
88.1283 | -19.5016 | 1
13.5621 | 29.6598 | 1
98.6796 | 21.7515 | 1
4.4323 | 57.7142 | 1
30.6593 | 29.6925 | 1
84.7855 | 4.0521 | 1
16.0767 | -5.8865 | 1
81.1764 | -0.95612 | 1
16.7459 | 37.7319 | 1
22.3486 | -16.193 | 1
84.145 | 18.8034 | 1
8.5393 | 49.0003 | 1
68.3674 | 1.7084 | 1
83.1765 | 11.91 | 1
62.4953 | 18.1849 | 1
30.6073 | 29.4261 | 1
98.184 | -13.3535 | 1
98.4138 | 57.7649 | 1
22.395 | 68.0472 | 1
58.8391 | 19.5831 | 1
62.4557 | 55.9644 | 1
74.4313 | 21.6213 | 1
72.4136 | -0.15955 | 1
33.7476 | 55.8114 | 1
83.308 | -24.1604 | 1
38.9211 | 41.0224 | 1
8.8084 | 40.4942 | 1
31.6896 | 68.2915 | 1
52.9259 | -13.8591 | 1
57.2929 | -4.4332 | 1
35.2426 | -6.8705 | 1
62.3269 | -5.8118 | 1
44.2909 | -5.381 | 1
97.6111 | 50.0045 | 1
10.0186 | -2.0622 | 1
18.273 | -17.8665 | 1
98.9592 | -17.2525 | 1
68.842 | 31.3469 | 1
43.0827 | 26.3837 | 1
54.007 | 22.903 | 1
28.8453 | -3.0178 | 1
78.4798 | -24.8218 | 1
27.7133 | 36.5627 | 1
11.1485 | -22.5828 | 1
11.9815 | 31.6812 | 1
26.1236 | -6.5331 | 1
90.5529 | -27.6219 | 1
56.7811 | 34.4496 | 1
2.3053 | 25.4751 | 1
66.9592 | -17.7592 | 1
49.1346 | 1.225 | 1
12.9066 | -27.9269 | 1
4.34 | -3.0655 | 1
61.2366 | 37.6805 | 1
49.0259 | 48.8524 | 1
43.6902 | -19.6649 | 1
93.8787 | 56.8147 | 1
100.0058 | 15.7586 | 1
28.1221 | 27.5331 | 1
41.1635 | -3.1076 | 1
55.0955 | -24.9162 | 1
52.9002 | 5.7043 | 1
16.3477 | 60.754 | 1
18.2439 | 5.603 | 1
47.8252 | -4.3063 | 1
14.0899 | 34.2859 | 1
77.5299 | 37.1814 | 1
78.2727 | -13.9997 | 1
88.7691 | 48.4271 | 1
65.7099 | 42.0246 | 1
49.9499 | 10.0421 | 1
11.9674 | -2.6638 | 1
76.9067 | -26.9987 | 1
57.3673 | 26.863 | 1
83.6215 | -29.6195 | 1
59.45 | 39.5907 | 1
3.4676 | 45.0564 | 1
66.7446 | 54.3013 | 1
27.5572 | 21.1294 | 1
79.7826 | 60.0039 | 1
63.8782 | 23.5801 | 1
86.7144 | 15.4693 | 1
45.0812 | 43.8919 | 1
100.2137 | -7.4252 | 1
25.7479 | 1.5037 | 1
85.1999 | -29.9607 | 1
59.6184 | 24.7727 | 1
30.9902 | 51.6004 | 1
94.2975 | 16.6908 | 1
10.3384 | -23.5654 | 1
39.8827 | -0.019004 | 1
54.6319 | 21.1944 | 1
7.0488 | 22.8517 | 1
43.4572 | -17.8916 | 1
20.3624 | -9.6082 | 1
0.68248 | 50.762 | 1
25.7464 | 45.0713 | 1
78.316 | 22.829 | 1
16.0499 | 25.4897 | 1
24.5388 | -1.2807 | 1
30.6585 | 18.3429 | 1
16.6643 | -12.1795 | 1
62.5787 | 20.9148 | 1
65.1387 | 52.3667 | 1
28.7274 | 21.3525 | 1
49.0044 | 36.6295 | 1
87.4946 | 44.6709 | 1
82.1638 | 1.7868 | 1
17.4108 | 4.8533 | 1
25.0464 | -0.5602 | 1
68.3918 | -24.1744 | 1
92.4828 | 41.322 | 1
2.781 | 51.8135 | 1
73.4118 | -9.0548 | 1
31.5557 | 49.8718 | 1
43.1533 | 11.8374 | 1
61.1396 | 57.4114 | 1
11.2476 | -9.8077 | 1
64.2826 | -13.1279 | 1
96.3087 | 23.8093 | 1
44.6468 | 13.1013 | 1
59.2429 | 69.513 | 1
42.6253 | -10.7946 | 1
45.0783 | 67.6124 | 1
79.558 | 42.8874 | 1
98.096 | 42.0519 | 1
92.6918 | -5.2785 | 1
50.2794 | 16.9606 | 1
41.6395 | 56.6441 | 1
43.8979 | 48.6867 | 1
47.5435 | -18.4609 | 1
13.1376 | 47.4459 | 1
52.8394 | -21.286 | 1
3.6405 | 43.8309 | 1
100.8461 | 45.751 | 1
39.2098 | -13.7715 | 1
8.4659 | 24.7857 | 1
10.0185 | -12.2078 | 1
20.9718 | 14.0341 | 1
5.7814 | 10.1122 | 1
0.10461 | 9.9932 | 1
55.7368 | 8.7233 | 1
77.1836 | 12.6826 | 1
32.3254 | 24.4471 | 1
78.8016 | -29.8919 | 1
56.1617 | 27.9951 | 1
30.1291 | 49.4597 | 1
5.8496 | 53.4141 | 1
57.1759 | 51.2047 | 1
61.8462 | 64.479 | 1
42.6718 | -8.4791 | 1
2.7538 | -28.3549 | 1
14.0106 | 21.8167 | 1
18.2529 | -13.5655 | 1
85.701 | -14.5944 | 1
32.2107 | 23.9596 | 1
74.3922 | 46.2598 | 1
60.2179 | 26.9924 | 1
32.8413 | 48.7185 | 1
6.778 | 56.8653 | 1
39.5369 | -22.3725 | 1
68.4024 | 50.0274 | 1
63.3866 | -7.2575 | 1
68.6842 | 34.2702 | 1
33.6379 | -27.1592 | 1
62.4238 | 0.86129 | 1
45.6917 | 4.9359 | 1
9.3371 | 11.0996 | 1
93.341 | 50.6302 | 1
90.6392 | 61.3293 | 1
10.1203 | 43.4368 | 1
43.5693 | -6.5214 | 1
18.8503 | 21.0461 | 1
98.512 | 63.8756 | 1
87.0059 | 33.1718 | 1
93.0313 | 54.7798 | 1
48.0043 | 34.03 | 1
41.4768 | 6.6095 | 1
52.1699 | -16.0749 | 1
95.5791 | 55.3987 | 1
94.8388 | 30.8059 | 1
7.9592 | 57.5392 | 1
76.8005 | -18.7267 | 1
58.9791 | -8.9256 | 1
42.7959 | 44.9475 | 1
44.322 | 5.7208 | 1
71.207 | -25.0017 | 1
80.4769 | 56.8192 | 1
32.6997 | -27.8175 | 1
33.4247 | 30.0292 | 1
37.2184 | -8.4882 | 1
56.8254 | -26.6529 | 1
91.3566 | -1.1954 | 1
94.9726 | 21.7554 | 1
61.7718 | -6.9008 | 1
35.7489 | -27.582 | 1
90.4755 | -17.6998 | 1
21.1382 | 34.0258 | 1
31.207 | 60.7082 | 1
56.4578 | -3.7484 | 1
64.6539 | 20.3301 | 1
61.8535 | -22.9948 | 1
13.456 | 60.729 | 1
43.3114 | 5.0668 | 1
58.3249 | 20.317 | 1
14.2041 | -20.7855 | 1
6.3584 | 31.3387 | 1
37.4975 | 66.7123 | 1
91.3538 | 13.4269 | 1
69.5267 | -2.1468 | 1
93.7632 | 39.9662 | 1
33.0359 | 8.0378 | 1
48.2495 | -29.4165 | 1
24.996 | 52.3159 | 1
37.589 | 24.3975 | 1
47.8648 | 69.267 | 1
36.8238 | 8.0888 | 1
1.5074 | 12.6628 | 1
18.0046 | 69.7506 | 1
42.6945 | 60.8986 | 1
70.6791 | 53.8694 | 1
73.5484 | -8.1544 | 1
13.6179 | -28.8798 | 1
84.7978 | 11.6518 | 1
36.5906 | 41.6871 | 1
41.8495 | 20.2437 | 1
55.7762 | 44.8511 | 1
84.6626 | -3.4546 | 1
52.9726 | -17.6393 | 1
63.5324 | -2.2325 | 1
100.3818 | 56.7571 | 1
57.2453 | 29.8733 | 1
72.3387 | 65.7207 | 1
92.7163 | -9.0607 | 1
9.8785 | -22.1449 | 1
32.674 | 14.7207 | 1
58.1544 | 56.0691 | 1
8.2736 | 17.911 | 1
24.8557 | 63.1501 | 1
88.9108 | -12.569 | 1
38.9815 | 31.6365 | 1
41.1369 | 47.0348 | 1
10.7499 | 65.7314 | 1
1.4759 | -29.3068 | 1
58.7253 | 56.9227 | 1
42.697 | 8.9513 | 1
56.0471 | 56.4372 | 1
69.6472 | 63.8287 | 1
32.0466 | 60.316 | 1
4.0272 | 5.0568 | 1
99.1327 | -14.8282 | 1
71.6982 | -26.6763 | 1
58.4473 | 61.0726 | 1
49.8993 | -8.1111 | 1
15.5413 | 43.1702 | 1
95.9137 | -13.2121 | 1
11.7678 | 35.7185 | 1
8.3562 | -22.4635 | 1
68.7552 | 42.917 | 1
16.2849 | 22.8448 | 1
51.01 | 37.5147 | 1
26.7173 | 29.0096 | 1
61.619 | 60.4373 | 1
49.1521 | -10.9518 | 1
13.496 | 52.6872 | 1
45.748 | 38.9715 | 1
77.7113 | -23.9966 | 1
24.3113 | -10.6086 | 1
19.4673 | 54.7135 | 1
71.7527 | -9.6284 | 1
97.1499 | 34.3913 | 1
69.2554 | 1.3351 | 1
28.1908 | 46.403 | 1
80.4138 | 57.9639 | 1
3.6863 | 66.3803 | 1
87.6665 | -29.9136 | 1
31.3206 | 48.3865 | 1
80.233 | -9.7898 | 1
25.966 | -8.6509 | 1
53.8766 | 18.6318 | 1
31.0203 | 47.1905 | 1
21.2478 | -1.7583 | 1
13.5665 | 63.7687 | 1
98.7004 | 60.9678 | 1
46.6796 | -10.6059 | 1
3.4079 | -8.158 | 1
76.3874 | 21.8766 | 1
26.2888 | -19.8043 | 1
68.1103 | -2.5877 | 1
97.6145 | 49.9675 | 1
59.4992 | 55.3943 | 1
59.8253 | 50.186 | 1
12.4395 | 55.1081 | 1
15.8344 | 60.4773 | 1
21.2231 | 0.82516 | 1
32.0299 | -27.3793 | 1
45.9253 | 56.1559 | 1
24.3619 | 9.1201 | 1
36.6771 | 65.0922 | 1
7.2597 | 24.4624 | 1
28.1697 | 11.0299 | 1
42.4576 | -27.2015 | 1
76.0316 | 36.3391 | 1
33.1976 | 54.9347 | 1
49.5083 | -8.7498 | 1
59.3347 | 47.095 | 1
21.7476 | 46.1764 | 1
30.358 | 67.5761 | 1
0.72327 | 51.3859 | 1
13.4634 | 48.4614 | 1
54.3641 | -10.0586 | 1
58.594 | 23.2327 | 1
22.7122 | 14.6112 | 1
19.1174 | -2.0107 | 1
33.3779 | -29.8617 | 1
71.2167 | 66.1698 | 1
44.4737 | -3.5891 | 1
98.5913 | 67.7471 | 1
10.7 | -10.2909 | 1
32.3949 | 45.5749 | 1
43.5208 | -12.3087 | 1
28.8834 | 38.986 | 1
67.5214 | 27.3394 | 1
39.3266 | 45.1261 | 1
32.0678 | 22.1205 | 1
87.5735 | 7.6647 | 1
1.0732 | -21.3762 | 1
79.7794 | 66.7394 | 1
6.9191 | 17.0262 | 1
45.4867 | 54.8075 | 1
83.9877 | 49.6818 | 1
72.9288 | 29.6209 | 1
4.2339 | 52.959 | 1
53.0565 | 61.6722 | 1
20.6054 | 41.6208 | 1
56.9761 | -7.2104 | 1
62.4701 | -25.5497 | 1
86.2852 | 47.7688 | 1
47.9962 | 13.7425 | 1
4.4729 | 25.0041 | 1
59.2716 | 19.1867 | 1
23.9393 | 34.7414 | 1
83.3325 | 54.6789 | 1
70.5304 | -20.1966 | 1
2.1378 | -0.5613 | 1
51.588 | 51.1116 | 1
84.2201 | 34.9194 | 1
18.5943 | 4.3068 | 1
75.4336 | 3.8827 | 1
32.4734 | 22.0066 | 1
41.9308 | 57.03 | 1
16.6343 | 39.0749 | 1
29.9406 | 16.3411 | 1
35.3294 | -12.7218 | 1
7.5207 | -0.82099 | 1
92.5223 | 59.2881 | 1
20.1728 | -26.7327 | 1
60.2305 | 4.2652 | 1
33.8625 | 65.2644 | 1
98.6144 | 36.9562 | 1
73.7353 | 16.6848 | 1
42.3054 | 49.673 | 1
49.5238 | -21.2009 | 1
24.5497 | 58.0895 | 1
37.2417 | 22.0287 | 1
62.4811 | 9.3588 | 1
23.9577 | 30.1465 | 1
55.2736 | 36.7327 | 1
96.1814 | 48.7267 | 1
49.0865 | 43.6556 | 1
28.9377 | 34.8708 | 1
84.89 | 20.8472 | 1
15.7784 | -19.4539 | 1
78.3409 | 47.529 | 1
56.156 | -2.5732 | 1
94.0283 | 62.0501 | 1
100.0271 | 53.2944 | 1
79.6287 | 11.1434 | 1
66.5076 | 67.7451 | 1
64.111 | -7.3986 | 1
74.4057 | -20.125 | 1
8.4798 | 32.8478 | 1
100.2482 | 34.4134 | 1
5.1397 | 19.1343 | 1
38.0951 | 51.515 | 1
38.1918 | 24.4484 | 1
75.0743 | 49.4246 | 1
17.8438 | -14.2282 | 1
50.9775 | 62.629 | 1
86.0504 | 29.697 | 1
92.9534 | 0.38738 | 1
27.4148 | 12.2229 | 1
42.942 | 38.4273 | 1
82.4337 | 40.9961 | 1
62.3751 | 19.6609 | 1
61.628 | 6.5685 | 1
25.5676 | 7.9142 | 1
24.2921 | 14.8706 | 1
22.8079 | 12.5417 | 1
95.7634 | 26.2895 | 1
91.8382 | -19.0313 | 1
18.2072 | -18.7921 | 1
30.833 | -12.9616 | 1
15.2805 | 11.3879 | 1
73.2825 | 68.5578 | 1
64.5505 | -17.0972 | 1
62.6073 | 33.7633 | 1
63.6 | -12.0155 | 1
71.0226 | 9.5323 | 1
0.055399 | -8.5499 | 1
92.9104 | -3.6287 | 1
77.0927 | -13.7777 | 1
5.4269 | 49.3862 | 1
71.2407 | 6.7036 | 1
2.7269 | 19.0751 | 1
32.9209 | 69.3276 | 1
62.2464 | 44.507 | 1
48.137 | 63.9204 | 1
65.3775 | 0.51294 | 1
84.6019 | 40.7891 | 1
8.3125 | 49.3912 | 1
6.8353 | -26.207 | 1
37.9009 | 63.8498 | 1
30.9278 | -19.8614 | 1
44.6451 | 0.98471 | 1
72.5744 | 27.6461 | 1
19.373 | -4.8397 | 1
8.7568 | 58.0875 | 1
58.7181 | 14.2524 | 1
35.547 | -23.0105 | 1
97.0486 | 29.0846 | 1
37.741 | 45.8059 | 1
68.7035 | -19.6672 | 1
44.2927 | 9.2147 | 1
58.1528 | -10.7335 | 1
21.75 | 2.5046 | 1
2.9524 | -23.8311 | 1
39.3804 | -18.2803 | 1
1.7085 | 14.2276 | 1
67.8332 | 7.5523 | 1
43.7833 | 56.5312 | 1
74.6015 | -25.6135 | 1
8.7 | 63.8675 | 1
63.9929 | -28.4062 | 1
83.4133 | 6.6874 | 1
35.2153 | -16.7524 | 1
26.9121 | 20.4032 | 1
41.3516 | 18.0593 | 1
63.6433 | 59.7518 | 1
95.1881 | 56.6883 | 1
44.9667 | -12.0167 | 1
74.3755 | -5.8634 | 1
28.9003 | 30.5991 | 1
86.6817 | 20.7158 | 1
31.1707 | 43.2822 | 1
76.7524 | 28.3353 | 1
100.9433 | -12.2139 | 1
33.3837 | 29.8574 | 1
41.3647 | 61.3742 | 1
54.3893 | -0.72909 | 1
40.6903 | 27.9413 | 1
14.5402 | 20.9128 | 1
90.1911 | 29.7042 | 1
40.4604 | -25.4334 | 1
92.3359 | 23.2551 | 1
64.5524 | 47.962 | 1
50.3128 | 60.052 | 1
64.7703 | -18.418 | 1
97.732 | 28.242 | 1
74.2558 | 45.2447 | 1
25.58 | 59.5849 | 1
63.3872 | 67.4951 | 1
41.16 | 15.0903 | 1
60.9308 | 1.0353 | 1
89.0919 | 10.85 | 1
61.0065 | -26.7349 | 1
41.0613 | 3.6226 | 1
42.7294 | -17.4269 | 1
15.4147 | -13.6198 | 1
34.0571 | -22.1174 | 1
52.0615 | 69.091 | 1
98.4405 | 22.8328 | 1
54.2887 | 18.1206 | 1
68.0919 | -3.651 | 1
94.6351 | 47.5683 | 1
1.5886 | 36.4944 | 1
64.2473 | -26.925 | 1
31.3113 | 5.8463 | 1
14.6528 | -28.1055 | 1
31.3655 | -21.8481 | 1
68.4345 | -26.2416 | 1
31.1095 | 57.8106 | 1
93.7559 | 50.9436 | 1
93.7456 | 13.3364 | 1
51.0426 | -2.0428 | 1
93.2792 | 55.0893 | 1
45.0031 | -6.7224 | 1
46.3752 | 29.9568 | 1
23.4965 | -26.3945 | 1
92.2316 | -24.1679 | 1
96.4762 | 28.8846 | 1
90.5034 | -9.4579 | 1
2.3142 | -21.6673 | 1
18.8812 | -26.3376 | 1
4.0839 | 9.1917 | 1
24.7927 | 56.8538 | 1
83.581 | 62.9578 | 1
47.6711 | 53.7914 | 1
94.9592 | 49.1243 | 1
18.443 | -21.2886 | 1
8.6676 | 51.2363 | 1
44.0094 | -20.8889 | 1
88.8351 | 22.0871 | 1
83.2828 | 33.2449 | 1
2.8825 | 39.8881 | 1
35.9177 | 36.4997 | 1
59.8042 | 8.349 | 1
13.6695 | 38.9845 | 1
56.3892 | -28.0665 | 1
60.3109 | 62.991 | 1
74.8033 | 2.2125 | 1
67.0509 | -23.4002 | 1
83.8445 | 54.4943 | 1
74.448 | -12.2748 | 1
95.6247 | 58.1974 | 1
65.126 | 13.4097 | 1
87.1362 | 39.9479 | 1
64.5381 | -29.2098 | 1
29.2448 | 17.4877 | 1
8.1184 | 13.0611 | 1
61.6515 | 48.5046 | 1
94.5787 | 28.898 | 1
45.7701 | -17.4997 | 1
8.6162 | 9.8828 | 1
31.7337 | 26.4287 | 1
14.414 | 20.8625 | 1
29.8415 | 16.0191 | 1
56.0176 | 58.6771 | 1
97.6584 | 30.1767 | 1
49.0607 | -0.41333 | 1
31.031 | -27.9325 | 1
62.6342 | -9.5171 | 1
7.1237 | 12.4933 | 1
4.7807 | 32.4891 | 1
64.3285 | 5.6391 | 1
87.6317 | -7.5459 | 1
48.401 | -11.6867 | 1
38.085 | -27.116 | 1
11.6668 | 54.7672 | 1
28.4067 | -19.327 | 1
6.9201 | 41.5184 | 1
46.8794 | 32.2107 | 1
20.303 | 54.4312 | 1
56.365 | -8.5227 | 1
45.1445 | 21.3661 | 1
8.6236 | 6.7264 | 1
76.3544 | -24.6634 | 1
56.8424 | 4.3065 | 1
32.4619 | 65.7864 | 1
21.806 | 40.169 | 1
59.1136 | 28.1811 | 1
80.62 | -28.2567 | 1
3.3527 | -0.47138 | 1
65.2702 | 18.3536 | 1
89.6609 | 58.2257 | 1
49.6272 | -14.7233 | 1
94.6488 | 64.503 | 1
76.1491 | 38.9699 | 1
81.855 | -0.33895 | 1
85.9502 | 39.8679 | 1
68.669 | 58.254 | 1
91.3461 | -1.7266 | 1
49.7374 | 53.592 | 1
72.6248 | 57.2841 | 1
16.9985 | -27.4232 | 1
36.2262 | 41.8674 | 1
67.3058 | 1.2288 | 1
44.732 | 23.8438 | 1
81.7492 | 8.4762 | 1
63.8856 | 26.6527 | 1
94.585 | 28.3154 | 1
82.2292 | 62.5526 | 1
91.6796 | 46.0107 | 1
10.1129 | 11.4799 | 1
62.5653 | 10.0385 | 1
53.7615 | 6.2456 | 1
69.2511 | 12.5811 | 1
43.0119 | -26.0231 | 1
16.9252 | 50.5381 | 1
83.6865 | -3.4769 | 1
27.5448 | 22.0506 | 1
22.0372 | -11.1855 | 1
53.9021 | -7.8513 | 1
72.3396 | 21.3058 | 1
25.4917 | 52.1542 | 1
7.3165 | 34.6152 | 1
46.0199 | -18.7749 | 1
28.2246 | -3.7883 | 1
58.2087 | 41.4333 | 1
75.9087 | -17.1295 | 1
99.3912 | 13.958 | 1
86.1619 | -8.7534 | 1
74.2807 | -25.7108 | 1
80.7478 | 40.8627 | 1
25.2113 | 31.1896 | 1
23.0716 | 5.3867 | 1
57.1132 | -6.5314 | 1
47.684 | 40.0457 | 1
59.374 | 17.5182 | 1
26.5062 | 5.5321 | 1
23.1833 | 38.7217 | 1
16.556 | 41.0353 | 1
43.4119 | 41.3419 | 1
55.8615 | 66.9013 | 1
11.3305 | -24.9814 | 1
4.2275 | 14.9583 | 1
69.3377 | 49.6191 | 1
23.6909 | 65.0774 | 1
43.6687 | 24.9307 | 1
31.7795 | -19.9551 | 1
85.2481 | 11.0885 | 1
33.0524 | 21.4371 | 1
91.1157 | 13.9691 | 1
44.6571 | -10.4335 | 1
37.5643 | -21.7224 | 1
13.8623 | 47.6451 | 1
57.06 | 69.2374 | 1
82.1855 | 66.9822 | 1
45.4105 | 14.5646 | 1
97.7761 | 43.2781 | 1
69.2186 | 12.09 | 1
78.5586 | 59.2099 | 1
15.5993 | -17.2148 | 1
51.1248 | 36.4022 | 1
54.438 | 28.0419 | 1
1.3717 | 66.1173 | 1
38.6217 | -3.1216 | 1
99.9343 | 49.108 | 1
86.0703 | 55.1766 | 1
38.5024 | -29.3221 | 1
45.8698 | 43.1674 | 1
100.3439 | -10.5769 | 1
1.0889 | 27.3693 | 1
84.0851 | 29.6511 | 1
40.619 | 41.9543 | 1
87.8732 | 29.0801 | 1
91.6732 | 60.7023 | 1
90.1468 | 20.0814 | 1
54.8458 | 61.2733 | 1
56.614 | 61.0301 | 1
67.8391 | 1.4563 | 1
7.7229 | 69.0376 | 1
100.9081 | 67.8716 | 1
60.4501 | 55.6204 | 1
13.9078 | -29.6838 | 1
81.7411 | 65.4893 | 1
72.3334 | 23.4866 | 1
56.6923 | 1.4283 | 1
63.4645 | 16.796 | 1
8.9624 | 58.3176 | 1
82.3563 | 38.5732 | 1
26.2296 | -22.8206 | 1
79.4856 | 68.168 | 1
40.7146 | 42.9661 | 1
80.9855 | -10.0125 | 1
50.5561 | 36.047 | 1
57.6402 | 39.3166 | 1
64.6478 | 31.1748 | 1
4.848 | 41.7489 | 1
99.9516 | -26.3724 | 1
79.4877 | 7.8495 | 1
82.259 | 64.8251 | 1
11.5193 | -8.8563 | 1
68.9279 | -6.3134 | 1
54.5518 | 10.2786 | 1
96.5655 | 19.5033 | 1
17.3891 | 26.6857 | 1
98.292 | -13.3478 | 1
96.6766 | 9.8727 | 1
55.0598 | -28.0458 | 1
72.9779 | 51.8836 | 1
42.5371 | 8.0735 | 1
38.3255 | -0.1493 | 1
58.7397 | 50.0805 | 1
76.8192 | -11.7503 | 1
31.9535 | 21.1871 | 1
87.7007 | -11.62 | 1
12.9516 | 50.4517 | 1
73.2904 | 14.3026 | 1
89.0068 | 66.7712 | 1
1.132 | 3.296 | 1
34.3713 | 30.744 | 1
46.0541 | 9.9269 | 1
20.6369 | 7.4837 | 1
48.8495 | 66.5236 | 1
49.3453 | 61.4674 | 1
8.745 | -8.1781 | 1
67.8307 | 50.725 | 1
73.5099 | 16.5232 | 1
55.5001 | -14.1394 | 1
47.9534 | 17.0356 | 1
92.794 | 1.6075 | 1
18.5442 | 64.1586 | 1
97.2483 | 13.9278 | 1
6.5523 | -0.0927 | 1
74.659 | 63.3379 | 1
42.515 | 37.8721 | 1
1.7783 | 65.3477 | 1
70.1295 | -16.1489 | 1
4.0878 | 13.4381 | 1
44.0958 | 0.50879 | 1
54.0323 | 46.1964 | 1
6.5133 | -4.047 | 1
90.2953 | 0.78326 | 1
54.3932 | -23.6137 | 1
46.7417 | 39.4325 | 1
75.4488 | 54.5575 | 1
44.3932 | 42.5815 | 1
96.2801 | 1.5646 | 1
24.3832 | -5.3726 | 1
24.7447 | -6.8062 | 1
99.8878 | 47.0317 | 1
72.3536 | -1.1303 | 1
28.3878 | 24.914 | 1
6.0318 | 9.7882 | 1
48.3783 | -16.4087 | 1
98.2431 | -8.03 | 1
43.979 | -5.63 | 1
14.5659 | 27.4151 | 1
66.037 | -28.897 | 1
77.7403 | 64.2262 | 1
92.4503 | -22.0217 | 1
71.8806 | -6.9123 | 1
30.1059 | 35.0457 | 1
61.8934 | -16.1712 | 1
30.2294 | 52.1706 | 1
29.0974 | -2.4292 | 1
22.3767 | 4.7711 | 1
52.5939 | -28.3526 | 1
66.7801 | 47.6193 | 1
73.5682 | 4.5351 | 1
23.2617 | 66.9556 | 1
2.9558 | 6.9694 | 1
15.2341 | -7.2558 | 1
1.867 | -1.9444 | 1
18.9337 | 50.4425 | 1
42.8461 | 49.9341 | 1
95.9304 | 2.2648 | 1
4.4546 | 35.1208 | 1
76.5099 | 10.1573 | 1
56.7641 | 31.1562 | 1
15.3061 | 37.9026 | 1
52.1776 | 4.3501 | 1
73.0965 | 31.0664 | 1
24.8111 | -25.9225 | 1
81.0669 | 0.26331 | 1
68.4438 | 25.5484 | 1
86.0145 | 42.3557 | 1
56.266 | 2.4735 | 1
87.8985 | 54.833 | 1
96.4493 | 67.1971 | 1
9.0122 | -18.7038 | 1
66.3235 | -23.6347 | 1
25.5469 | 21.5083 | 1
95.7272 | -4.2098 | 1
2.2713 | 14.1378 | 1
7.3972 | -17.5024 | 1
16.8122 | 36.1806 | 1
15.9904 | 51.7523 | 1
86.3933 | 24.4666 | 1
56.7576 | 55.939 | 1
58.6495 | 22.7172 | 1
49.3003 | 34.1939 | 1
76.5057 | -3.2502 | 1
60.7405 | 3.6944 | 1
33.9512 | 17.5349 | 1
90.0546 | 62.0407 | 1
89.8539 | 59.0821 | 1
73.5943 | 0.51891 | 1
19.2544 | -18.5875 | 1
20.7053 | -6.6802 | 1
50.5351 | 4.8148 | 1
62.553 | 6.4621 | 1
29.3909 | 64.6545 | 1
1.1505 | 55.2325 | 1
95.8674 | -17.5503 | 1
69.4172 | 13.4068 | 1
69.7933 | 48.0696 | 1
63.0965 | 5.4339 | 1
47.1181 | 26.3983 | 1
95.489 | 46.7245 | 1
16.7053 | -22.7408 | 1
94.228 | 45.1773 | 1
98.1307 | 56.222 | 1
42.3979 | 61.3418 | 1
44.8033 | 35.3397 | 1
48.1817 | 44.4491 | 1
94.124 | -0.64558 | 1
12.2338 | -20.9137 | 1
92.8081 | 65.0485 | 1
41.6711 | 19.0626 | 1
76.5177 | 41.8408 | 1
43.2881 | 43.0579 | 1
21.5189 | 49.9598 | 1
26.845 | -18.1327 | 1
20.8046 | -13.1745 | 1
11.3607 | 52.5771 | 1
48.4527 | -7.2437 | 1
30.5477 | 22.864 | 1
20.5839 | 12.7486 | 1
96.9742 | 23.1156 | 1
28.611 | 26.1648 | 1
81.0996 | 69.8506 | 1
48.6609 | -29.6977 | 1
26.8957 | -0.09334 | 1
25.1991 | 20.4984 | 1
6.8032 | 45.3549 | 1
44.2203 | 14.7365 | 1
92.9459 | -17.8642 | 1
43.2484 | 62.0477 | 1
79.3557 | -25.3459 | 1
17.8398 | 28.3145 | 1
42.9233 | 1.3569 | 1
88.2011 | 42.5481 | 1
4.4607 | -12.9126 | 1
78.9807 | 20.4407 | 1
70.4497 | 9.1773 | 1
34.7338 | 17.8166 | 1
48.0842 | 1.5997 | 1
13.8144 | 12.0783 | 1
22.207 | 61.8587 | 1
9.1625 | -4.5258 | 1
8.8591 | -9.9436 | 1
29.0674 | 54.5374 | 1
11.3169 | 24.231 | 1
60.9609 | 67.784 | 1
72.2359 | -4.556 | 1
41.6908 | -15.0884 | 1
51.1962 | 32.6567 | 1
57.3248 | 64.0243 | 1
57.963 | 50.0988 | 1
1.4354 | 49.4536 | 1
92.623 | 68.3207 | 1
18.5166 | -24.244 | 1
43.3907 | 53.133 | 1
43.8759 | -29.7027 | 1
19.8265 | 51.5529 | 1
67.449 | 6.3306 | 1
97.1027 | 44.7223 | 1
63.3075 | 44.435 | 1
31.8451 | 62.5858 | 1
2.0729 | 6.2884 | 1
100.6877 | 49.9674 | 1
51.1063 | 50.3672 | 1
40.1965 | -22.0929 | 1
69.1243 | 32.124 | 1
34.3423 | 35.6233 | 1
84.2949 | 63.1096 | 1
10.5962 | 11.4756 | 1
93.0499 | 32.0258 | 1
74.6361 | -21.4394 | 1
79.4552 | 28.9534 | 1
99.9927 | 19.7629 | 1
14.6034 | 20.3733 | 1
23.771 | 50.7803 | 1
24.2092 | -6.9412 | 1
78.4766 | -21.8907 | 1
39.0781 | -18.9534 | 1
33.5647 | 18.0366 | 1
72.517 | -17.6849 | 1
23.4503 | 17.705 | 1
18.923 | 47.3492 | 1
23.797 | -2.5139 | 1
63.1555 | 56.3299 | 1
25.1827 | 31.926 | 1
83.9722 | 11.2437 | 1
7.1318 | -2.099 | 1
48.1002 | 8.9803 | 1
72.5793 | 37.2961 | 1
24.0561 | -20.7357 | 1
14.1643 | 6.1782 | 1
32.9315 | 11.6795 | 1
53.098 | 44.5808 | 1
79.7117 | -2.6122 | 1
67.0915 | -22.8867 | 1
84.4144 | -11.4277 | 1
65.665 | 21.594 | 1
62.5133 | -25.2537 | 1
76.3415 | -22.7242 | 1
70.7152 | 50.4314 | 1
67.5415 | 59.7898 | 1
37.1967 | 12.0948 | 1
58.5088 | 51.3895 | 1
51.5944 | 4.8983 | 1
89.2155 | 62.4055 | 1
90.337 | 14.9473 | 1
34.2372 | 68.1419 | 1
95.9531 | 51.9308 | 1
19.4252 | 1.1514 | 1
80.9962 | -16.2853 | 1
33.1418 | 42.8931 | 1
90.4805 | 33.4198 | 1
12.4213 | -15.5299 | 1
29.5858 | 1.5651 | 1
27.1131 | 15.4633 | 1
9.344 | 20.1578 | 1
15.911 | -9.1009 | 1
27.1694 | 17.6343 | 1
95.3239 | 31.8057 | 1
60.1017 | -17.5754 | 1
87.9858 | 50.9991 | 1
15.4595 | -8.0952 | 1
6.5028 | 66.3609 | 1
12.0386 | -25.0609 | 1
83.3131 | 60.1136 | 1
91.4912 | 64.0538 | 1
26.4802 | 64.4978 | 1
50.7685 | -2.4949 | 1
65.2356 | 23.8064 | 1
65.66 | 54.7143 | 1
87.7493 | -6.5459 | 1
17.6717 | 36.3165 | 1
11.3829 | 18.2693 | 1
28.4112 | 64.7541 | 1
1.5905 | 20.245 | 1
35.2455 | 21.5635 | 1
0.18282 | -26.4988 | 1
25.3639 | 56.3577 | 1
95.0961 | 55.452 | 1
88.0625 | 17.2002 | 1
59.5456 | 63.2928 | 1
15.71 | 15.6429 | 1
36.3126 | -28.2716 | 1
16.3194 | 32.9475 | 1
73.396 | -3.3408 | 1
17.3058 | -20.4685 | 1
35.8538 | 68.0414 | 1
65.0808 | -29.2755 | 1
66.5712 | 66.3726 | 1
98.0947 | -15.9147 | 1
58.6409 | 40.8626 | 1
14.9629 | -25.7907 | 1
51.0907 | 13.2497 | 1
42.0822 | -17.1727 | 1
41.9608 | 21.5912 | 1
58.7571 | 7.0654 | 1
64.4268 | 47.4586 | 1
78.5917 | 14.916 | 1
41.7219 | -3.0832 | 1
73.9154 | 35.2743 | 1
97.8495 | -22.8029 | 1
7.2468 | 29.1961 | 1
85.0705 | 52.7408 | 1
78.5382 | 35.3278 | 1
22.8596 | 3.0186 | 1
68.4747 | 16.9613 | 1
1.1714 | 8.3026 | 1
71.7938 | 43.1781 | 1
32.7366 | 57.9609 | 1
27.8656 | 24.001 | 1
100.866 | 7.6648 | 1
90.8264 | 7.0994 | 1
13.1323 | -6.5637 | 1
61.0467 | 46.5224 | 1
9.3047 | -2.4443 | 1
54.1249 | 53.7698 | 1
15.1116 | 5.8487 | 1
57.3409 | -3.6242 | 1
94.5367 | -29.2959 | 1
29.4857 | 4.592 | 1
19.8271 | 57.6293 | 1
50.8746 | -19.3812 | 1
34.8455 | 64.203 | 1
100.8491 | 34.5353 | 1
97.088 | 24.6133 | 1
37.9839 | 1.4444 | 1
15.6022 | 49.3236 | 1
57.215 | -27.2999 | 1
32.1962 | -11.179 | 1
88.0318 | 39.9273 | 1
37.1495 | 35.9842 | 1
48.422 | 45.7083 | 1
44.5086 | -6.354 | 1
73.1272 | -6.6582 | 1
56.6139 | 66.7865 | 1
81.7976 | -26.1707 | 1
98.2702 | 67.3364 | 1
64.1487 | 48.8899 | 1
18.5956 | 17.2811 | 1
56.8516 | 25.4854 | 1
16.2997 | 43.3344 | 1
34.5695 | 14.1681 | 1
57.6742 | 64.7217 | 1
19.5705 | -6.7334 | 1
18.8681 | 19.0967 | 1
18.6683 | -12.6752 | 1
49.6581 | 48.6655 | 1
32.2367 | 34.7841 | 1
48.8122 | 34.8596 | 1
90.4069 | -3.5287 | 1
39.5972 | 68.0819 | 1
73.9001 | 45.9815 | 1
88.7088 | 28.3821 | 1
83.0511 | 15.1286 | 1
91.991 | 29.5703 | 1
21.6775 | 3.9704 | 1
25.4774 | -11.6499 | 1
93.0314 | -14.9619 | 1
66.8774 | 50.2094 | 1
68.5819 | 43.3694 | 1
20.1683 | -23.4949 | 1
65.0537 | 50.3539 | 1
90.3297 | -12.7146 | 1
26.8939 | -12.0302 | 1
6.0454 | -3.4704 | 1
60.4641 | 42.2687 | 1
10.7342 | -13.9258 | 1
78.6419 | -0.60591 | 1
18.3068 | -9.4549 | 1
26.0642 | 10.2627 | 1
72.5767 | -15.9909 | 1
28.3319 | 66.3841 | 1
78.3282 | 65.1944 | 1
47.8075 | 6.2386 | 1
37.1451 | 33.8929 | 1
65.7463 | 33.1704 | 1
87.8334 | -10.8674 | 1
64.9259 | 61.8409 | 1
18.5832 | 37.5948 | 1
55.6681 | -3.1577 | 1
82.6633 | 32.8406 | 1
40.7412 | -7.5559 | 1
87.6288 | 34.5938 | 1
60.8673 | 21.2148 | 1
84.7821 | 1.7608 | 1
64.1955 | 53.7455 | 1
91.3276 | -18.5311 | 1
93.3996 | 30.4031 | 1
52.4745 | -16.7548 | 1
64.4364 | 57.077 | 1
96.6926 | 3.3438 | 1
29.8611 | -2.2253 | 1
27.7876 | 64.6419 | 1
94.426 | 43.4102 | 1
54.803 | 9.2057 | 1
86.4413 | 14.5238 | 1
32.5229 | 46.7101 | 1
84.5337 | 34.9571 | 1
76.6259 | 30.6466 | 1
34.0946 | -14.9127 | 1
34.5912 | 9.2292 | 1
43.9654 | 33.0126 | 1
81.8116 | 21.0346 | 1
83.3588 | 42.0086 | 1
97.5178 | -4.5557 | 1
98.8902 | 66.6949 | 1
40.0806 | -18.3633 | 1
74.8773 | 66.0672 | 1
87.9326 | 6.3375 | 1
8.0467 | -11.5282 | 1
7.8299 | -26.2025 | 1
10.3307 | -13.5783 | 1
1.4133 | 50.6566 | 1
23.0077 | 55.7097 | 1
57.1532 | 66.2185 | 1
70.0199 | 41.9161 | 1
56.1484 | -19.8317 | 1
64.9501 | -3.2927 | 1
62.5188 | 15.9762 | 1
82.7488 | -7.2619 | 1
60.0592 | 9.9243 | 1
12.5575 | 68.6545 | 1
18.0532 | 18.3423 | 1
66.7843 | 45.3021 | 1
29.3308 | 43.9089 | 1
40.7406 | -25.3986 | 1
69.3783 | 11.9657 | 1
7.7999 | 53.5758 | 1
48.9087 | 6.512 | 1
89.1252 | 54.4609 | 1
75.5886 | -16.8593 | 1
2.8343 | -26.7079 | 1
30.1729 | 12.6284 | 1
54.5064 | 5.1093 | 1
100.097 | 5.7145 | 1
75.9607 | -22.4694 | 1
29.6338 | -12.2436 | 1
36.431 | 43.1606 | 1
23.2526 | -9.5282 | 1
63.196 | 7.2561 | 1
74.2459 | 56.963 | 1
41.1368 | 41.438 | 1
22.4777 | -28.4166 | 1
15.3772 | 1.5631 | 1
60.0732 | 61.2633 | 1
19.5059 | 6.5665 | 1
68.1043 | 30.0485 | 1
30.7191 | -11.0646 | 1
39.9699 | 67.679 | 1
48.6649 | 29.7539 | 1
21.798 | -22.8842 | 1
80.3897 | 4.602 | 1
77.8201 | -6.5791 | 1
98.0005 | 49.7158 | 1
18.4867 | 6.3947 | 1
95.539 | -18.4634 | 1
37.1959 | 10.2001 | 1
78.7179 | -9.748 | 1
16.4317 | 17.3091 | 1
27.3536 | 36.4425 | 1
84.813 | 56.5875 | 1
39.6006 | -17.887 | 1
58.1859 | 52.7198 | 1
89.7323 | -9.9282 | 1
88.9387 | -1.3514 | 1
40.8904 | 34.8601 | 1
17.1594 | 39.122 | 1
38.9168 | -28.2036 | 1
91.2908 | -25.8745 | 1
55.7951 | -1.5242 | 1
74.2929 | 9.0623 | 1
16.2602 | -21.7159 | 1
24.5747 | -12.1559 | 1
68.7711 | 29.9049 | 1
14.3284 | 12.3026 | 1
94.6895 | 48.1252 | 1
26.0439 | -7.4729 | 1
22.8149 | 1.7855 | 1
36.8568 | -28.0389 | 1
31.3322 | 27.8548 | 1
29.3009 | 23.0645 | 1
3.6517 | 9.5099 | 1
62.7268 | 29.0453 | 1
98.1897 | -28.3905 | 1
66.4165 | -25.5771 | 1
11.027 | 19.8647 | 1
59.156 | 57.3758 | 1
39.878 | 0.02433 | 1
90.4539 | -9.9 | 1
29.4297 | 48.6856 | 1
95.1846 | 41.8823 | 1
82.2301 | 53.3988 | 1
49.3993 | 44.9676 | 1
61.2602 | 7.4241 | 1
82.5141 | 40.1464 | 1
40.727 | 56.2015 | 1
58.8132 | 37.678 | 1
20.266 | 49.3735 | 1
13.5432 | 18.619 | 1
96.0049 | 59.6265 | 1
32.8764 | 49.8063 | 1
63.8054 | 38.2856 | 1
24.6388 | -16.7641 | 1
90.0084 | -29.5305 | 1
60.4091 | 53.7669 | 1
94.2059 | 37.9123 | 1
64.9003 | 28.7375 | 1
73.363 | -10.2519 | 1
85.2252 | 39.7368 | 1
40.0309 | -0.50679 | 1
3.6477 | 19.0032 | 1
25.0568 | 0.15069 | 1
11.3576 | 25.9866 | 1
92.0946 | 32.5365 | 1
23.9206 | 16.278 | 1
37.7535 | 50.8928 | 1
91.8503 | 37.8977 | 1
39.4134 | 15.9062 | 1
14.6686 | 69.8522 | 1
12.0635 | 53.4099 | 1
7.5783 | -20.5171 | 1
19.6798 | 12.9962 | 1
33.1855 | -5.8607 | 1
56.9124 | 3.3462 | 1
38.1117 | 1.8897 | 1
97.7522 | 36.5837 | 1
68.2227 | -13.5408 | 1
0.22328 | 48.6109 | 1
9.0009 | -25.0769 | 1
34.3878 | 68.5691 | 1
49.2138 | 14.8478 | 1
20.1837 | 15.6486 | 1
50.5546 | -23.9099 | 1
36.4779 | -4.7224 | 1
9.344 | -22.8533 | 1
36.2583 | -13.9012 | 1
48.833 | 56.8906 | 1
5.2233 | -28.6977 | 1
94.6073 | 60.4049 | 1
99.9916 | 16.5779 | 1
47.4511 | 38.1233 | 1
100.5719 | 4.2966 | 1
63.8315 | 30.3279 | 1
18.6636 | 25.3008 | 1
94.106 | 2.923 | 1
28.759 | -24.7941 | 1
27.8683 | 39.6647 | 1
13.9624 | -20.8402 | 1
59.725 | 42.5463 | 1
95.5728 | -13.9413 | 1
44.4089 | 68.5851 | 1
99.4817 | -14.0086 | 1
37.0063 | 22.7096 | 1
3.842 | 5.7193 | 1
56.2944 | 5.8916 | 1
80.4183 | -24.2877 | 1
100.7285 | -1.1525 | 1
40.9728 | 46.5491 | 1
90.9652 | 52.3036 | 1
53.6887 | 11.4168 | 1
17.3274 | 55.0226 | 1
27.8236 | -29.7076 | 1
97.7815 | 30.0921 | 1
26.7856 | 4.2307 | 1
52.9794 | 8.3472 | 1
97.5205 | 27.6325 | 1
52.2221 | -16.7889 | 1
47.9903 | 21.7869 | 1
87.5028 | 67.3442 | 1
94.8368 | -21.6113 | 1
18.1007 | 51.9039 | 1
97.2357 | 68.7016 | 1
85.8467 | -10.4496 | 1
87.9251 | 68.9289 | 1
15.2035 | -18.5622 | 1
85.8706 | 0.21349 | 1
65.1382 | 68.7881 | 1
64.9118 | -20.7573 | 1
15.6982 | 25.4919 | 1
66.9661 | 58.542 | 1
55.5295 | 31.4521 | 1
41.176 | -24.6378 | 1
15.4217 | 42.1944 | 1
6.7481 | 13.3798 | 1
17.369 | 2.3264 | 1
21.2953 | 7.085 | 1
6.624 | 35.1925 | 1
49.3086 | 56.2375 | 1
35.6983 | 53.6589 | 1
17.6683 | 3.9456 | 1
24.1803 | 54.2344 | 1
64.9599 | 40.3318 | 1
84.169 | 0.43765 | 1
10.8411 | 30.7977 | 1
35.6089 | 58.263 | 1
7.5039 | -12.9507 | 1
50.9635 | 34.0486 | 1
48.2681 | 8.6312 | 1
41.9745 | -21.4532 | 1
0.49262 | 19.6818 | 1
57.7828 | 22.0215 | 1
28.5372 | -19.775 | 1
65.9722 | 44.7796 | 1
9.9474 | 55.6084 | 1
20.8099 | -6.2761 | 1
9.3278 | 33.1686 | 1
60.8721 | -22.8188 | 1
4.9236 | -28.8966 | 1
11.6363 | -2.0096 | 1
68.1878 | 20.5581 | 1
37.9846 | 58.5579 | 1
67.7379 | -16.234 | 1
59.0871 | -0.26143 | 1
86.6693 | -3.7724 | 1
70.4257 | -13.4927 | 1
22.9694 | 20.9168 | 1
54.3893 | -25.183 | 1
93.8568 | 6.2915 | 1
63.3947 | 7.6551 | 1
29.0263 | 68.5817 | 1
21.8033 | -13.3031 | 1
65.5154 | -22.495 | 1
17.9487 | 63.8521 | 1
20.4396 | 12.2268 | 1
12.4792 | -18.6105 | 1
93.2591 | -1.9534 | 1
30.6892 | 3.494 | 1
80.1472 | -5.9593 | 1
45.7974 | -6.2245 | 1
65.8041 | 55.9649 | 1
1.2286 | 67.8399 | 1
52.5263 | -23.9262 | 1
4.461 | 28.0428 | 1
39.734 | 6.0322 | 1
58.9308 | -3.3123 | 1
89.0954 | 8.6359 | 1
38.3462 | -10.2613 | 1
27.3733 | 59.9575 | 1
90.1422 | 46.9854 | 1
36.399 | 26.0324 | 1
79.6182 | 7.3686 | 1
33.9843 | 21.3274 | 1
47.8164 | 38.7304 | 1
93.1278 | 40.5927 | 1
37.8284 | -0.5898 | 1
57.0254 | 36.3341 | 1
25.8968 | 8.7652 | 1
2.8874 | 69.6016 | 1
87.0993 | 42.4951 | 1
20.5616 | -6.1509 | 1
76.8251 | 42.9929 | 1
25.8026 | -2.3995 | 1
58.4075 | 58.7754 | 1
98.1812 | 33.9897 | 1
50.4653 | -0.67839 | 1
34.3257 | 8.5913 | 1
87.8855 | -17.3187 | 1
26.1869 | 14.3337 | 1
78.8936 | 33.9398 | 1
2.4039 | -14.3021 | 1
71.6947 | 54.4564 | 1
95.4781 | -24.0892 | 1
60.699 | 5.2468 | 1
15.3782 | 6.927 | 1
88.9938 | -22.1631 | 1
45.2601 | -22.7858 | 1
27.0877 | 4.3219 | 1
74.2945 | -10.943 | 1
23.5248 | 47.6138 | 1
99.695 | 20.5054 | 1
33.7317 | 52.8397 | 1
96.91 | 68.2445 | 1
78.9089 | 38.7631 | 1
22.017 | 11.773 | 1
13.3111 | 3.6355 | 1
25.4016 | -28.183 | 1
0.30304 | -4.7703 | 1
62.4848 | 30.9767 | 1
14.5779 | -12.4067 | 1
59.8429 | 2.5712 | 1
50.4726 | 23.5072 | 1
56.4698 | 56.2273 | 1
40.2619 | 19.4286 | 1
91.131 | 67.4933 | 1
6.3604 | 15.0403 | 1
5.8003 | 65.3615 | 1
58.2053 | -3.5409 | 1
14.1569 | -2.8553 | 1
54.4003 | 20.8088 | 1
60.6983 | 12.9381 | 1
95.8199 | 14.355 | 1
0.13472 | -14.8049 | 1
51.1175 | 7.9112 | 1
43.2655 | 29.0009 | 1
25.5886 | 42.016 | 1
13.4462 | 29.3756 | 1
85.3313 | 34.8789 | 1
55.6479 | 57.529 | 1
11.5026 | 33.8956 | 1
25.6885 | 55.359 | 1
50.7894 | 16.5279 | 1
7.6043 | -0.41339 | 1
15.5348 | -6.2582 | 1
12.5007 | 41.3168 | 1
58.1115 | 35.1881 | 1
19.2788 | 44.2934 | 1
100.5954 | 57.8146 | 1
99.4713 | 4.7199 | 1
72.2798 | 62.2061 | 1
35.7349 | 1.2423 | 1
17.6017 | 63.9662 | 1
13.161 | 68.3564 | 1
47.2385 | 67.4697 | 1
27.3436 | 19.4873 | 1
26.2812 | -11.4306 | 1
17.4902 | 31.5997 | 1
33.1333 | 55.4327 | 1
7.9548 | -29.2144 | 1
55.164 | -11.376 | 1
16.4468 | 28.5476 | 1
91.6781 | 12.3721 | 1
95.5869 | 10.3672 | 1
94.2789 | 68.0229 | 1
86.2658 | 39.2764 | 1
5.7068 | -5.1318 | 1
72.3827 | 17.0947 | 1
68.3742 | 37.3231 | 1
80.6867 | 51.0731 | 1
50.0148 | 30.3054 | 1
58.7213 | 43.7241 | 1
53.7065 | 8.8678 | 1
89.3554 | 29.1644 | 1
5.5865 | -0.60141 | 1
6.9879 | 65.1124 | 1
16.5552 | 6.3744 | 1
22.3205 | -28.7426 | 1
59.2254 | 30.7737 | 1
61.0656 | 27.8842 | 1
23.8933 | 35.2052 | 1
19.6731 | 40.964 | 1
82.9903 | 27.4206 | 1
4.8901 | 18.5991 | 1
93.3357 | -11.726 | 1
54.2362 | 19.0992 | 1
58.8397 | 7.0039 | 1
12.8732 | 7.2061 | 1
36.7488 | 28.3795 | 1
66.0268 | 34.0849 | 1
56.4619 | 8.1622 | 1
87.768 | -3.7063 | 1
39.8333 | -2.2148 | 1
92.7215 | -29.5367 | 1
24.0347 | 41.763 | 1
16.9317 | -19.2329 | 1
61.2916 | -7.6795 | 1
32.7958 | 60.3257 | 1
52.4922 | 68.4926 | 1
79.0965 | 43.884 | 1
5.6042 | 69.7437 | 1
41.5066 | -0.59665 | 1
25.677 | 3.2314 | 1
89.917 | 69.5943 | 1
66.3579 | 37.4613 | 1
66.2821 | 59.1735 | 1
36.7745 | 57.0026 | 1
81.5477 | 3.5385 | 1
63.8984 | 11.4356 | 1
39.6453 | 45.6631 | 1
68.1822 | 53.1078 | 1
41.5266 | 14.2264 | 1
66.8236 | 60.3805 | 1
7.0112 | 13.3123 | 1
41.1062 | 18.9977 | 1
93.3255 | -1.634 | 1
48.3547 | -0.60065 | 1
74.6572 | 49.4561 | 1
45.3651 | 16.3561 | 1
98.4754 | -19.3085 | 1
15.1738 | 25.6256 | 1
38.9364 | 5.4386 | 1
33.0636 | 10.6198 | 1
16.505 | 61.7825 | 1
15.3869 | 69.6358 | 1
63.6337 | 15.4406 | 1
70.5992 | -20.7603 | 1
45.374 | -15.1379 | 1
29.1992 | 55.8552 | 1
19.9324 | 18.5915 | 1
8.1422 | 19.6432 | 1
11.8594 | 49.111 | 1
20.4939 | -23.3079 | 1
68.6637 | -5.4264 | 1
70.1358 | 16.7242 | 1
82.8769 | -20.0603 | 1
60.3649 | -28.1922 | 1
18.554 | 50.4585 | 1
27.6502 | -6.3219 | 1
18.584 | 38.3605 | 1
70.615 | -21.1681 | 1
78.8237 | 49.8886 | 1
13.6114 | 45.4643 | 1
95.4477 | -1.2581 | 1
6.842 | -21.3033 | 1
49.2185 | -25.3612 | 1
52.8879 | 19.1481 | 1
6.403 | 20.3552 | 1
62.5422 | -13.0783 | 1
10.7097 | 26.6825 | 1
29.6726 | 38.5464 | 1
89.1699 | -15.3708 | 1
31.9686 | -27.1622 | 1
75.7041 | 26.3268 | 1
12.2004 | 12.8564 | 1
56.103 | -4.5664 | 1
72.6487 | 25.4047 | 1
80.0494 | 11.3245 | 1
75.7059 | 44.7215 | 1
32.8587 | 3.8245 | 1
9.182 | -3.5907 | 1
88.6294 | 49.7089 | 1
64.9948 | 67.8015 | 1
46.5041 | 61.0156 | 1
7.1611 | 31.6644 | 1
13.995 | 66.3394 | 1
26.3735 | -17.9978 | 1
21.8859 | -3.4131 | 1
63.0675 | 33.4832 | 1
39.4246 | 41.7817 | 1
98.0071 | -20.6032 | 1
0.73188 | 53.2401 | 1
9.0091 | 57.8154 | 1
47.9685 | -23.8017 | 1
0.053298 | 36.6 | 1
24.7009 | -19.9568 | 1
74.0051 | -20.9312 | 1
55.415 | 56.1854 | 1
72.8608 | 56.785 | 1
32.0605 | 36.9391 | 1
50.6929 | 13.2735 | 1
92.0725 | 66.0224 | 1
78.3691 | -13.0677 | 1
31.0467 | -28.4023 | 1
35.2444 | 62.8652 | 1
80.8272 | 17.2384 | 1
97.3898 | 0.80389 | 1
88.8648 | 5.5347 | 1
41.6815 | -0.14202 | 1
41.7386 | -23.5571 | 1
75.8432 | 2.2175 | 1
96.8067 | -18.8948 | 1
1.0419 | -23.5761 | 1
61.9433 | 41.5689 | 1
30.3729 | 30.2861 | 1
50.0184 | 33.6778 | 1
39.6668 | 29.852 | 1
97.7893 | -4.8557 | 1
61.3488 | 23.0412 | 1
11.5384 | 32.1291 | 1
8.6527 | 56.5173 | 1
12.5093 | 6.3155 | 1
54.7636 | 66.6298 | 1
99.005 | 47.6357 | 1
18.2564 | 51.5376 | 1
16.0329 | 48.9859 | 1
83.4948 | 8.0265 | 1
100.4701 | 4.651 | 1
38.1526 | 65.2237 | 1
14.1907 | -16.0461 | 1
47.5233 | 54.6158 | 1
5.369 | -6.261 | 1
96.9954 | 65.9126 | 1
96.2143 | 0.55175 | 1
77.0562 | 38.5707 | 1
20.2966 | 28.1383 | 1
60.422 | 61.8652 | 1
87.0911 | 45.8254 | 1
95.0896 | 29.8965 | 1
71.72 | -18.082 | 1
85.5033 | 23.2771 | 1
6.6123 | 25.8478 | 1
47.6005 | -12.9333 | 1
94.2728 | 42.209 | 1
75.013 | 10.5939 | 1
35.7003 | 64.8808 | 1
22.9418 | 49.7618 | 1
94.3671 | 61.5708 | 1
3.6283 | 27.0818 | 1
36.8938 | 63.1207 | 1
71.0583 | 6.4903 | 1
3.5539 | 24.0865 | 1
58.141 | 28.3846 | 1
81.154 | 31.176 | 1
42.5611 | -7.1033 | 1
50.4371 | 34.59 | 1
2.849 | -24.9806 | 1
70.7431 | 17.3329 | 1
94.0716 | 5.1846 | 1
76.0839 | 52.18 | 1
15.8602 | 14.2281 | 1
71.1936 | -15.0373 | 1
92.84 | 5.0487 | 1
35.9979 | 13.3075 | 1
23.3509 | 63.9819 | 1
71.3103 | 19.4086 | 1
67.6409 | 44.1499 | 1
20.2415 | 17.0041 | 1
80.5499 | 63.654 | 1
23.6493 | 63.1907 | 1
21.361 | 57.7021 | 1
22.5839 | -17.0169 | 1
14.1093 | -18.2895 | 1
33.8898 | -4.9185 | 1
42.8568 | 17.1789 | 1
89.1274 | 13.8617 | 1
25.1926 | 15.7054 | 1
100.6191 | 10.3257 | 1
1.5923 | -23.9133 | 1
32.9566 | 9.1498 | 1
85.1405 | 15.1934 | 1
54.8488 | -3.2226 | 1
63.1761 | 13.0924 | 1
41.031 | 56.0155 | 1
4.2282 | -1.5899 | 1
30.8638 | 0.42958 | 1
92.3518 | -24.9961 | 1
95.0439 | 38.5397 | 1
60.7197 | 42.968 | 1
97.0252 | -27.7547 | 1
55.0219 | 2.331 | 1
62.2095 | 45.6589 | 1
96.5689 | 38.425 | 1
46.7455 | 21.3566 | 1
67.5764 | 60.9364 | 1
65.6884 | 67.8089 | 1
0.10315 | -1.1406 | 1
74.3219 | 5.6772 | 1
32.045 | 34.7209 | 1
86.9947 | 23.3204 | 1
21.2518 | 3.942 | 1
58.7636 | 47.6901 | 1
93.3871 | -22.7113 | 1
20.2842 | 62.6912 | 1
30.9613 | 23.6843 | 1
87.2806 | 4.9003 | 1
32.6693 | 11.491 | 1
64.1716 | 48.3208 | 1
44.5965 | 4.3601 | 1
0.43537 | -5.7125 | 1
54.982 | 19.9096 | 1
99.3542 | -21.9541 | 1
11.3428 | 18.5829 | 1
78.3157 | 35.4857 | 1
54.656 | -6.252 | 1
26.0031 | 41.565 | 1
87.3091 | 28.5948 | 1
61.1153 | -23.4717 | 1
94.4114 | 23.2564 | 1
21.4511 | 11.76 | 1
98.102 | 12.5965 | 1
69.4485 | 55.6183 | 1
41.6624 | 51.9264 | 1
0.54158 | 30.2861 | 1
80.9225 | 13.3497 | 1
79.3528 | 56.0427 | 1
63.1137 | 35.1079 | 1
47.7254 | 2.0502 | 1
14.8099 | 40.52 | 1
92.6032 | 13.4269 | 1
57.7175 | 63.5008 | 1
82.1368 | 27.6334 | 1
47.5467 | 30.3131 | 1
63.008 | 0.80271 | 1
77.8199 | 59.6002 | 1
83.526 | 37.5583 | 1
59.6721 | 54.2032 | 1
64.2332 | 39.0216 | 1
94.6311 | -15.4668 | 1
69.965 | 36.1745 | 1
62.2795 | 7.5135 | 1
26.9019 | 64.3424 | 1
21.0861 | 0.093924 | 1
28.7554 | -22.7741 | 1
73.5817 | 64.4241 | 1
8.6359 | 67.5151 | 1
15.4209 | -25.2558 | 1
2.1257 | 4.4526 | 1
39.8435 | 62.3971 | 1
44.1071 | -15.538 | 1
85.7811 | 26.6237 | 1
97.7374 | 2.3868 | 1
90.559 | -24.4143 | 1
42.5482 | 17.2678 | 1
41.8109 | 65.2524 | 1
45.0675 | 15.7562 | 1
53.4456 | 56.7445 | 1
36.8213 | 61.9659 | 1
26.1601 | 9.9438 | 1
97.4199 | 9.3098 | 1
91.0596 | 48.4521 | 1
0.94126 | 16.6384 | 1
22.8008 | 8.4474 | 1
74.2677 | 24.5298 | 1
69.4717 | -23.5531 | 1
34.0343 | 17.014 | 1
98.2814 | -6.7368 | 1
35.7952 | 61.6131 | 1
77.4694 | -3.411 | 1
44.3999 | -25.3301 | 1
54.615 | 20.5419 | 1
93.3283 | 38.8359 | 1
65.0538 | 2.7002 | 1
60.7161 | 60.908 | 1
27.7623 | 42.727 | 1
38.9507 | 50.7926 | 1
42.5238 | -0.39291 | 1
34.7725 | 58.7637 | 1
85.925 | 65.3125 | 1
21.3957 | 16.0601 | 1
72.0531 | 58.8261 | 1
37.6632 | 61.075 | 1
19.4269 | 6.2401 | 1
41.3923 | 39.5521 | 1
8.0626 | -25.5886 | 1
10.3258 | 39.4537 | 1
95.951 | -29.7989 | 1
22.365 | 11.4815 | 1
64.9531 | 32.5906 | 1
34.2555 | 29.5784 | 1
75.3054 | 6.4023 | 1
79.9051 | 26.7645 | 1
39.9033 | -12.5792 | 1
60.5987 | -29.765 | 1
45.5342 | -11.7081 | 1
26.0546 | 34.1111 | 1
25.2923 | -19.9228 | 1
13.0615 | 61.4829 | 1
61.8183 | 42.3099 | 1
6.2098 | 66.7308 | 1
64.471 | 59.3954 | 1
67.9286 | -24.2208 | 1
64.5385 | 58.2995 | 1
7.5102 | 60.6578 | 1
13.6736 | -24.0065 | 1
13.9832 | -20.3513 | 1
88.4396 | -19.0376 | 1
27.9488 | 36.8615 | 1
85.0098 | 20.2557 | 1
36.0699 | 47.7617 | 1
46.1723 | -9.455 | 1
50.9401 | 31.2712 | 1
86.8949 | 37.0331 | 1
88.5952 | 65.2554 | 1
20.6582 | 68.7532 | 1
25.6248 | 60.7366 | 1
41.8152 | 9.0173 | 1
79.5207 | 29.0386 | 1
43.426 | 22.1205 | 1
27.9372 | 34.3555 | 1
79.7807 | 14.1999 | 1
97.1974 | 25.5834 | 1
1.939 | 60.2405 | 1
31.6219 | 22.9122 | 1
74.385 | -28.9073 | 1
51.4564 | 66.707 | 1
69.0427 | -4.8641 | 1
25.391 | 44.0541 | 1
38.2923 | 41.7718 | 1
20.1669 | 27.0135 | 1
85.7852 | 44.7744 | 1
51.9534 | -17.9837 | 1
70.6761 | 14.0154 | 1
43.9274 | 0.059066 | 1
66.044 | 3.5035 | 1
98.1907 | 36.1079 | 1
25.5905 | 6.2167 | 1
31.6115 | 30.3189 | 1
83.8702 | 17.4862 | 1
19.7022 | 26.9253 | 1
57.2178 | 21.3146 | 1
0.82103 | 37.2008 | 1
90.2012 | 12.2185 | 1
29.241 | 36.6184 | 1
93.3418 | 40.4595 | 1
56.1994 | 51.339 | 1
28.3973 | -15.6462 | 1
19.9359 | -7.7998 | 1
88.7777 | -24.8684 | 1
38.439 | 46.7218 | 1
36.2146 | 69.9981 | 1
81.8166 | 9.3329 | 1
59.1826 | 14.9674 | 1
97.4503 | 68.6284 | 1
70.5467 | 22.2527 | 1
81.1565 | -0.47251 | 1
94.1317 | 66.6263 | 1
14.5455 | 67.7687 | 1
82.8471 | 9.3801 | 1
59.2704 | 37.3716 | 1
6.2718 | -9.5971 | 1
43.4051 | 57.612 | 1
36.2181 | 68.2799 | 1
67.1582 | 65.3791 | 1
42.9465 | 27.5907 | 1
32.0063 | 6.3853 | 1
12.0443 | 52.7727 | 1
34.1874 | -5.2469 | 1
74.497 | -14.8935 | 1
57.0116 | 47.2429 | 1
25.839 | 56.6369 | 1
14.5619 | 1.2938 | 1
46.4002 | -6.4359 | 1
15.7617 | 14.2458 | 1
49.3985 | 36.2394 | 1
51.4749 | -5.6094 | 1
83.7228 | 57.0468 | 1
50.3508 | 66.5654 | 1
41.9712 | -9.5107 | 1
19.8663 | 53.8623 | 1
60.0641 | 46.8187 | 1
52.5962 | 0.24578 | 1
14.5887 | -4.5419 | 1
34.0173 | -23.7131 | 1
26.4555 | 4.8189 | 1
49.6724 | 36.9191 | 1
9.0694 | 6.7823 | 1
1.2883 | -16.9876 | 1
64.5403 | 22.9589 | 1
76.2613 | 58.9462 | 1
23.2406 | 66.4898 | 1
34.208 | 67.5397 | 1
38.1806 | 55.6157 | 1
14.2962 | -14.8076 | 1
52.112 | 36.8416 | 1
50.728 | -2.4997 | 1
3.911 | -20.5966 | 1
94.442 | -29.0236 | 1
68.481 | 49.1617 | 1
86.7869 | 65.8135 | 1
93.8525 | 46.4403 | 1
4.2449 | 4.7466 | 1
93.9558 | -19.6806 | 1
31.5428 | -13.176 | 1
42.7237 | 64.4199 | 1
72.9678 | 30.5258 | 1
53.8161 | 28.3386 | 1
24.7667 | -1.5141 | 1
92.9157 | 7.6299 | 1
19.15 | 18.7049 | 1
34.1487 | 9.2725 | 1
43.4646 | 62.5457 | 1
62.6962 | 37.2219 | 1
20.7972 | 21.3299 | 1
78.4998 | 3.4844 | 1
51.2076 | -4.2697 | 1
38.9668 | -7.8809 | 1
68.0126 | 32.7475 | 1
56.934 | 69.6523 | 1
67.9015 | 14.3924 | 1
38.4613 | 60.0068 | 1
66.2735 | 39.5828 | 1
4.4734 | 58.4237 | 1
20.7326 | 7.2857 | 1
4.545 | -23.499 | 1
89.3757 | 26.3306 | 1
47.4073 | 57.2296 | 1
23.6591 | -19.604 | 1
12.9999 | 46.3359 | 1
94.0106 | -20.9049 | 1
100.8667 | -15.7379 | 1
96.3039 | 62.8488 | 1
30.4367 | 34.1145 | 1
27.4765 | -21.8667 | 1
10.2334 | 37.6816 | 1
86.404 | -8.9804 | 1
66.6162 | 40.3082 | 1
23.3575 | -18.1218 | 1
11.7904 | 53.9688 | 1
92.7995 | 40.2891 | 1
45.9298 | 54.455 | 1
6.1406 | -5.7805 | 1
5.1349 | 68.3736 | 1
3.1792 | 49.0499 | 1
40.9959 | 31.8602 | 1
30.8498 | -29.1695 | 1
51.1693 | -11.419 | 1
75.2821 | -18.5355 | 1
53.2598 | 41.1062 | 1
2.572 | 44.3143 | 1
11.8439 | -3.0506 | 1
88.7777 | 24.5944 | 1
99.8492 | 22.2623 | 1
98.0408 | 9.1261 | 1
81.2711 | 55.129 | 1
46.3723 | -8.5033 | 1
64.701 | 69.9313 | 1
90.0357 | 47.4256 | 1
42.4988 | -15.6421 | 1
92.3078 | 35.6962 | 1
79.9558 | 57.6782 | 1
37.3627 | 25.4959 | 1
66.481 | 52.0295 | 1
74.8065 | 4.4575 | 1
57.3742 | -10.5827 | 1
86.1443 | -18.1401 | 1
67.882 | 53.6609 | 1
60.8736 | 31.4158 | 1
3.0714 | 33.8105 | 1
71.6576 | -7.261 | 1
100.0042 | 63.4381 | 1
79.5092 | 42.3255 | 1
76.8483 | -27.5767 | 1
45.2312 | 65.289 | 1
31.9505 | 15.2655 | 1
2.973 | 66.6885 | 1
1.8442 | 50.1597 | 1
50.4869 | 57.7929 | 1
28.3417 | 46.412 | 1
62.0564 | 46 | 1
64.1991 | 55.9625 | 1
96.6799 | 2.195 | 1
98.6238 | -1.3729 | 1
61.6254 | 27.3261 | 1
33.6345 | 19.6223 | 1
74.22 | 14.4271 | 1
27.4941 | 8.1352 | 1
14.0965 | 19.4679 | 1
70.9251 | 66.5364 | 1
42.9589 | 37.0476 | 1
22.4978 | 57.0981 | 1
22.0205 | 59.8252 | 1
59.1075 | -23.3062 | 1
35.2181 | 38.9937 | 1
72.1323 | 60.8677 | 1
43.8618 | 50.2487 | 1
2.1051 | 12.2912 | 1
43.2575 | 44.4622 | 1
91.7392 | 13.1174 | 1
61.9425 | -28.091 | 1
72.8417 | 68.0269 | 1
80.0708 | 56.284 | 1
62.2044 | -11.3233 | 1
55.4481 | 26.0497 | 1
56.2052 | 31.9968 | 1
1.6078 | 17.7619 | 1
58.7317 | 63.8373 | 1
61.6548 | 42.9262 | 1
49.5102 | 44.7313 | 1
33.3696 | -22.7447 | 1
70.0239 | -19.2814 | 1
36.2345 | 67.3954 | 1
67.0978 | 52.7163 | 1
29.7494 | -26.6174 | 1
3.8714 | -23.5675 | 1
89.6985 | 61.3935 | 1
75.5128 | 20.6406 | 1
35.5419 | 7.5741 | 1
8.2943 | 13.7754 | 1
58.9932 | 3.5668 | 1
11.4614 | 20.4755 | 1
88.0941 | 23.0592 | 1
40.7293 | 32.6174 | 1
51.4474 | 42.1358 | 1
86.3777 | 26.6757 | 1
65.8494 | -8.2176 | 1
19.1175 | -6.5119 | 1
55.4823 | 62.0022 | 1
34.5409 | 13.2902 | 1
61.4771 | -2.8662 | 1
5.6828 | 58.6022 | 1
97.1778 | 51.87 | 1
48.6061 | 20.5959 | 1
62.9792 | 8.2981 | 1
51.654 | -22.4971 | 1
88.2843 | 42.944 | 1
92.5003 | 52.6034 | 1
83.5102 | 59.07 | 1
26.0075 | 39.6086 | 1
53.5459 | 69.1572 | 1
48.74 | -2.8456 | 1
91.0493 | 44.6156 | 1
30.5266 | -28.6021 | 1
86.3835 | 13.6104 | 1
88.5135 | 16.9577 | 1
39.9041 | 69.3567 | 1
95.778 | 53.1288 | 1
87.5778 | 49.261 | 1
100.1875 | 55.7542 | 1
90.8374 | 19.6853 | 1
45.5895 | 9.1192 | 1
67.1264 | -15.217 | 1
38.5465 | 4.2438 | 1
57.4751 | 16.8301 | 1
55.3951 | 29.2088 | 1
18.9426 | -13.8187 | 1
23.9445 | 65.9273 | 1
78.2243 | 20.2651 | 1
1.6358 | 64.6896 | 1
65.7237 | 16.6462 | 1
86.2839 | 13.6151 | 1
78.1497 | -6.5174 | 1
40.2968 | -8.2629 | 1
67.689 | 63.4593 | 1
94.5926 | -25.284 | 1
58.0451 | 38.2997 | 1
67.1276 | 24.6698 | 1
0.83373 | 36.1233 | 1
85.3305 | 37.5004 | 1
91.1342 | 57.8136 | 1
59.566 | 31.4418 | 1
28.3045 | 47.587 | 1
23.7188 | -2.5508 | 1
87.7473 | -13.1299 | 1
83.104 | -26.5103 | 1
95.8529 | 44.9243 | 1
41.6983 | 40.7434 | 1
81.927 | -5.3673 | 1
62.6711 | 48.8425 | 1
55.1264 | -11.3215 | 1
69.6965 | -17.1963 | 1
79.8063 | 6.407 | 1
56.783 | 57.4474 | 1
56.7289 | 29.4852 | 1
30.3043 | 9.7511 | 1
67.6339 | -27.8883 | 1
62.177 | 53.3038 | 1
21.7213 | 16.9953 | 1
33.8645 | 39.238 | 1
71.1086 | -3.1275 | 1
96.7671 | -13.8197 | 1
47.5078 | 46.9083 | 1
14.6689 | 26.8899 | 1
83.0605 | 62.2781 | 1
0.22362 | 34.9863 | 1
7.9659 | 43.8637 | 1
15.8479 | 47.7426 | 1
91.4404 | -5.4456 | 1
9.299 | 31.7372 | 1
90.1981 | -1.723 | 1
95.4545 | 21.7325 | 1
83.0595 | 23.9486 | 1
93.3993 | -3.6579 | 1
50.0814 | 16.4974 | 1
0.45887 | 5.0776 | 1
53.9965 | 58.7375 | 1
34.8866 | 26.0777 | 1
35.9118 | 56.3936 | 1
89.4245 | 0.96092 | 1
95.7392 | -4.8797 | 1
27.8267 | -8.108 | 1
48.5893 | 46.0678 | 1
46.9427 | 25.8554 | 1
22.6321 | -19.6163 | 1
26.0265 | -4.8355 | 1
42.1173 | 7.1668 | 1
21.4561 | 4.8021 | 1
83.3707 | 30.9614 | 1
12.6533 | 54.2557 | 1
76.607 | 61.2996 | 1
12.827 | 5.5003 | 1
92.6993 | 16.3853 | 1
10.1521 | 47.8369 | 1
6.9362 | 18.7291 | 1
65.2099 | -0.28726 | 1
87.3976 | -28.8167 | 1
11.1803 | -7.1851 | 1
9.3867 | 63.2794 | 1
77.9754 | -17.82 | 1
34.7636 | 55.437 | 1
27.6929 | 54.9084 | 1
84.3561 | 54.314 | 1
12.7181 | -4.1373 | 1
49.9964 | -12.0095 | 1
77.5261 | -28.9281 | 1
1.3576 | 29.0625 | 1
22.2186 | 66.4797 | 1
47.4807 | -3.1957 | 1
73.7319 | -21.6791 | 1
83.2246 | -12.3959 | 1
65.6075 | 17.4507 | 1
59.3834 | -23.5803 | 1
30.7132 | 28.1454 | 1
98.6346 | 28.1868 | 1
40.0657 | 8.2321 | 1
13.585 | 35.6111 | 1
30.3564 | -14.9368 | 1
11.584 | -28.9149 | 1
54.8415 | 59.3439 | 1
31.7456 | 0.21872 | 1
26.8484 | 45.4845 | 1
46.4785 | 30.7685 | 1
50.5675 | 13.5731 | 1
7.3244 | 25.1866 | 1
99.9704 | -18.2752 | 1
90.3981 | 68.5472 | 1
69.609 | 16.9618 | 1
44.7494 | -8.7768 | 1
81.8806 | 4.5854 | 1
33.7769 | 15.7256 | 1
13.0371 | 30.6516 | 1
1.2901 | -20.8296 | 1
80.0872 | 47.4286 | 1
28.3664 | -3.5877 | 1
81.8314 | -21.5717 | 1
2.2292 | 22.0221 | 1
76.897 | 61.9747 | 1
97.9754 | 23.254 | 1
12.022 | 65.3509 | 1
25.6265 | -1.6112 | 1
44.9586 | 39.8075 | 1
51.2672 | 17.5144 | 1
14.5354 | 20.832 | 1
66.0677 | 52.1901 | 1
83.6598 | -10.0317 | 1
90.5135 | -14.6815 | 1
34.7281 | -27.8308 | 1
88.3837 | 38.4875 | 1
34.506 | -25.1725 | 1
60.9066 | 39.9572 | 1
94.2686 | 41.6102 | 1
79.346 | 51.7621 | 1
91.1594 | 23.6419 | 1
99.0959 | 46.8014 | 1
5.1116 | 26.6256 | 1
20.9649 | 67.1162 | 1
11.6224 | 1.3873 | 1
17.7931 | 4.5374 | 1
79.9132 | 11.5598 | 1
35.2462 | 35.4887 | 1
80.2056 | 61.5225 | 1
1.2881 | 23.6671 | 1
96.1961 | 60.0316 | 1
32.2558 | 38.8062 | 1
100.4385 | 36.458 | 1
91.397 | -5.3248 | 1
0.91697 | -1.7056 | 1
41.6798 | 8.6993 | 1
28.7756 | 10.4943 | 1
3.4618 | 32.0729 | 1
30.4504 | 42.1234 | 1
10.1371 | -7.5944 | 1
49.0903 | 54.3761 | 1
28.8582 | 29.4799 | 1
87.3376 | 36.6328 | 1
83.3034 | 24.767 | 1
30.3062 | 8.4811 | 1
39.3354 | 52.875 | 1
40.2611 | 1.1339 | 1
70.7773 | 46.3991 | 1
61.5907 | -19.5477 | 1
78.6604 | 32.8812 | 1
54.1655 | -20.1126 | 1
72.4227 | 66.2204 | 1
13.9992 | 9.7897 | 1
55.3371 | 62.4305 | 1
14.4497 | 29.6653 | 1
59.7969 | 7.9203 | 1
24.3226 | 54.5211 | 1
85.195 | -26.3007 | 1
93.2889 | -28.2226 | 1
10.4403 | 8.817 | 1
34.9549 | 25.5785 | 1
17.0246 | 52.3313 | 1
57.6265 | 54.3515 | 1
76.457 | 47.4749 | 1
3.8569 | 10.2756 | 1
75.2183 | 32.1575 | 1
71.8618 | -0.88231 | 1
35.8688 | 15.1692 | 1
90.847 | 48.6076 | 1
49.674 | 12.5681 | 1
19.7072 | 9.0015 | 1
57.6546 | -12.8334 | 1
100.8189 | 55.3494 | 1
18.1984 | -28.0433 | 1
16.9269 | -9.1551 | 1
24.0676 | 38.3939 | 1
66.5953 | 68.3692 | 1
16.8506 | -6.9598 | 1
39.3423 | 30.8259 | 1
66.7739 | 53.6104 | 1
31.3358 | 42.0811 | 1
60.1832 | 4.1091 | 1
95.629 | -27.364 | 1
29.9044 | 45.7351 | 1
28.9663 | 45.6407 | 1
65.6114 | 19.6263 | 1
6.4875 | 47.6781 | 1
88.0135 | -11.0822 | 1
68.4334 | -6.2577 | 1
78.3648 | -23.349 | 1
48.3598 | 36.422 | 1
91.2054 | -2.1943 | 1
50.6821 | 5.2863 | 1
52.1903 | -13.5042 | 1
47.4031 | -20.7574 | 1
83.4409 | 45.5109 | 1
26.0143 | 19.9746 | 1
36.945 | -7.347 | 1
77.0933 | 17.3257 | 1
52.4025 | -20.2201 | 1
33.0765 | 7.6356 | 1
60.6622 | 28.7126 | 1
44.8701 | -25.1067 | 1
33.6694 | 63.6473 | 1
6.1828 | -27.8508 | 1
46.9981 | 51.1586 | 1
12.7469 | 0.57331 | 1
65.4438 | 29.1189 | 1
16.7762 | 45.4174 | 1
59.6292 | 31.6309 | 1
63.9013 | 37.4763 | 1
81.2299 | -15.8968 | 1
75.2714 | 19.825 | 1
15.5662 | 37.9335 | 1
26.9207 | 53.8714 | 1
54.7659 | 28.6772 | 1
59.2197 | 47.2414 | 1
79.9392 | 29.0082 | 1
18.3359 | -13.1675 | 1
21.8401 | 52.5929 | 1
70.5908 | 49.3672 | 1
29.4891 | 59.1317 | 1
43.1687 | 39.5757 | 1
97.6321 | 49.5551 | 1
83.7597 | -12.1078 | 1
47.1278 | 26.421 | 1
83.4301 | -15.4992 | 1
52.4569 | -24.2965 | 1
85.0105 | 13.4819 | 1
88.9379 | 56.139 | 1
90.326 | 43.6711 | 1
26.9576 | 69.0227 | 1
11.3496 | -27.7885 | 1
49.0872 | 65.3883 | 1
37.1323 | 64.4063 | 1
45.7309 | 62.3616 | 1
3.6809 | 47.0409 | 1
33.1742 | 35.005 | 1
84.5974 | -19.9925 | 1
87.6237 | 60.0584 | 1
88.07 | 16.228 | 1
42.5724 | -7.6245 | 1
68.3701 | -2.5387 | 1
29.2077 | 51.5824 | 1
53.4463 | 8.7158 | 1
6.1926 | 3.3815 | 1
99.2288 | 46.0485 | 1
13.4928 | 34.5029 | 1
3.9998 | 45.8136 | 1
70.0856 | -9.1603 | 1
45.2548 | 10.3565 | 1
34.1557 | 55.4937 | 1
68.3062 | 3.189 | 1
0.077999 | 48.8369 | 1
11.3798 | 69.6313 | 1
0.14226 | 10.771 | 1
7.9175 | 18.989 | 1
44.2411 | 7.0592 | 1
10.2718 | 62.6179 | 1
2.8304 | 18.4718 | 1
45.3575 | 24.0543 | 1
49.9488 | 47.8884 | 1
43.8984 | -5.2329 | 1
46.2354 | 13.8128 | 1
78.5701 | 35.4698 | 1
48.6197 | 39.6814 | 1
97.8726 | 26.9085 | 1
14.5649 | 61.5342 | 1
30.497 | 58.5617 | 1
62.0239 | -18.1621 | 1
7.5614 | 44.6335 | 1
90.5137 | 34.5522 | 1
37.4997 | 12.2418 | 1
6.8863 | -3.5089 | 1
97.6394 | 49.484 | 1
49.5273 | 7.5561 | 1
98.9827 | 62.6782 | 1
40.1335 | 5.2387 | 1
83.5818 | -8.5393 | 1
24.3552 | 52.9866 | 1
28.8267 | 15.3051 | 1
94.1411 | 47.4484 | 1
34.3274 | 1.5215 | 1
43.6165 | 14.4407 | 1
79.4853 | 19.3168 | 1
85.876 | -6.3172 | 1
70.7014 | 7.3763 | 1
96.7839 | -22.8214 | 1
31.6358 | 55.5222 | 1
85.6393 | 37.576 | 1
26.1986 | 20.2629 | 1
87.1989 | 51.3075 | 1
65.3233 | -8.8195 | 1
84.263 | 69.5537 | 1
94.9004 | 47.3442 | 1
100.522 | -12.5166 | 1
97.4787 | -9.0868 | 1
12.6199 | 11.7898 | 1
98.038 | 45.6134 | 1
72.0721 | -28.884 | 1
90.827 | 16.4803 | 1
33.3748 | 50.0894 | 1
15.1737 | 27.5021 | 1
20.4136 | -21.2296 | 1
71.7295 | 5.9681 | 1
4.5789 | 65.3131 | 1
17.6659 | 64.758 | 1
22.8112 | 22.9242 | 1
92.7228 | 28.4582 | 1
51.8108 | -9.5438 | 1
65.0789 | -22.7745 | 1
24.4015 | -25.9672 | 1
75.0592 | -3.7802 | 1
98.501 | 19.6318 | 1
72.1456 | -14.5654 | 1
91.4929 | 5.1881 | 1
26.2098 | -8.016 | 1
9.6116 | 48.987 | 1
0.72392 | 51.8448 | 1
93.7239 | -24.273 | 1
2.2465 | 45.0818 | 1
91.4365 | 57.4611 | 1
72.0904 | 63.7971 | 1
62.2057 | 38.2378 | 1
19.2832 | 41.6302 | 1
15.874 | -8.5657 | 1
0.14376 | 17.2094 | 1
52.5388 | 69.3177 | 1
43.5905 | 13.1597 | 1
37.3954 | 68.2604 | 1
8.6256 | 5.5868 | 1
80.1921 | 6.8799 | 1
45.3852 | 2.1752 | 1
78.341 | -14.4028 | 1
19.7419 | 54.0369 | 1
100.8127 | 3.9181 | 1
90.8689 | 27.0604 | 1
19.9446 | -2.122 | 1
59.3462 | 14.741 | 1
4.7549 | 8.1797 | 1
43.4492 | -24.9172 | 1
31.0084 | 59.2955 | 1
61.1332 | 3.5276 | 1
85.73 | 47.4086 | 1
20.958 | 55.9371 | 1
45.8488 | 1.1989 | 1
40.4979 | -9.8112 | 1
83.4143 | 46.6474 | 1
56.854 | 12.034 | 1
75.259 | 36.6295 | 1
46.2885 | 36.1212 | 1
23.5577 | -6.2484 | 1
65.1343 | -27.8224 | 1
52.7945 | -18.5633 | 1
83.0135 | 32.8086 | 1
75.2617 | 58.6065 | 1
7.0342 | 37.6854 | 1
29.3394 | 19.4377 | 1
68.8714 | 54.037 | 1
36.2833 | 34.1566 | 1
41.26 | -8.0226 | 1
32.718 | -9.2509 | 1
86.6223 | -4.2283 | 1
62.5803 | 44.6884 | 1
27.0427 | 61.818 | 1
22.7752 | 33.8739 | 1
74.4409 | 28.3069 | 1
39.855 | 5.7086 | 1
7.5091 | 5.5066 | 1
92.5066 | 12.3425 | 1
6.4208 | 60.0225 | 1
66.6373 | -6.3097 | 1
3.8766 | -0.37153 | 1
0.48542 | -27.1734 | 1
10.3141 | 23.5484 | 1
87.1925 | 31.6599 | 1
95.5761 | 58.0651 | 1
17.8771 | 58.8365 | 1
83.1163 | -25.0354 | 1
40.4251 | 49.0126 | 1
67.0336 | 13.3702 | 1
5.5443 | -6.706 | 1
51.2705 | 23.8466 | 1
98.3776 | -25.9459 | 1
77.0001 | 12.6196 | 1
35.0038 | 49.6771 | 1
7.1792 | 64.8364 | 1
53.478 | 25.8775 | 1
25.6617 | 8.5401 | 1
94.8598 | 40.1303 | 1
23.7303 | -28.4407 | 1
86.3995 | 62.7017 | 1
82.5232 | 47.4772 | 1
23.9638 | -4.9889 | 1
48.6476 | 50.5277 | 1
39.6502 | 69.4061 | 1
10.9541 | -15.427 | 1
63.0674 | 40.3416 | 1
62.6124 | 52.2272 | 1
55.4788 | -23.4453 | 1
32.0261 | 53.3705 | 1
67.4619 | 19.1982 | 1
83.6516 | 41.232 | 1
90.0155 | 53.1215 | 1
64.7323 | 68.732 | 1
69.5495 | 21.3878 | 1
75.96 | 37.4155 | 1
67.0954 | 17.9591 | 1
52.0639 | 23.3153 | 1
14.8548 | 45.9256 | 1
15.6983 | 39.4175 | 1
17.2664 | -25.7918 | 1
60.5562 | -25.0202 | 1
24.6317 | 2.6201 | 1
85.026 | 66.315 | 1
8.2874 | 53.7722 | 1
38.4733 | -27.0776 | 1
79.213 | 69.9399 | 1
85.9008 | 44.103 | 1
21.1885 | 33.4673 | 1
61.0022 | 39.1538 | 1
2.9133 | 52.2226 | 1
70.0718 | 52.9943 | 1
14.3808 | 42.3895 | 1
9.3161 | 15.2688 | 1
26.5918 | -22.1731 | 1
25.6239 | -10.8916 | 1
51.4609 | -20.1362 | 1
65.3971 | 39.0838 | 1
80.4289 | 7.6769 | 1
64.5213 | 68.7937 | 1
3.388 | -23.0394 | 1
15.8513 | -13.5099 | 1
42.1051 | 6.9145 | 1
25.1634 | 48.6358 | 1
27.5708 | 63.4381 | 1
36.8029 | 49.0765 | 1
48.6091 | 46.7915 | 1
45.0237 | 65.6673 | 1
45.038 | -21.1954 | 1
13.8004 | 17.8151 | 1
1.999 | 22.9165 | 1
24.9204 | -2.7587 | 1
71.7936 | 12.5677 | 1
30.0166 | 58.6182 | 1
53.542 | 56.6164 | 1
59.4539 | -20.1365 | 1
87.7864 | 58.3169 | 1
55.7068 | 42.003 | 1
48.0905 | 51.6563 | 1
19.3388 | -8.1103 | 1
2.6111 | 58.0372 | 1
87.1131 | 61.1824 | 1
44.6383 | -22.6334 | 1
45.3848 | 32.6387 | 1
58.011 | -11.0026 | 1
1.7273 | 9.739 | 1
90.6965 | 25.7882 | 1
86.7547 | 66.354 | 1
74.67 | 43.9258 | 1
47.7495 | 15.8207 | 1
32.6122 | 40.3735 | 1
89.9739 | 68.721 | 1
25.6778 | 63.5188 | 1
0.9231 | 55.2662 | 1
67.6356 | 21.9806 | 1
87.2104 | 59.8831 | 1
33.7215 | 48.0318 | 1
11.2069 | 20.1163 | 1
30.1759 | 9.6843 | 1
46.326 | -17.3625 | 1
83.8505 | -10.7238 | 1
47.7071 | 25.2125 | 1
2.1747 | 22.2611 | 1
80.9048 | 60.3688 | 1
89.4112 | 31.2146 | 1
90.4051 | 48.5647 | 1
88.3064 | 12.6384 | 1
52.9438 | 0.086353 | 1
23.9543 | 49.3055 | 1
95.6136 | -12.1119 | 1
53.4266 | 3.4112 | 1
25.3492 | 2.9509 | 1
28.2329 | 65.8484 | 1
48.3241 | -14.9291 | 1
75.26 | 67.8305 | 1
1.0001 | 65.9297 | 1
57.8671 | -0.663 | 1
99.1342 | -16.436 | 1
64.2576 | -12.5402 | 1
73.1927 | -2.4047 | 1
86.3467 | 48.4328 | 1
89.9447 | -17.1951 | 1
80.1318 | 36.4298 | 1
2.6456 | -6.6622 | 1
49.2603 | 24.6327 | 1
62.8513 | 56.3213 | 1
21.7351 | -17.7134 | 1
95.1613 | 4.0967 | 1
49.128 | 7.5737 | 1
56.0563 | 49.366 | 1
53.4487 | 57.399 | 1
85.5095 | -28.0673 | 1
67.1006 | -1.1966 | 1
60.805 | -1.7645 | 1
5.6506 | -7.5877 | 1
9.3401 | 9.9602 | 1
60.7778 | 21.5105 | 1
47.6714 | 35.1252 | 1
67.9016 | 57.1386 | 1
1.1491 | 3.5406 | 1
61.6895 | 27.5544 | 1
17.1251 | 41.2462 | 1
44.4269 | -10.2061 | 1
97.321 | 17.3159 | 1
15.4258 | 32.0881 | 1
66.4628 | 43.2465 | 1
1.157 | 20.5022 | 1
58.385 | 66.9112 | 1
92.491 | 65.3935 | 1
89.744 | 51.6479 | 1
95.8691 | 32.9761 | 1
72.9863 | 9.0792 | 1
15.059 | -20.124 | 1
14.1511 | 61.0189 | 1
57.3069 | 29.7647 | 1
25.1487 | 50.7574 | 1
77.2024 | 34.3869 | 1
86.89 | 66.879 | 1
24.0358 | -18.6242 | 1
23.2939 | -15.2149 | 1
46.6914 | 5.783 | 1
81.6216 | -15.9695 | 1
45.3389 | 10.1935 | 1
70.1057 | 3.7806 | 1
85.3119 | -12.0512 | 1
48.3647 | -13.5992 | 1
82.0916 | 39.372 | 1
83.2398 | -13.7006 | 1
74.6231 | 50.9297 | 1
15.6266 | 42.4568 | 1
68.3557 | 14.3065 | 1
0.0091574 | 29.5492 | 1
35.5609 | -22.8535 | 1
35.302 | 69.8968 | 1
63.3229 | -19.1958 | 1
32.6911 | 24.338 | 1
14.1655 | -12.9397 | 1
63.4427 | -22.44 | 1
5.3469 | -2.3885 | 1
15.8088 | -0.076791 | 1
80.3069 | 24.0574 | 1
20.987 | 32.1479 | 1
6.8688 | 16.5026 | 1
3.8149 | 47.9331 | 1
84.0005 | 37.6535 | 1
84.6245 | 62.456 | 1
69.848 | 38.8608 | 1
96.4238 | 13.2 | 1
87.7423 | -17.709 | 1
44.1707 | -3.5987 | 1
63.2083 | -22.1594 | 1
85.9249 | 19.2428 | 1
26.5902 | 4.6292 | 1
17.4771 | 33.6276 | 1
35.4611 | 14.2816 | 1
59.8683 | 28.4603 | 1
78.4716 | 10.318 | 1
22.5281 | 62.5847 | 1
88.3446 | 28.8597 | 1
70.8667 | 62.384 | 1
53.4263 | -10.4246 | 1
49.1101 | 63.5601 | 1
14.3177 | -5.3237 | 1
42.5045 | -28.1416 | 1
52.4027 | 32.2693 | 1
45.6598 | 50.528 | 1
14.6373 | 22.4331 | 1
76.4062 | -29.3777 | 1
4.5784 | 47.1729 | 1
48.7889 | 50.2295 | 1
86.555 | 1.7895 | 1
99.2945 | 19.0267 | 1
51.8837 | 67.9842 | 1
7.0378 | 42.8519 | 1
29.9546 | -13.7102 | 1
21.7446 | -5.1224 | 1
63.2352 | -25.0881 | 1
18.0166 | 36.873 | 1
33.2151 | 43.7352 | 1
8.4796 | -16.6548 | 1
88.9425 | 22.2761 | 1
53.7182 | -14.7599 | 1
64.1171 | -27.9031 | 1
4.9327 | -3.4033 | 1
22.0554 | -20.6193 | 1
90.8117 | -20.952 | 1
59.3202 | 35.9309 | 1
6.2201 | 33.2644 | 1
84.619 | 48.1077 | 1
5.4311 | -5.907 | 1
73.5263 | 21.7219 | 1
73.7236 | -16.3711 | 1
14.7863 | 37.998 | 1
8.3793 | 19.5066 | 1
2.4469 | -19.5398 | 1
29.8503 | 64.7035 | 1
2.2852 | -16.4974 | 1
18.5899 | 12.0504 | 1
88.8501 | 34.6931 | 1
15.7205 | 52.6492 | 1
71.8111 | 12.4245 | 1
14.7779 | -9.1055 | 1
75.691 | 11.0148 | 1
14.5277 | 63.9224 | 1
49.1208 | 18.8737 | 1
33.1689 | -19.9169 | 1
79.8089 | -15.9081 | 1
97.6956 | -7.6951 | 1
54.6772 | 38.1593 | 1
12.5993 | -25.1159 | 1
41.616 | 52.0088 | 1
67.8469 | 68.212 | 1
39.4028 | -25.2466 | 1
49.1873 | 23.9601 | 1
35.1182 | -5.2743 | 1
38.8993 | 9.9849 | 1
55.1397 | 22.299 | 1
30.8955 | 30.8686 | 1
2.4385 | -9.6401 | 1
61.2414 | 26.3897 | 1
49.1453 | 24.4228 | 1
59.0982 | 37.9037 | 1
35.3777 | 52.4809 | 1
8.0812 | 18.459 | 1
80.0143 | 63.6949 | 1
80.4865 | 65.8325 | 1
38.2083 | 24.9342 | 1
32.9934 | -0.83469 | 1
36.2206 | 65.9169 | 1
45.1741 | 38.6408 | 1
2.3921 | -28.9978 | 1
30.0736 | 67.5442 | 1
21.3306 | 22.6197 | 1
56.2437 | 63.8584 | 1
59.2628 | -25.3733 | 1
27.4776 | 52.4691 | 1
71.6232 | -8.924 | 1
99.8174 | 20.747 | 1
3.2599 | -0.97531 | 1
11.8106 | 22.9 | 1
33.5611 | -19.5696 | 1
31.0429 | 12.2347 | 1
30.8649 | -22.0348 | 1
15.5148 | 36.1107 | 1
23.2197 | 43.8058 | 1
56.5609 | 36.382 | 1
50.1034 | -28.7845 | 1
71.0449 | -13.8569 | 1
47.649 | 54.5103 | 1
11.0063 | -23.4824 | 1
23.4427 | -13.1147 | 1
36.967 | 38.789 | 1
82.1824 | -11.9999 | 1
31.3353 | 44.5929 | 1
70.322 | 58.6048 | 1
14.8359 | 18.3031 | 1
79.0273 | 32.3067 | 1
64.0911 | -9.4619 | 1
55.9874 | 2.1918 | 1
69.1283 | -16.6395 | 1
94.0694 | 34.9265 | 1
96.2151 | 53.4821 | 1
94.432 | -12.3852 | 1
96.5855 | 12.8284 | 1
16.2613 | 17.8409 | 1
46.4516 | 25.5827 | 1
69.9991 | 7.0444 | 1
17.846 | 42.2968 | 1
26.8752 | -29.3407 | 1
4.5005 | 63.6511 | 1
67.1002 | 20.9431 | 1
66.9512 | 60.2743 | 1
41.2204 | 33.9815 | 1
80.6364 | 64.1188 | 1
77.4289 | 31.8178 | 1
8.5882 | 42.909 | 1
71.5199 | 6.4035 | 1
93.5394 | 48.0105 | 1
46.2514 | 11.9664 | 1
78.637 | -16.0329 | 1
2.6914 | 66.3782 | 1
58.7302 | 67.0782 | 1
66.103 | 57.5654 | 1
70.9952 | 65.8853 | 1
66.5124 | 2.7794 | 1
11.2083 | -29.0508 | 1
94.7637 | -6.2033 | 1
68.4977 | 31.8104 | 1
22.4713 | 19.5286 | 1
24.4863 | -7.4215 | 1
68.9675 | 54.4513 | 1
56.7065 | 12.4959 | 1
53.4091 | -4.441 | 1
3.921 | -6.5188 | 1
94.7122 | -6.0874 | 1
57.6074 | 50.4064 | 1
34.7038 | 38.5015 | 1
50.0452 | 53.3499 | 1
63.2362 | -21.3619 | 1
64.3416 | 57.7857 | 1
18.0437 | 51.4227 | 1
64.6141 | 19.0294 | 1
13.4435 | 45.8038 | 1
41.3909 | -25.9369 | 1
27.6043 | 66.0174 | 1
100.3454 | 25.2131 | 1
3.1185 | 37.1187 | 1
78.2064 | -5.0234 | 1
42.2852 | -3.3963 | 1
3.1564 | -20.75 | 1
78.1374 | 48.03 | 1
37.6088 | 17.8204 | 1
49.869 | 17.8501 | 1
89.0122 | 52.1593 | 1
44.7128 | 63.7483 | 1
50.9654 | -22.349 | 1
100.8079 | 55.3742 | 1
63.3775 | 12.59 | 1
95.068 | 31.9178 | 1
29.4155 | 31.5674 | 1
63.9579 | 0.53849 | 1
98.9601 | -9.3297 | 1
28.3193 | 64.63 | 1
26.2405 | -21.1346 | 1
96.6125 | -16.8204 | 1
8.4543 | 27.13 | 1
35.0275 | 16.9296 | 1
40.0491 | -6.6216 | 1
59.9631 | 19.8137 | 1
4.2596 | 17.0177 | 1
76.3933 | 20.0934 | 1
13.5286 | -28.4963 | 1
10.0617 | 46.4061 | 1
76.7602 | 15.151 | 1
40.2755 | 19.893 | 1
97.8924 | 2.3459 | 1
71.9676 | 1.7238 | 1
77.1485 | 17.778 | 1
95.2133 | 22.1754 | 1
27.0386 | 12.9299 | 1
43.3438 | -10.1508 | 1
94.0397 | -6.9189 | 1
79.0551 | 63.2887 | 1
77.4337 | -12.675 | 1
6.5391 | 25.5798 | 1
45.5534 | 59.4354 | 1
55.9582 | 47.5376 | 1
30.6987 | 13.3 | 1
82.5669 | 57.5101 | 1
58.2224 | -28.8051 | 1
61.0754 | 31.4256 | 1
18.551 | 64.9155 | 1
58.5553 | 58.5032 | 1
25.9825 | 32.0153 | 1
24.5774 | 50.9945 | 1
11.3028 | -22.8744 | 1
0.25932 | -24.9898 | 1
3.9694 | 26.0739 | 1
81.2775 | 18.0015 | 1
21.3705 | -19.8634 | 1
67.107 | 35.8138 | 1
22.261 | 28.6104 | 1
83.6332 | 63.3333 | 1
14.6695 | 8.2982 | 1
65.6152 | -9.0399 | 1
79.5815 | 50.8142 | 1
49.2227 | 28.8913 | 1
39.3656 | 49.4723 | 1
17.9471 | 44.7786 | 1
68.5322 | -3.8254 | 1
31.9068 | 17.4526 | 1
68.9184 | 0.9652 | 1
76.5983 | 49.7075 | 1
14.6855 | 35.0893 | 1
100.8583 | -7.6995 | 1
66.052 | 13.337 | 1
10.4893 | 65.6291 | 1
36.1354 | 37.449 | 1
4.9778 | 33.0195 | 1
68.1504 | -27.0236 | 1
22.4086 | 64.385 | 1
78.9843 | 48.8027 | 1
26.8196 | 30.1552 | 1
7.5977 | 9.1837 | 1
81.8893 | -20.0505 | 1
100.5313 | -0.44805 | 1
95.7133 | 59.9372 | 1
34.4684 | -6.2595 | 1
82.47 | -15.0666 | 1
2.6099 | 43.1918 | 1
32.1287 | 60.0062 | 1
17.3957 | -26.6752 | 1
65.4325 | 43.6696 | 1
74.6699 | 16.899 | 1
60.0204 | -20.852 | 1
77.3224 | 66.5727 | 1
42.4932 | 3.9575 | 1
49.7525 | 18.8244 | 1
54.5059 | 43.4519 | 1
3.3599 | -11.0594 | 1
32.2699 | 18.8121 | 1
55.7673 | 35.7871 | 1
91.6071 | 26.7205 | 1
22.2591 | 10.4086 | 1
85.3036 | 24.8519 | 1
55.8257 | 61.9534 | 1
56.2505 | 31.8067 | 1
79.9882 | 41.387 | 1
40.5317 | -3.6618 | 1
13.365 | 29.144 | 1
74.1091 | 33.0493 | 1
44.3482 | -21.8918 | 1
98.7024 | 26.5218 | 1
7.7087 | -7.0026 | 1
82.2042 | 27.4165 | 1
27.8403 | 6.8254 | 1
5.211 | 19.2893 | 1
41.5423 | -28.9618 | 1
34.3321 | -9.4215 | 1
7.4973 | -28.1411 | 1
67.4761 | 11.7047 | 1
28.947 | 40.2356 | 1
71.0884 | 41.5477 | 1
19.4121 | -21.6201 | 1
11.1112 | 64.1606 | 1
99.1267 | 50.4727 | 1
34.4623 | 52.6586 | 1
39.521 | -15.4093 | 1
98.7639 | 47.1807 | 1
2.8295 | 18.1356 | 1
1.6477 | 29.3271 | 1
25.4582 | 13.7058 | 1
53.0048 | 17.9312 | 1
28.3091 | 5.0907 | 1
19.125 | 69.8029 | 1
69.8143 | -12.8811 | 1
23.0032 | 63.4329 | 1
16.6578 | 25.3431 | 1
55.2498 | 67.5783 | 1
91.3326 | 62.6302 | 1
81.2611 | 3.0315 | 1
25.6448 | 58.5866 | 1
5.1208 | -18.6754 | 1
13.5017 | 51.9315 | 1
99.6001 | -8.2782 | 1
46.2878 | -20.1029 | 1
27.608 | -22.4902 | 1
77.0412 | 17.5777 | 1
84.9418 | 39.91 | 1
81.8334 | 63.0807 | 1
93.0422 | 22.2129 | 1
59.5227 | 3.1688 | 1
34.4004 | 25.1277 | 1
28.8169 | -28.1911 | 1
15.2626 | 30.1723 | 1
98.8981 | 19.3809 | 1
58.9248 | 68.3407 | 1
21.4476 | 4.2648 | 1
45.1201 | -7.3442 | 1
86.2105 | -26.7316 | 1
98.6037 | -5.0277 | 1
57.0954 | 50.9082 | 1
45.3255 | 66.6791 | 1
5.034 | 3.046 | 1
62.1627 | 35.4096 | 1
77.4157 | 41.497 | 1
60.6245 | 37.2711 | 1
28.4625 | 34.1391 | 1
25.0724 | 52.0575 | 1
96.2886 | 29.4265 | 1
88.239 | -16.1464 | 1
31.5023 | 16.5245 | 1
100.7108 | 53.8646 | 1
19.7096 | -6.2433 | 1
60.1573 | 50.9464 | 1
41.8727 | 11.1714 | 1
18.9261 | 39.2475 | 1
38.7991 | 56.6564 | 1
62.6354 | 60.9178 | 1
6.5307 | 38.1364 | 1
13.2649 | 25.6932 | 1
33.5774 | -29.3845 | 1
94.7165 | 21.1401 | 1
95.0683 | -23.1491 | 1
4.0229 | -19.9367 | 1
1.5356 | -13.5528 | 1
12.4869 | 44.5059 | 1
28.146 | 36.1786 | 1
93.5313 | -3.3811 | 1
87.2608 | 11.0632 | 1
44.8043 | 31.3992 | 1
57.1039 | 19.2838 | 1
5.6547 | -29.5877 | 1
31.0816 | 30.3769 | 1
30.8493 | 54.4551 | 1
69.9979 | 62.4465 | 1
20.7064 | -0.71816 | 1
95.5921 | 17.0644 | 1
4.706 | 6.0987 | 1
79.3307 | -16.6117 | 1
40.1605 | -0.14686 | 1
59.8701 | 21.8277 | 1
56.5577 | 40.3011 | 1
15.8791 | 45.4467 | 1
72.2422 | 1.2359 | 1
34.2285 | 61.6643 | 1
89.0699 | 23.5255 | 1
55.7305 | -29.0207 | 1
46.336 | 3.4023 | 1
63.7151 | 44.2572 | 1
24.1243 | 39.4423 | 1
58.2206 | 5.8787 | 1
16.9515 | -8.8261 | 1
80.9587 | -11.6426 | 1
81.4367 | 32.7492 | 1
9.3688 | 42.3058 | 1
2.6153 | 14.0614 | 1
74.684 | 57.0842 | 1
19.3626 | -13.5669 | 1
91.4587 | 23.3058 | 1
37.7352 | 64.6804 | 1
59.7064 | 23.1164 | 1
39.3497 | 6.1231 | 1
79.1337 | -18.8642 | 1
84.2129 | 52.8999 | 1
42.8157 | -14.5888 | 1
31.8422 | 59.463 | 1
40.2971 | 66.3047 | 1
63.6055 | 34.9092 | 1
30.4888 | 63.2147 | 1
24.3324 | 28.9478 | 1
24.0038 | 11.8391 | 1
89.8239 | 18.0155 | 1
79.0571 | -12.7674 | 1
34.8756 | 33.0949 | 1
35.7123 | -12.4823 | 1
50.9627 | -6.5178 | 1
95.6637 | 29.9064 | 1
27.2866 | 34.4407 | 1
62.8002 | 52.8312 | 1
27.4937 | 17.7785 | 1
76.5661 | 20.3836 | 1
29.3688 | 10.4325 | 1
27.1025 | 6.1735 | 1
35.7337 | 32.0288 | 1
28.1239 | -14.7454 | 1
94.9807 | 26.359 | 1
89.6118 | 15.9511 | 1
93.8957 | -3.1531 | 1
55.9808 | 29.9514 | 1
27.9651 | -15.5023 | 1
77.5425 | 22.5073 | 1
83.1278 | -27.0309 | 1
100.6593 | -9.758 | 1
0.26812 | 25.6157 | 1
30.7598 | 15.9533 | 1
40.1279 | 15.7405 | 1
3.3997 | -13.1059 | 1
88.0928 | -6.4506 | 1
33.3424 | -21.1941 | 1
41.9677 | 37.4303 | 1
74.2236 | 42.3491 | 1
25.5768 | 3.9825 | 1
22.5499 | 2.1197 | 1
84.891 | 16.5075 | 1
40.0214 | -8.1668 | 1
17.1325 | 26.8205 | 1
89.2825 | -5.7597 | 1
13.4681 | 34.0681 | 1
58.9847 | 52.4631 | 1
30.369 | 50.3897 | 1
66.6746 | 45.129 | 1
84.6156 | 21.9944 | 1
28.0794 | 32.7384 | 1
9.4162 | 30.4789 | 1
10.2529 | 5.1612 | 1
60.0539 | -13.0398 | 1
42.0245 | -8.1126 | 1
85.7598 | 23.8611 | 1
64.8959 | -1.0674 | 1
20.5219 | 65.0616 | 1
17.9695 | 44.2098 | 1
39.8897 | 62.7317 | 1
11.6976 | 15.1832 | 1
92.8002 | 19.6637 | 1
72.7661 | 59.5659 | 1
8.2191 | 45.5551 | 1
23.5954 | 31.2864 | 1
60.1781 | 44.9651 | 1
33.1618 | 25.4499 | 1
72.2496 | 46.5308 | 1
72.5701 | -4.9762 | 1
53.1365 | 51.921 | 1
78.0383 | -18.9991 | 1
90.0076 | -24.8461 | 1
40.4731 | 65.9044 | 1
51.2591 | 55.2876 | 1
99.9001 | -5.6928 | 1
69.1475 | 1.0525 | 1
40.1084 | -2.2608 | 1
87.0267 | 33.2856 | 1
67.8874 | 30.3119 | 1
98.7483 | -4.4722 | 1
29.1164 | 42.3855 | 1
32.3851 | 25.2866 | 1
19.6608 | 53.3604 | 1
3.4372 | 68.8643 | 1
4.4259 | 5.8028 | 1
30.706 | 34.5943 | 1
10.5507 | 21.5558 | 1
73.5512 | -15.5053 | 1
1.2638 | 52.8614 | 1
9.9319 | 44.0355 | 1
77.9539 | 10.7606 | 1
61.8683 | 24.6653 | 1
43.2971 | 30.1355 | 1
56.8118 | 34.2269 | 1
72.3352 | 4.0042 | 1
39.444 | 17.8992 | 1
23.3712 | 65.6628 | 1
29.0533 | -25.39 | 1
80.9973 | 49.138 | 1
57.9778 | 44.501 | 1
90.7881 | -24.0699 | 1
37.6668 | 5.5058 | 1
36.1256 | 62.7857 | 1
72.916 | 10.7672 | 1
95.7321 | 15.023 | 1
81.0004 | 41.911 | 1
59.9348 | 55.9324 | 1
44.8415 | -17.9952 | 1
61.4819 | 43.6279 | 1
0.19252 | 17.2884 | 1
94.4022 | 11.3168 | 1
59.3471 | 30.0269 | 1
9.7034 | 55.2767 | 1
19.5773 | -12.0824 | 1
71.3374 | -15.8532 | 1
64.7294 | 47.4173 | 1
75.4911 | -0.046885 | 1
84.7882 | 43.6495 | 1
24.9066 | -25.9239 | 1
19.7588 | 40.2504 | 1
56.7639 | -27.3755 | 1
21.654 | -3.1312 | 1
97.0146 | -12.2374 | 1
99.136 | 62.0489 | 1
98.2179 | 20.2785 | 1
14.4669 | -24.7908 | 1
8.7402 | 16.4582 | 1
22.2253 | -4.6651 | 1
58.5971 | 26.3603 | 1
26.1584 | 6.8133 | 1
92.0305 | 46.8945 | 1
95.8138 | 59.7188 | 1
97.8518 | -18.1024 | 1
83.2168 | 37.9673 | 1
9.0557 | 24.0125 | 1
64.0115 | 33.293 | 1
90.6199 | -28.9427 | 1
94.6159 | 2.9688 | 1
95.1326 | 33.8517 | 1
95.4407 | -8.9637 | 1
95.6055 | -16.2478 | 1
86.8389 | 58.3557 | 1
83.063 | -11.4707 | 1
89.0393 | -21.5842 | 1
46.9147 | 53.8352 | 1
75.5185 | 44.0847 | 1
23.635 | -26.7303 | 1
75.2846 | 63.449 | 1
32.2554 | 49.2143 | 1
48.2266 | 7.6091 | 1
97.2386 | 69.4985 | 1
17.6162 | 68.7259 | 1
79.4557 | -2.5245 | 1
33.5594 | -11.4221 | 1
14.8438 | 52.2914 | 1
53.5464 | 26.7361 | 1
0.86154 | 37.6813 | 1
87.1321 | 17.5308 | 1
60.0723 | 62.9943 | 1
83.4132 | -6.21 | 1
99.566 | 48.6314 | 1
2.4006 | 63.8116 | 1
65.8803 | 8.1277 | 1
54.2345 | 62.4673 | 1
53.2896 | -6.0503 | 1
7.9242 | 3.3317 | 1
28.4268 | 20.3051 | 1
66.5222 | 21.1596 | 1
84.5383 | 11.5829 | 1
26.9944 | 32.4839 | 1
71.0502 | -23.08 | 1
3.0664 | 42.4292 | 1
36.3418 | 36.4377 | 1
97.6813 | 15.1739 | 1
14.8073 | 48.7978 | 1
52.8767 | 48.619 | 1
29.5753 | 1.2807 | 1
91.5671 | -4.4344 | 1
40.9162 | 18.3275 | 1
36.9188 | 25.2042 | 1
15.1495 | -4.3307 | 1
22.3304 | 5.9165 | 1
20.9755 | 53.9739 | 1
19.7246 | 69.6201 | 1
12.5653 | 48.9234 | 1
5.476 | -8.4375 | 1
45.107 | 21.5412 | 1
66.8304 | -13.3083 | 1
22.6433 | -0.56203 | 1
77.4068 | 28.5064 | 1
74.742 | -17.7786 | 1
36.6837 | 64.497 | 1
65.5382 | 14.3916 | 1
57.8032 | 21.0844 | 1
76.0716 | 44.252 | 1
15.6316 | 0.37997 | 1
73.1088 | 19.3226 | 1
76.5131 | -8.9607 | 1
11.3322 | 13.0879 | 1
17.6874 | 23.0695 | 1
63.149 | -27.296 | 1
6.818 | -19.5338 | 1
92.0659 | -7.1371 | 1
1.2367 | 69.3885 | 1
90.4619 | 66.3284 | 1
34.107 | 54.0644 | 1
51.3372 | 17.4898 | 1
6.5595 | -27.84 | 1
83.4488 | 30.9007 | 1
33.8518 | 34.3557 | 1
78.0347 | 50.5176 | 1
90.5666 | 26.3248 | 1
96.456 | -12.9128 | 1
18.952 | 53.1971 | 1
73.6048 | 16.8317 | 1
52.3823 | -11.6635 | 1
38.6098 | 51.8579 | 1
97.2617 | 46.564 | 1
93.6425 | 64.5967 | 1
92.7494 | -19.2845 | 1
66.5232 | -3.7714 | 1
26.1181 | 62.7895 | 1
69.3177 | 24.3147 | 1
6.4495 | 51.0865 | 1
6.5091 | -1.3659 | 1
29.258 | -8.4305 | 1
59.4281 | 33.7355 | 1
70.7929 | 32.3579 | 1
57.968 | 63.8865 | 1
15.6077 | 8.9839 | 1
11.3321 | 33.3779 | 1
5.3274 | 31.4239 | 1
10.2381 | 56.4185 | 1
95.2744 | -12.2356 | 1
85.1849 | 39.7742 | 1
99.1806 | 29.0143 | 1
68.9647 | 52.7608 | 1
37.0291 | 56.6367 | 1
43.39 | -13.1533 | 1
85.4988 | -2.1373 | 1
85.3814 | 3.771 | 1
53.5415 | -7.9716 | 1
9.0408 | 53.6053 | 1
22.3424 | 24.5653 | 1
13.0953 | -16.6877 | 1
65.8028 | 16.8923 | 1
28.7892 | 63.0819 | 1
12.8627 | 5.6983 | 1
82.9199 | -24.4137 | 1
48.881 | -23.6766 | 1
56.2631 | 39.6233 | 1
95.6594 | -22.3399 | 1
49.6486 | -20.1598 | 1
78.4455 | -29.0851 | 1
2.6235 | 36.2335 | 1
55.5183 | 16.2916 | 1
49.4401 | -28.3366 | 1
27.3276 | 53.5379 | 1
56.2745 | -25.82 | 1
47.7966 | 50.1118 | 1
41.0836 | -19.4094 | 1
94.6307 | 20.1825 | 1
65.8225 | 17.5063 | 1
18.1007 | 45.1094 | 1
9.8273 | -1.5695 | 1
67.7537 | 27.9143 | 1
20.7016 | -0.24172 | 1
99.1629 | 46.4251 | 1
11.3055 | 32.9743 | 1
100.2271 | -2.7528 | 1
5.2509 | 7.3378 | 1
90.9067 | 65.0188 | 1
100.428 | 4.1638 | 1
93.6227 | -20.6359 | 1
30.639 | -10.4987 | 1
76.5691 | 8.5832 | 1
69.4803 | 17.5675 | 1
95.6572 | -19.2452 | 1
51.273 | -13.4855 | 1
59.5874 | 34.4672 | 1
77.5627 | 35.6097 | 1
31.0543 | -19.6842 | 1
59.685 | 51.7105 | 1
37.3138 | -8.0245 | 1
65.0966 | -15.6412 | 1
33.7667 | 0.80831 | 1
68.966 | -21.5011 | 1
67.3834 | -2.2971 | 1
4.7367 | 59.0588 | 1
92.6513 | 33.4786 | 1
8.1171 | 40.3123 | 1
82.9544 | -25.5006 | 1
46.9036 | 53.5997 | 1
80.6038 | 55.4293 | 1
70.2172 | -16.856 | 1
25.7213 | 18.8161 | 1
63.6992 | 53.084 | 1
42.0839 | 26.5894 | 1
8.007 | -2.4287 | 1
5.4894 | 6.0153 | 1
55.4573 | 42.5527 | 1
22.1055 | 2.4226 | 1
61.3824 | 10.5635 | 1
25.0675 | -2.2183 | 1
46.6174 | 3.7498 | 1
56.815 | 32.4269 | 1
42.7716 | 1.648 | 1
58.3223 | -9.0472 | 1
73.4496 | 7.5194 | 1
54.1832 | 17.1235 | 1
81.0595 | 46.8342 | 1
42.4187 | -26.8373 | 1
42.5494 | 12.8957 | 1
78.8702 | -19.5987 | 1
65.6882 | 44.2094 | 1
92.668 | 7.4288 | 1
25.1063 | -12.3854 | 1
75.7489 | 28.4572 | 1
78.7515 | -16.459 | 1
19.1377 | 15.1163 | 1
14.5574 | 10.0169 | 1
43.6107 | 35.2021 | 1
52.4931 | -9.8252 | 1
60.4664 | 42.72 | 1
18.4031 | 0.43265 | 1
52.6862 | 62.619 | 1
38.9651 | 18.8917 | 1
91.7141 | 55.7997 | 1
63.963 | 49.505 | 1
74.1016 | 63.4608 | 1
57.7498 | 48.4556 | 1
37.9699 | 63.0575 | 1
41.7917 | -0.47602 | 1
81.6921 | 21.7732 | 1
30.1855 | -2.3016 | 1
35.5048 | 5.3186 | 1
8.7668 | 59.1367 | 1
9.9279 | 50.6169 | 1
40.4396 | 17.1371 | 1
38.2094 | 33.6592 | 1
20.4796 | 43.1687 | 1
50.6715 | 48.8695 | 1
8.9153 | 38.0483 | 1
13.2996 | -3.6321 | 1
42.2436 | 23.7395 | 1
84.7546 | 60.3091 | 1
44.4108 | -10.7162 | 1
87.2597 | 50.1499 | 1
76.5872 | 60.2448 | 1
44.2623 | 9.5657 | 1
66.8109 | 24.2317 | 1
50.2662 | -6.8936 | 1
53.1106 | 38.2563 | 1
60.2913 | 23.6979 | 1
8.1587 | -10.267 | 1
97.1393 | -2.449 | 1
84.3913 | 18.8901 | 1
74.9267 | -0.62719 | 1
77.2167 | 40.7918 | 1
14.8379 | 32.8138 | 1
64.6248 | -26.3996 | 1
85.1981 | 0.74151 | 1
16.3033 | 8.2305 | 1
17.5959 | -15.9619 | 1
36.9462 | 53.6252 | 1
94.5644 | 38.3846 | 1
9.5467 | 20.0437 | 1
18.6871 | 67.2919 | 1
75.5125 | 46.1613 | 1
19.0952 | 54.5345 | 1
10.7978 | 17.4645 | 1
10.0182 | 11.0715 | 1
34.9228 | 30.0394 | 1
0.5393 | -14.9039 | 1
17.7179 | 54.558 | 1
29.8482 | 50.635 | 1
31.6232 | -7.0626 | 1
1.0787 | 5.1067 | 1
33.0381 | 62.4487 | 1
55.5054 | 25.9608 | 1
22.8799 | 65.004 | 1
70.3948 | 4.4929 | 1
91.3013 | 31.5407 | 1
67.7336 | 46.7123 | 1
60.587 | -13.9765 | 1
42.934 | 64.7211 | 1
40.959 | -20.2098 | 1
0.18444 | 68.3116 | 1
31.3609 | -16.1309 | 1
38.8346 | 63.6038 | 1
16.3202 | 43.3496 | 1
58.3605 | 39.1911 | 1
80.4198 | -24.3043 | 1
42.1877 | 15.6589 | 1
21.9407 | 22.1286 | 1
56.8552 | 47.6124 | 1
40.534 | 45.0096 | 1
7.8237 | 5.6932 | 1
21.9644 | 28.3686 | 1
87.156 | 5.881 | 1
73.4651 | 47.5647 | 1
1.5328 | 10.5745 | 1
76.8074 | 4.038 | 1
22.1338 | -15.4431 | 1
81.5508 | 66.3987 | 1
22.1672 | 16.4118 | 1
4.861 | 25.1968 | 1
60.4346 | 39.2488 | 1
100.2812 | 40.4563 | 1
72.5932 | 38.5524 | 1
89.5541 | 55.5017 | 1
29.8875 | 40.0615 | 1
40.115 | 1.4966 | 1
32.8885 | 57.4625 | 1
20.9574 | -15.321 | 1
12.4399 | -12.7052 | 1
18.9812 | 36.6247 | 1
52.587 | 52.8264 | 1
9.6636 | 12.6413 | 1
27.0677 | 51.8061 | 1
19.5343 | 61.9714 | 1
30.3383 | -11.5604 | 1
96.4118 | 4.646 | 1
68.4311 | 35.1365 | 1
3.5942 | 37.2233 | 1
79.5232 | 6.0969 | 1
65.2268 | 45.9615 | 1
66.386 | 38.569 | 1
57.1503 | 51.8088 | 1
55.8273 | 60.1119 | 1
11.3584 | 32.0057 | 1
20.2891 | 64.8027 | 1
23.0259 | 38.5963 | 1
76.7953 | 67.7927 | 1
47.9937 | 10.8947 | 1
52.7332 | 0.33986 | 1
38.1425 | -5.6504 | 1
47.4429 | 26.3423 | 1
14.3186 | -16.2978 | 1
36.3101 | 15.2639 | 1
67.742 | -21.1966 | 1
68.6713 | 48.2604 | 1
12.5938 | 59.4883 | 1
20.7077 | 37.2226 | 1
97.9331 | 68.7968 | 1
50.7252 | 39.1103 | 1
5.0865 | 38.7782 | 1
70.9685 | 46.6136 | 1
100.7322 | -14.5805 | 1
71.4408 | 55.1875 | 1
76.3798 | 26.186 | 1
93.4364 | 22.1596 | 1
99.4022 | -27.3403 | 1
6.9886 | 0.68806 | 1
32.7269 | -16.9602 | 1
26.5886 | -26.1715 | 1
49.2324 | 1.1811 | 1
34.5421 | 58.7743 | 1
48.6161 | -12.9914 | 1
93.1109 | 20.3405 | 1
13.7773 | 44.8283 | 1
24.423 | 66.4614 | 1
73.45 | 62.6069 | 1
66.8202 | -6.5477 | 1
25.6221 | 48.8959 | 1
31.1075 | 13.834 | 1
28.661 | -0.77027 | 1
10.1663 | -12.6606 | 1
68.0638 | -25.5098 | 1
57.6304 | -14.236 | 1
75.7937 | 2.507 | 1
60.8553 | -5.2293 | 1
1.4821 | 20.1626 | 1
50.042 | 4.1655 | 1
91.6743 | 31.3789 | 1
64.8184 | 32.4241 | 1
25.8273 | 32.3601 | 1
61.1251 | -21.837 | 1
82.3455 | 46.1757 | 1
0.73115 | 53.948 | 1
94.3751 | 69.4185 | 1
87.5698 | 14.4979 | 1
57.3 | -18.5311 | 1
30.0034 | 10.8344 | 1
32.4876 | 60.8143 | 1
90.8876 | 49.8121 | 1
76.8406 | 3.6978 | 1
39.2607 | -1.413 | 1
61.2997 | 24.0135 | 1
97.811 | -11.4522 | 1
34.9085 | 62.691 | 1
69.0447 | 45.7872 | 1
16.1181 | 34.3176 | 1
84.3671 | -2.8019 | 1
14.9024 | 34.9122 | 1
24.9791 | 19.5767 | 1
1.5905 | 57.0983 | 1
59.2465 | 31.3361 | 1
53.5204 | 1.5796 | 1
36.1044 | -13.1517 | 1
35.2915 | 28.859 | 1
41.2294 | -25.315 | 1
68.3094 | -18.6009 | 1
12.6512 | 14.0944 | 1
40.5383 | -9.8303 | 1
50.8756 | 6.617 | 1
98.6944 | 49.278 | 1
80.525 | 37.4669 | 1
83.2367 | 61.0333 | 1
9.5856 | 2.6542 | 1
0.82529 | 49.0848 | 1
48.7236 | -5.9549 | 1
94.0649 | 4.9888 | 1
10.5182 | -27.8125 | 1
25.66 | 21.3114 | 1
65.2075 | 65.6905 | 1
24.1187 | 47.1413 | 1
17.0424 | 14.7817 | 1
64.4727 | 51.3695 | 1
60.9706 | 56.4188 | 1
54.2131 | -14.3331 | 1
2.2886 | 50.7521 | 1
16.7969 | -0.729 | 1
31.3043 | -10.9545 | 1
85.5131 | 54.5472 | 1
27.8875 | -11.1241 | 1
26.319 | -5.6347 | 1
29.1313 | 20.147 | 1
5.3043 | 27.0379 | 1
41.1134 | 41.0271 | 1
39.1662 | -24.5115 | 1
23.7434 | -25.8771 | 1
30.5941 | 50.6985 | 1
88.5944 | 5.1775 | 1
25.1389 | 61 | 1
8.4181 | 45.5134 | 1
85.7574 | -11.0459 | 1
47.2843 | 67.4731 | 1
76.8771 | 55.0067 | 1
51.3183 | 55.4695 | 1
42.0841 | -21.6636 | 1
28.6631 | 0.6314 | 1
57.0335 | 7.471 | 1
58.6266 | 50.1724 | 1
68.6035 | -14.2582 | 1
28.8965 | -21.9631 | 1
43.8715 | -4.6065 | 1
14.9571 | -29.655 | 1
29.1593 | 42.7321 | 1
16.2168 | 40.8463 | 1
20.5038 | 58.1251 | 1
88.246 | 56.1529 | 1
17.8876 | 47.1988 | 1
84.6325 | 56.7018 | 1
47.7777 | 54.0315 | 1
48.5377 | 24.3063 | 1
29.5228 | 68.5286 | 1
80.3125 | 6.7984 | 1
70.2044 | 29.1319 | 1
89.3625 | -2.4915 | 1
5.1672 | 31.7551 | 1
65.8798 | 17.8002 | 1
4.3392 | 55.2793 | 1
32.6688 | -28.2313 | 1
11.9955 | 24.6991 | 1
80.9162 | 11.4181 | 1
41.6695 | 11.4646 | 1
75.5916 | -21.0214 | 1
23.7293 | 42.7777 | 1
13.5625 | 18.5953 | 1
69.4008 | 36.0787 | 1
70.7821 | 60.1088 | 1
98.4743 | 47.2022 | 1
50.2061 | -0.60861 | 1
60.8455 | 59.0924 | 1
5.1439 | 55.8735 | 1
9.7789 | 7.8067 | 1
56.9828 | 19.5252 | 1
64.0087 | 53.6322 | 1
86.9614 | -14.7213 | 1
95.9138 | -9.4964 | 1
81.8311 | 33.9959 | 1
58.3013 | 43.7092 | 1
46.1976 | 13.3111 | 1
89.214 | 16.1339 | 1
32.0775 | -18.9763 | 1
94.5357 | -4.7359 | 1
98.2734 | 21.3695 | 1
19.5301 | -21.6785 | 1
41.8716 | -16.7181 | 1
85.5973 | -0.38688 | 1
80.1639 | 29.8283 | 1
51.1211 | 50.2878 | 1
40.5378 | -20.5658 | 1
97.6415 | 67.2103 | 1
31.1074 | 10.214 | 1
11.9452 | 51.2997 | 1
83.446 | 7.8432 | 1
5.366 | -7.9923 | 1
28.6185 | -4.9787 | 1
71.899 | 40.0046 | 1
78.8154 | -29.0179 | 1
96.2366 | -17.4753 | 1
81.6893 | -9.605 | 1
85.2049 | 18.469 | 1
19.6237 | 38.9424 | 1
8.2038 | 14.5677 | 1
22.9811 | 65.2692 | 1
4.9274 | 23.9044 | 1
1.3551 | 55.5216 | 1
90.0668 | -14.6954 | 1
1.7948 | 47.1117 | 1
78.5322 | 25.4089 | 1
11.6357 | -25.1927 | 1
72.4926 | 36.1554 | 1
31.9139 | 15.9887 | 1
45.508 | 51.5344 | 1
72.5286 | 49.5927 | 1
36.3676 | 53.6393 | 1
4.4716 | 52.4779 | 1
41.0504 | 35.2621 | 1
44.7301 | -18.2599 | 1
82.0692 | -11.844 | 1
25.8504 | -19.67 | 1
77.5463 | 7.8446 | 1
34.239 | 56.7359 | 1
77.2926 | 44.9339 | 1
100.7306 | 22.2795 | 1
99.9769 | -10.3792 | 1
83.404 | 16.3381 | 1
21.3849 | -25.1929 | 1
59.4029 | 50.1353 | 1
83.8429 | -26.1679 | 1
13.8316 | 68.0988 | 1
27.8211 | 36.3574 | 1
48.1974 | -9.6299 | 1
28.9189 | 17.4118 | 1
79.0664 | 5.4616 | 1
23.7555 | -23.8873 | 1
76.3294 | 63.0209 | 1
11.3833 | -24.3944 | 1
73.3158 | 29.1294 | 1
65.1519 | -19.5115 | 1
99.2876 | 24.5514 | 1
45.536 | -14.7541 | 1
80.2027 | 66.3651 | 1
85.1433 | 7.5908 | 1
20.2583 | 21.6764 | 1
1.8136 | 46.9504 | 1
5.3002 | 67.7331 | 1
50.1409 | 43.2171 | 1
41.6463 | 15.1 | 1
12.2867 | 69.7693 | 1
25.4167 | 68.6746 | 1
89.2259 | -1.3724 | 1
92.6027 | 23.0224 | 1
89.2228 | 63.775 | 1
24.4563 | -25.901 | 1
98.9626 | 55.1548 | 1
59.2626 | -25.7755 | 1
51.8692 | -12.2351 | 1
98.4377 | 62.8328 | 1
95.1013 | 30.7778 | 1
40.3146 | 62.7683 | 1
55.6721 | 55.0593 | 1
74.4323 | -22.1492 | 1
22.121 | 4.2369 | 1
66.2095 | 23.4204 | 1
20.6625 | -17.2238 | 1
57.8517 | -18.503 | 1
91.8659 | 55.9649 | 1
52.2841 | -7.0274 | 1
82.9412 | 69.3999 | 1
69.2052 | 31.4408 | 1
26.2241 | 47.0175 | 1
88.8246 | -11.6487 | 1
85.6644 | 69.3463 | 1
17.2519 | 15.5721 | 1
61.274 | -3.2251 | 1
76.8686 | 54.0061 | 1
19.1132 | -28.3742 | 1
91.8701 | 50.0692 | 1
66.0256 | 36.5452 | 1
77.0713 | -9.1162 | 1
79.2664 | 51.1294 | 1
49.2463 | -19.2534 | 1
78.4161 | 61.3427 | 1
75.7065 | 20.654 | 1
19.7606 | 60.3142 | 1
66.5921 | 2.2152 | 1
46.569 | 4.541 | 1
81.612 | 13.5805 | 1
49.1158 | 33.1922 | 1
59.4282 | 67.9509 | 1
75.7469 | 14.5328 | 1
18.8736 | 44.1135 | 1
78.8899 | -10.0233 | 1
94.2899 | 46.3677 | 1
31.0381 | 17.2591 | 1
4.8346 | 45.0473 | 1
2.1678 | 67.5109 | 1
97.2191 | 10.4657 | 1
76.5506 | 69.5181 | 1
66.0882 | 30.8768 | 1
33.9266 | 24.877 | 1
8.0984 | 30.1899 | 1
16.9044 | 28.0119 | 1
9.2364 | 1.8677 | 1
1.2462 | 11.3339 | 1
44.4088 | 63.5354 | 1
30.7262 | 14.4665 | 1
84.1155 | 61.1662 | 1
45.549 | 18.4948 | 1
27.9564 | -13.7839 | 1
32.5702 | 22.5379 | 1
82.8257 | 29.8787 | 1
30.0106 | 1.607 | 1
80.0758 | 56.0429 | 1
7.5252 | 36.6172 | 1
25.0093 | 63.7403 | 1
50.9148 | 1.4702 | 1
46.3854 | 56.5631 | 1
38.5586 | -9.9384 | 1
9.3512 | 48.2852 | 1
90.5181 | 52.9216 | 1
43.9842 | 39.0695 | 1
16.3484 | 63.7182 | 1
8.01 | -0.65464 | 1
81.0825 | 19.3869 | 1
5.6004 | 15.8584 | 1
33.2241 | 45.2469 | 1
64.9453 | 67.9973 | 1
50.3176 | 45.6088 | 1
95.1593 | 57.2161 | 1
99.2771 | -4.9298 | 1
25.5963 | 43.3516 | 1
53.8934 | -12.1792 | 1
88.1068 | 10.9862 | 1
74.2652 | -25.0621 | 1
34.8334 | -2.1089 | 1
76.548 | 61.408 | 1
91.7043 | 49.4339 | 1
76.5264 | 15.2868 | 1
17.0536 | 26.2356 | 1
90.6053 | 31.9709 | 1
26.5261 | -2.8304 | 1
70.2799 | 40.5942 | 1
100.9935 | -15.2051 | 1
34.6075 | 53.7956 | 1
45.9128 | 8.1173 | 1
7.4434 | 64.9253 | 1
19.5223 | 9.4747 | 1
90.8931 | 48.8609 | 1
10.9548 | -1.9153 | 1
58.6246 | 33.493 | 1
45.4692 | -5.5282 | 1
93.0456 | 15.08 | 1
93.7988 | -15.6133 | 1
43.686 | -25.4434 | 1
74.4676 | 65.0375 | 1
44.392 | 15.1275 | 1
13.6744 | -14.4498 | 1
93.3997 | 7.5403 | 1
6.285 | 37.0185 | 1
71.3731 | -7.2643 | 1
3.7383 | 16.6193 | 1
57.9395 | 43.7522 | 1
51.1927 | 29.1067 | 1
91.147 | -18.576 | 1
56.8507 | 17.4109 | 1
38.0504 | 28.27 | 1
79.8179 | 41.5831 | 1
34.5473 | 13.5479 | 1
46.3794 | -17.8462 | 1
29.0087 | 56.2196 | 1
94.572 | 7.5869 | 1
78.2672 | 42.2723 | 1
73.5112 | 25.9689 | 1
62.3522 | 50.6048 | 1
62.6061 | 39.3688 | 1
40.8933 | 8.6125 | 1
99.82 | 47.9843 | 1
68.1219 | 51.9276 | 1
65.7156 | 30.6722 | 1
52.7748 | 3.8072 | 1
49.4184 | 58.5407 | 1
57.5601 | -0.93864 | 1
42.7475 | -9.0594 | 1
55.8606 | 0.82183 | 1
50.5278 | -24.0019 | 1
26.5702 | 67.2914 | 1
88.2755 | 33.0695 | 1
91.8969 | -29.186 | 1
36.4835 | -5.0663 | 1
79.2013 | 18.2448 | 1
53.006 | 32.0888 | 1
94.6932 | 62.2672 | 1
81.8641 | 32.7324 | 1
41.79 | 38.8546 | 1
89.2562 | 44.1444 | 1
10.2924 | 66.8564 | 1
33.3188 | 7.0121 | 1
4.0974 | -7.3482 | 1
98.264 | -2.4666 | 1
84.4659 | 27.8727 | 1
68.8273 | 44.2719 | 1
85.0935 | -27.4604 | 1
70.1402 | 45.8926 | 1
91.4695 | -7.5414 | 1
22.3767 | 48.1077 | 1
11.0036 | -25.2107 | 1
69.2356 | 44.1478 | 1
11.8522 | 46.0389 | 1
62.6164 | 48.7647 | 1
45.2365 | 45.503 | 1
89.9534 | 54.9639 | 1
57.0799 | 47.265 | 1
43.3816 | 69.484 | 1
50.6716 | 64.3953 | 1
87.4655 | -3.7949 | 1
27.0099 | 41.2289 | 1
46.3994 | 60.8469 | 1
33.1137 | 40.6331 | 1
44.2776 | -0.68281 | 1
54.2355 | -2.4437 | 1
35.9995 | -16.1591 | 1
85.8739 | 22.5095 | 1
40.2961 | -10.8635 | 1
18.5477 | 7.3693 | 1
54.7628 | -7.3971 | 1
38.8458 | 4.6119 | 1
76.1895 | 3.2111 | 1
7.1522 | -6.8878 | 1
12.6262 | 27.3033 | 1
81.9587 | -13.0291 | 1
85.0478 | -23.1503 | 1
65.8568 | 63.0382 | 1
51.5535 | -21.901 | 1
67.2943 | 29.4086 | 1
88.3885 | 31.5605 | 1
97.7652 | -12.4718 | 1
24.3351 | 52.1404 | 1
86.4187 | 5.6676 | 1
33.8106 | 12.1295 | 1
80.3415 | -3.1846 | 1
45.3877 | -25.1806 | 1
73.1914 | 48.5044 | 1
12.7636 | 60.8173 | 1
58.1424 | 52.0832 | 1
62.9221 | 10.8971 | 1
94.3289 | 15.952 | 1
98.7874 | -12.2293 | 1
38.588 | -9.1343 | 1
18.9068 | 17.425 | 1
81.7689 | 63.8996 | 1
50.4904 | -29.5413 | 1
64.7203 | 51.7543 | 1
84.9667 | -26.9344 | 1
27.4864 | 39.9872 | 1
72.1281 | 4.1789 | 1
3.0215 | 46.2751 | 1
46.0207 | -0.057365 | 1
63.2915 | 60.4601 | 1
24.5168 | 35.0402 | 1
79.4629 | -11.9857 | 1
58.9793 | 18.7055 | 1
50.9375 | 23.0515 | 1
54.8462 | -5.4883 | 1
15.5068 | 1.1432 | 1
64.2344 | -11.5594 | 1
64.3001 | 58.028 | 1
21.7607 | 50.0942 | 1
10.0144 | 52.2433 | 1
2.729 | 58.4131 | 1
51.5024 | -20.7893 | 1
90.1402 | 2.5132 | 1
99.8808 | 65.7651 | 1
35.2295 | 38.3996 | 1
77.7249 | -13.0857 | 1
35.006 | 37.3526 | 1
16.5848 | 23.753 | 1
59.2361 | 16.8118 | 1
56.2448 | 32.9555 | 1
1.7455 | -13.1581 | 1
44.0591 | -16.4989 | 1
94.2726 | 60.545 | 1
37.7329 | 24.7772 | 1
40.9813 | 30.8035 | 1
99.6093 | 13.7802 | 1
92.3406 | -23.5145 | 1
98.5223 | 46.6574 | 1
18.137 | 21.8284 | 1
83.1382 | 13.8665 | 1
16.0611 | 27.0322 | 1
25.9069 | -19.2775 | 1
44.7744 | 61.2331 | 1
5.6234 | -10.3528 | 1
40.1639 | -6.2572 | 1
72.5266 | 43.2517 | 1
69.7993 | -12.097 | 1
8.3819 | 66.8556 | 1
87.3159 | 68.9295 | 1
99.7785 | 26.8943 | 1
59.9079 | 30.2707 | 1
20.1594 | -27.1792 | 1
97.5809 | 53.0381 | 1
6.5593 | 45.8 | 1
52.2188 | 45.1798 | 1
95.5838 | 15.8358 | 1
23.853 | -24.1054 | 1
43.7315 | 47.1971 | 1
68.8268 | 34.8285 | 1
69.1803 | 41.0465 | 1
84.4602 | 45.8197 | 1
99.5804 | 18.6913 | 1
47.3774 | 60.0249 | 1
31.1853 | 24.6454 | 1
83.9643 | 59.1317 | 1
85.2322 | 49.5044 | 1
34.6798 | -22.9804 | 1
20.2723 | 28.3729 | 1
79.7807 | -20.8639 | 1
39.0914 | 5.8405 | 1
97.8867 | -12.2364 | 1
89.6955 | 22.9624 | 1
8.599 | 65.4743 | 1
59.2832 | 52.3638 | 1
37.6005 | 6.9794 | 1
54.4355 | 66.0777 | 1
4.2255 | 53.8094 | 1
100.22 | 32.2677 | 1
31.5507 | -12.1183 | 1
97.9332 | 38.1219 | 1
64.0296 | -11.7928 | 1
15.4887 | 6.5061 | 1
35.2333 | 25.4122 | 1
28.2797 | -8.7016 | 1
20.4428 | 36.0869 | 1
71.8574 | 66.6526 | 1
79.3347 | -13.3258 | 1
83.9166 | 57.411 | 1
1.7089 | 11.3483 | 1
75.3802 | 48.0242 | 1
56.1932 | -27.147 | 1
20.9546 | 56.1988 | 1
68.7671 | 27.8671 | 1
13.6324 | 31.5156 | 1
5.0176 | 54.4279 | 1
83.1405 | 52.6283 | 1
72.6807 | -20.2575 | 1
74.8404 | 44.7658 | 1
65.9877 | -29.687 | 1
44.9892 | -12.9496 | 1
80.4861 | 25.9344 | 1
90.1819 | 35.1777 | 1
57.7291 | -13.0558 | 1
11.0945 | -2.51 | 1
30.5194 | 52.6175 | 1
56.012 | 18.3883 | 1
39.8655 | 47.7583 | 1
78.1798 | 5.098 | 1
60.7054 | 33.1128 | 1
88.8503 | 29.8874 | 1
45.0375 | 52.763 | 1
11.0981 | 68.5032 | 1
54.3228 | 11.3858 | 1
98.5943 | -14.0181 | 1
34.7422 | 43.1983 | 1
38.646 | -20.054 | 1
42.9634 | 29.5119 | 1
55.955 | -10.7056 | 1
31.1019 | 25.1944 | 1
30.7259 | 57.8718 | 1
27.3371 | 32.8237 | 1
15.8507 | 10.593 | 1
61.212 | 13.5038 | 1
58.0679 | -9.9694 | 1
8.1971 | 65.0918 | 1
79.9252 | 13.0343 | 1
28.0406 | 13.4626 | 1
71.7961 | -27.4748 | 1
73.5289 | 0.019374 | 1
79.44 | 42.3661 | 1
54.6968 | 37.2844 | 1
12.192 | 27.0867 | 1
21.9306 | 40.7799 | 1
9.5027 | 23.6566 | 1
8.8103 | 17.5172 | 1
16.2417 | 47.8584 | 1
96.0699 | 23.5052 | 1
30.9636 | 37.0459 | 1
36.3798 | 60.4626 | 1
84.0087 | 2.8826 | 1
68.6252 | 42.2678 | 1
54.1241 | -21.2627 | 1
29.1944 | -0.36139 | 1
31.0665 | -13.6559 | 1
2.8655 | 63.6964 | 1
98.7504 | -2.6827 | 1
38.6532 | 27.0813 | 1
25.7629 | 22.2545 | 1
59.7483 | 29.158 | 1
8.6442 | 56.9961 | 1
34.6241 | 41.882 | 1
90.7582 | -15.6638 | 1
52.8586 | 28.0569 | 1
39.3983 | 58.9221 | 1
14.3392 | -13.1558 | 1
21.3096 | -10.332 | 1
100.2648 | 22.429 | 1
100.2804 | 65.6037 | 1
3.4053 | -10.6295 | 1
74.9847 | 38.6984 | 1
21.5657 | 38.1338 | 1
4.1142 | 52.9364 | 1
53.825 | 47.0859 | 1
53.0588 | 13.8173 | 1
8.9347 | 65.4546 | 1
1.1357 | 38.4091 | 1
73.2087 | -7.936 | 1
85.1956 | -25.0078 | 1
4.8745 | 59.1556 | 1
88.2824 | -11.8409 | 1
23.5998 | 8.4574 | 1
99.8025 | -5.0648 | 1
49.192 | 68.4089 | 1
38.7226 | 26.3209 | 1
49.4587 | 6.3555 | 1
42.4548 | 31.2914 | 1
67.8944 | 16.2801 | 1
2.4107 | 1.1975 | 1
42.7311 | -11.3344 | 1
59.434 | 39.5591 | 1
48.468 | 63.0711 | 1
93.6363 | 44.4856 | 1
99.4986 | 26.7115 | 1
38.7026 | 50.1724 | 1
78.2939 | 14.1709 | 1
17.3169 | 29.9323 | 1
41.9498 | 65.078 | 1
28.651 | -27.3933 | 1
39.5585 | -20.0226 | 1
4.3764 | 7.5959 | 1
73.7503 | 53.254 | 1
42.1475 | 24.753 | 1
98.7522 | 44.8731 | 1
26.5695 | 8.1866 | 1
39.1398 | 10.6055 | 1
64.9992 | 46.91 | 1
9.0977 | -7.6437 | 1
10.7154 | -27.5201 | 1
19.8381 | 46.2289 | 1
42.2938 | 4.6582 | 1
70.9596 | -22.9025 | 1
27.5187 | -8.6302 | 1
17.2497 | 68.5313 | 1
52.2775 | -24.5715 | 1
98.0113 | 2.6505 | 1
44.1452 | -17.0659 | 1
73.9445 | 46.9242 | 1
0.51516 | -6.2074 | 1
48.2686 | 20.1436 | 1
7.2172 | 7.0034 | 1
84.5034 | -13.1891 | 1
94.934 | -24.3858 | 1
59.1861 | 45.7005 | 1
72.8768 | 43.3705 | 1
76.7475 | 18.1025 | 1
27.1416 | 69.488 | 1
56.6332 | 56.4757 | 1
49.4745 | 41.1428 | 1
84.8525 | 30.1722 | 1
86.7232 | 28.8448 | 1
14.3668 | -3.4305 | 1
41.2677 | -23.2612 | 1
19.9013 | 61.2232 | 1
51.5492 | 27.7364 | 1
73.2095 | 21.0682 | 1
79.1575 | 11.1839 | 1
79.4561 | 22.7125 | 1
55.3741 | -25.9049 | 1
87.3302 | 14.3946 | 1
78.0944 | -7.686 | 1
0.68937 | -13.8076 | 1
19.1077 | 20.6651 | 1
74.3412 | 68.974 | 1
2.7679 | -25.869 | 1
91.4909 | 24.4587 | 1
35.9006 | 61.0154 | 1
77.8797 | 18.1778 | 1
49.3084 | -18.2904 | 1
15.5855 | 17.6547 | 1
57.7765 | -17.1537 | 1
1.4896 | 65.3401 | 1
66.7405 | 46.9801 | 1
8.2316 | 0.2241 | 1
3.3508 | -18.5649 | 1
57.6401 | 35.2356 | 1
17.6521 | 65.2721 | 1
66.9025 | 46.8388 | 1
5.5903 | 41.4953 | 1
20.7941 | -13.5924 | 1
24.6387 | -8.8625 | 1
7.8261 | 35.761 | 1
67.2174 | 39.9406 | 1
51.3323 | 36.5641 | 1
26.808 | 3.8322 | 1
89.5466 | 20.6934 | 1
53.139 | 39.3195 | 1
4.3438 | 36.1652 | 1
93.1958 | 14.1658 | 1
94.3303 | -15.938 | 1
94.2565 | 37.0038 | 1
15.4364 | -26.634 | 1
8.909 | 62.2545 | 1
23.4821 | 59.3812 | 1
20.652 | -9.9673 | 1
74.6171 | 10.6699 | 1
99.3677 | -4.6732 | 1
64.7292 | 67.1323 | 1
81.5476 | -12.6 | 1
49.9599 | 11.6238 | 1
3.7233 | 13.5637 | 1
97.1762 | -16.5617 | 1
17.5691 | 38.1966 | 1
25.3491 | 38.2752 | 1
88.4005 | -0.33841 | 1
60.2535 | -5.2845 | 1
7.4558 | 50.3842 | 1
58.7913 | 32.7068 | 1
81.5776 | 3.061 | 1
58.9563 | 59.1887 | 1
45.8547 | 52.3071 | 1
8.8706 | 38.503 | 1
12.8411 | -1.0217 | 1
15.163 | 22.436 | 1
38.7908 | 37.7174 | 1
81.468 | -9.0818 | 1
76.8789 | 49.9422 | 1
83.001 | 55.0571 | 1
73.6197 | -15.9479 | 1
80.6785 | 10.8617 | 1
90.9521 | -16.673 | 1
70.8771 | -1.0737 | 1
53.9274 | 69.2729 | 1
36.9105 | 20.1214 | 1
9.8053 | 42.1677 | 1
95.2941 | 31.5891 | 1
79.2969 | 68.8426 | 1
67.4069 | -22.6076 | 1
33.3623 | -10.138 | 1
40.125 | 53.5715 | 1
56.4258 | 47.3101 | 1
55.5005 | 57.2421 | 1
48.3765 | 11.6426 | 1
41.5322 | 62.7509 | 1
70.5464 | 10.6493 | 1
94.4671 | 29.6432 | 1
40.4365 | -15.0534 | 1
91.5195 | 48.5428 | 1
54.2531 | -6.9022 | 1
14.9445 | 68.0137 | 1
89.7635 | 49.2252 | 1
41.7072 | 21.9217 | 1
84.8779 | 62.0699 | 1
83.0087 | 20.1239 | 1
43.9834 | 42.0612 | 1
77.2446 | -22.3274 | 1
36.082 | -8.6164 | 1
26.2027 | -13.4663 | 1
70.3084 | -2.2668 | 1
21.9096 | 50.4213 | 1
58.9159 | -20.0599 | 1
30.5388 | -3.9516 | 1
15.8975 | -11.7858 | 1
57.3446 | -29.7713 | 1
16.6779 | -14.49 | 1
48.3417 | 66.9274 | 1
12.3798 | 15.0443 | 1
66.8353 | 51.36 | 1
7.7875 | 65.9897 | 1
74.9056 | 9.9569 | 1
93.3014 | 1.9858 | 1
76.8842 | 16.8825 | 1
93.5767 | 61.4867 | 1
15.8179 | 62.558 | 1
88.7398 | -19.9228 | 1
9.9616 | -22.1212 | 1
55.5016 | 49.3785 | 1
49.8989 | 58.0495 | 1
34.7603 | 15.2597 | 1
79.4935 | -23.7034 | 1
43.9213 | 30.075 | 1
29.6883 | 33.4271 | 1
29.4395 | 34.3071 | 1
6.8312 | 48.2517 | 1
36.9129 | -27.9575 | 1
99.9045 | -13.8352 | 1
60.305 | 41.9554 | 1
71.9636 | 31.126 | 1
49.9832 | 56.2162 | 1
10.549 | -9.8721 | 1
81.0247 | -9.9468 | 1
3.0614 | 52.891 | 1
29.343 | 67.9272 | 1
30.5662 | 35.6786 | 1
26.4218 | 14.8954 | 1
8.5738 | 35.522 | 1
13.0973 | -10.7851 | 1
10.1095 | 16.5405 | 1
1.3021 | 32.9085 | 1
26.5656 | 48.7154 | 1
31.8299 | 21.3282 | 1
35.4815 | -17.5048 | 1
31.3813 | 14.6453 | 1
20.4034 | -19.0516 | 1
36.8697 | 33.943 | 1
33.4401 | -9.301 | 1
2.9514 | -0.81455 | 1
63.1869 | 41.0479 | 1
3.6882 | 16.1266 | 1
90.1391 | 46.7596 | 1
74.0761 | 37.6175 | 1
6.6272 | 55.3384 | 1
98.4319 | 19.3725 | 1
46.1698 | 10.3539 | 1
54.4414 | 65.1222 | 1
16.4229 | 31.9075 | 1
34.0341 | 7.0184 | 1
68.1574 | -10.7485 | 1
82.8837 | 48.7952 | 1
43.329 | -14.2195 | 1
72.1712 | -14.0004 | 1
81.6933 | -16.0787 | 1
82.104 | 59.625 | 1
12.1799 | -12.4488 | 1
15.0782 | 61.7608 | 1
45.6879 | -22.8019 | 1
51.4342 | 26.3916 | 1
82.9018 | 15.8345 | 1
63.3313 | 7.8645 | 1
5.2666 | -2.0185 | 1
17.0248 | 51.991 | 1
50.526 | 23.7105 | 1
89.903 | -5.3965 | 1
99.8244 | 34.3718 | 1
20.5489 | -16.5559 | 1
41.3958 | 34.1968 | 1
49.3319 | 11.7323 | 1
25.6442 | 66.135 | 1
10.579 | 39.1129 | 1
11.2391 | -14.3245 | 1
31.0784 | 16.1829 | 1
81.4078 | -27.4278 | 1
46.1502 | 1.3527 | 1
91.0506 | 3.656 | 1
73.4548 | 27.9534 | 1
94.5559 | 41.6025 | 1
38.0525 | 25.705 | 1
5.9839 | 42.6348 | 1
75.7041 | 36.6344 | 1
54.8851 | 35.816 | 1
51.2065 | 19.3591 | 1
72.2815 | 32.7415 | 1
28.8056 | 56.2541 | 1
5.3724 | 58.5227 | 1
13.0898 | 55.5896 | 1
2.0916 | -19.35 | 1
54.5759 | -3.4079 | 1
14.4136 | 31.3458 | 1
56.6076 | 3.9417 | 1
38.4681 | 16.2433 | 1
70.1914 | 40.1128 | 1
43.2326 | 49.624 | 1
28.7035 | 36.0308 | 1
53.9282 | 28.1836 | 1
99.3441 | -27.6187 | 1
13.4841 | -5.7612 | 1
89.9216 | 38.4385 | 1
8.755 | 59.3158 | 1
59.0868 | 1.3393 | 1
13.6241 | 66.956 | 1
41.5818 | -2.6723 | 1
64.1972 | 7.2372 | 1
95.9845 | 40.6719 | 1
26.1588 | 13.3155 | 1
61.0053 | 20.8726 | 1
85.4738 | 65.8718 | 1
49.5876 | -22.1879 | 1
87.2365 | -29.3857 | 1
63.4172 | -15.9052 | 1
97.1292 | 29.6399 | 1
95.8497 | 66.6865 | 1
96.0015 | -9.6675 | 1
20.4374 | 3.5508 | 1
27.9726 | 6.7837 | 1
4.1787 | 55.6856 | 1
0.81146 | 54.6924 | 1
62.1497 | 46.8938 | 1
5.7087 | 32.3148 | 1
71.3912 | -11.4795 | 1
29.7274 | 55.2682 | 1
12.2872 | 37.5187 | 1
31.337 | 16.3042 | 1
39.2833 | -4.9155 | 1
35.4072 | 36.1107 | 1
78.8831 | 61.6722 | 1
26.1978 | 2.3099 | 1
39.2015 | 17.0725 | 1
46.7282 | 46.7264 | 1
81.9431 | 56.4945 | 1
18.5765 | 5.022 | 1
93.4488 | 11.0873 | 1
65.2426 | 33.9666 | 1
51.7133 | 46.1933 | 1
18.8645 | 1.0349 | 1
70.7643 | 31.7518 | 1
79.2973 | 67.2525 | 1
100.7635 | -18.1081 | 1
1.2037 | 18.0081 | 1
84.2892 | 5.9311 | 1
73.2872 | -5.6958 | 1
63.0531 | -3.7747 | 1
23.6647 | -14.8166 | 1
20.107 | 41.664 | 1
8.6421 | 30.6245 | 1
43.2938 | 60.258 | 1
86.6032 | 4.904 | 1
66.0134 | 14.7654 | 1
32.3351 | 20.703 | 1
89.7902 | 13.7598 | 1
13.4472 | 13.7628 | 1
61.0355 | 37.4194 | 1
79.1687 | 69.2665 | 1
42.232 | 38.9676 | 1
79.8103 | -4.7942 | 1
83.5934 | 67.6735 | 1
84.3261 | -23.3793 | 1
10.2543 | 10.422 | 1
44.4346 | -5.6413 | 1
49.5169 | -10.7079 | 1
18.7442 | 41.1999 | 1
9.3722 | 47.9613 | 1
65.3889 | -4.3883 | 1
90.9125 | 34.6345 | 1
30.7913 | 50.0077 | 1
80.3079 | -29.0165 | 1
73.368 | -22.0754 | 1
62.4306 | 33.8834 | 1
0.9705 | 0.94683 | 1
95.1632 | -24.3538 | 1
22.541 | -6.6945 | 1
33.7885 | -6.9931 | 1
23.7792 | 51.187 | 1
35.5627 | 13.9068 | 1
52.5255 | 64.0121 | 1
25.9413 | 25.7693 | 1
6.0507 | 15.8173 | 1
77.72 | -6.299 | 1
88.7805 | 52.8192 | 1
6.5737 | 7.5939 | 1
5.6909 | 31.6783 | 1
18.0305 | 12.7884 | 1
22.7423 | -2.3736 | 1
46.868 | 5.0776 | 1
37.7292 | 6.3096 | 1
14.6805 | -8.1141 | 1
82.347 | 8.9564 | 1
13.2468 | 63.8069 | 1
33.8239 | 56.8171 | 1
71.9034 | 48.8497 | 1
19.6865 | 32.9707 | 1
82.0303 | -0.41019 | 1
48.0353 | -18.5738 | 1
1.3258 | 25.4312 | 1
53.9293 | 54.9022 | 1
25.0657 | 38.8121 | 1
53.6665 | 31.3431 | 1
96.3118 | 56.1808 | 1
99.2981 | -7.8291 | 1
51.905 | -9.7375 | 1
16.4932 | -15.6589 | 1
1.2117 | 27.3071 | 1
60.5906 | 56.4878 | 1
54.9237 | 29.0053 | 1
33.0355 | 4.1506 | 1
40.6814 | 25.8646 | 1
37.9976 | 60.2511 | 1
43.0184 | 24.1062 | 1
100.7551 | 26.6106 | 1
84.7921 | -23.5417 | 1
43.1071 | 67.9151 | 1
0.4679 | 10.5657 | 1
73.2191 | -3.3263 | 1
21.9035 | 69.4439 | 1
86.362 | 27.9906 | 1
34.8155 | 14.1913 | 1
41.6784 | -18.8735 | 1
35.1068 | 60.5029 | 1
10.7145 | -5.5773 | 1
90.3525 | -14.1253 | 1
90.8116 | -2.9796 | 1
58.2468 | -18.0618 | 1
2.8687 | 63.7471 | 1
86.9331 | 36.276 | 1
6.9863 | -29.4076 | 1
61.8608 | 14.7198 | 1
4.9989 | 37.5065 | 1
4.4293 | 60.2871 | 1
61.2071 | 26.6884 | 1
89.5758 | 5.1902 | 1
11.5303 | 29.9175 | 1
11.7588 | 42.2643 | 1
5.1179 | 36.7124 | 1
18.6798 | 37.7307 | 1
57.4864 | 0.72094 | 1
31.4145 | -1.3319 | 1
15.8059 | -28.7146 | 1
6.2545 | -24.1323 | 1
54.4052 | 49.183 | 1
83.6136 | -2.1692 | 1
26.1338 | 68.4597 | 1
65.3836 | -4.3746 | 1
26.0391 | -7.8077 | 1
92.3097 | 7.2971 | 1
26.0969 | 29.3512 | 1
94.1904 | -6.4877 | 1
21.7646 | 33.7261 | 1
15.8682 | 13.697 | 1
31.4958 | -21.6412 | 1
68.4733 | 18.2154 | 1
76.3418 | 56.0784 | 1
71.632 | 31.6755 | 1
93.629 | 30.2333 | 1
81.7961 | 36.8055 | 1
21.1136 | 47.5753 | 1
32.4358 | 3.5684 | 1
16.3658 | -20.9133 | 1
95.4294 | 65.2386 | 1
94.4276 | 18.0741 | 1
80.068 | 15.0705 | 1
10.8687 | 21.3204 | 1
43.7936 | -2.2181 | 1
62.2518 | 31.8019 | 1
9.2834 | 1.0774 | 1
45.6328 | -2.5334 | 1
62.5949 | 38.0794 | 1
47.3911 | 1.9518 | 1
12.524 | 6.2988 | 1
49.155 | 56.2707 | 1
72.5356 | 37.2002 | 1
40.3248 | 44.9432 | 1
41.2033 | 33.5413 | 1
3.0612 | 41.9966 | 1
21.6709 | 9.6747 | 1
3.8338 | 28.4731 | 1
7.642 | -5.988 | 1
26.5548 | 27.1904 | 1
90.1014 | 17.7047 | 1
59.522 | 41.0491 | 1
10.7166 | 66.418 | 1
74.4739 | 46.9195 | 1
61.7345 | 38.5234 | 1
68.7771 | 32.2256 | 1
60.9645 | 38.7062 | 1
32.7808 | 50.8993 | 1
33.4699 | -10.0652 | 1
76.5533 | 30.7581 | 1
97.4777 | 36.4544 | 1
44.5411 | 19.0343 | 1
60.8381 | 51.5512 | 1
59.2372 | 17.8527 | 1
27.1045 | 1.0521 | 1
61.2278 | -25.0894 | 1
16.8674 | -26.6843 | 1
20.8887 | -19.7179 | 1
7.7369 | 20.7792 | 1
8.0661 | -21.1969 | 1
86.1834 | 6.4379 | 1
46.5051 | 32.1446 | 1
73.3534 | -10.9539 | 1
18.2105 | 7.7903 | 1
96.2105 | -10.7231 | 1
31.7118 | 15.8924 | 1
2.6575 | 54.7822 | 1
49.5652 | 36.1828 | 1
34.6242 | 8.5335 | 1
100.4224 | 1.2271 | 1
1.4683 | 12.3017 | 1
50.2775 | -24.992 | 1
14.7694 | 5.3928 | 1
67.8982 | -29.1483 | 1
55.1887 | -6.6543 | 1
61.0244 | 69.0986 | 1
5.9098 | 36.1809 | 1
59.8159 | 13.3562 | 1
100.0137 | 61.0078 | 1
44.702 | -19.3661 | 1
46.7557 | 61.6406 | 1
63.7027 | 61.4549 | 1
78.1801 | 26.4023 | 1
28.4149 | 6.7951 | 1
92.6896 | 4.9545 | 1
29.0516 | 22.1332 | 1
25.027 | 62.0441 | 1
51.6865 | -26.7703 | 1
78.631 | -25.258 | 1
38.8275 | 62.8374 | 1
37.0828 | 37.9218 | 1
66.187 | 39.2649 | 1
86.3575 | 14.1988 | 1
90.6161 | -15.4339 | 1
47.4992 | 9.8746 | 1
62.3547 | -9.0811 | 1
17.4887 | 57.3305 | 1
79.7299 | 65.9444 | 1
11.0451 | 45.4514 | 1
37.5265 | -12.2251 | 1
48.2959 | 43.1228 | 1
28.1209 | 59.5161 | 1
81.9497 | 20.449 | 1
48.2439 | -22.9136 | 1
56.0478 | 5.9751 | 1
4.6309 | 61.5068 | 1
49.981 | -24.5163 | 1
10.4644 | 21.0155 | 1
81.1603 | 67.4178 | 1
22.3648 | 24.4563 | 1
13.6812 | 20.5617 | 1
18.865 | 3.5045 | 1
34.9948 | 40.8596 | 1
5.5837 | 26.6827 | 1
10.2919 | 30.6798 | 1
72.4728 | 47.2609 | 1
72.8922 | -23.1304 | 1
3.1448 | 52.9363 | 1
97.8165 | 12.2378 | 1
78.5392 | -6.3927 | 1
38.2596 | -15.8037 | 1
73.8147 | 36.6172 | 1
36.829 | -7.5317 | 1
44.3962 | 3.3052 | 1
4.8087 | 22.1647 | 1
15.9925 | 17.0038 | 1
20.479 | -3.854 | 1
27.18 | 54.6288 | 1
66.0279 | 23.6493 | 1
91.4473 | 3.5831 | 1
71.9324 | 4.4412 | 1
60.6991 | 65.8731 | 1
64.9633 | -12.6598 | 1
81.3337 | 3.7128 | 1
50.2951 | 47.7833 | 1
75.0932 | 29.7 | 1
42.7154 | 20.5553 | 1
2.9083 | -16.3745 | 1
21.6213 | 31.4178 | 1
18.0789 | 55.9694 | 1
54.1133 | -11.5432 | 1
72.357 | 26.3134 | 1
40.7436 | 20.0594 | 1
30.9602 | 5.6627 | 1
91.9533 | -23.2847 | 1
99.1469 | 33.5787 | 1
4.2031 | 9.6447 | 1
55.9668 | -12.6603 | 1
46.1951 | 31.4152 | 1
20.0015 | 20.9618 | 1
53.029 | -18.8416 | 1
65.4962 | 64.7628 | 1
64.1488 | 36.4886 | 1
33.6043 | 1.342 | 1
4.9604 | 24.1463 | 1
60.5138 | 8.6561 | 1
9.7639 | -29.3206 | 1
48.9436 | 29.187 | 1
66.0712 | -0.49409 | 1
62.976 | -27.0467 | 1
71.5375 | 61.6404 | 1
93.4565 | 47.3371 | 1
67.6286 | -15.3463 | 1
62.2004 | -19.0718 | 1
69.4625 | 8.2502 | 1
62.4421 | 2.3137 | 1
54.1241 | -24.2261 | 1
28.1009 | 40.6594 | 1
43.1236 | 10.9786 | 1
83.7511 | -5.1506 | 1
21.6523 | 49.9902 | 1
87.0092 | 35.1129 | 1
2.8307 | 55.5504 | 1
76.5637 | -4.9671 | 1
87.6104 | 36.6077 | 1
51.5964 | 56.9613 | 1
66.4488 | -9.6986 | 1
39.0144 | -28.6949 | 1
36.3035 | -5.5418 | 1
12.0297 | -6.5542 | 1
23.2028 | 2.6299 | 1
84.8266 | 63.4834 | 1
8.8326 | 49.681 | 1
60.5345 | -15.6773 | 1
63.2785 | 50.4455 | 1
72.6283 | 63.8735 | 1
76.7869 | -13.4748 | 1
20.0264 | 39.7593 | 1
64.1458 | 69.0918 | 1
77.542 | 43.6347 | 1
76.4194 | 6.0436 | 1
97.3691 | 9.9791 | 1
90.8278 | 10.4668 | 1
78.1397 | 12.2293 | 1
74.7266 | 62.1635 | 1
67.4588 | 46.5972 | 1
41.5909 | 20.4364 | 1
90.3687 | -13.7862 | 1
55.2147 | 18.3294 | 1
22.2099 | 28.5661 | 1
88.5685 | 27.9718 | 1
42.4827 | 18.913 | 1
17.8347 | -23.4797 | 1
47.8887 | 48.0038 | 1
51.7641 | -24.3887 | 1
53.9415 | 12.7425 | 1
68.3311 | 59.0296 | 1
74.2167 | 8.3456 | 1
44.8997 | -15.0761 | 1
84.6589 | 22.7392 | 1
41.2365 | 52.6941 | 1
91.3113 | 63.772 | 1
42.1357 | 13.3926 | 1
53.3889 | 66.5992 | 1
31.3934 | 8.9212 | 1
62.0001 | 54.1557 | 1
93.5336 | -4.1747 | 1
92.0358 | -25.7275 | 1
29.1972 | 21.4694 | 1
74.7299 | 2.0819 | 1
10.8271 | 54.0921 | 1
79.8147 | 51.6258 | 1
9.5068 | -28.9526 | 1
36.4601 | 31.3972 | 1
52.8937 | 30.5802 | 1
40.1778 | 0.56187 | 1
68.1718 | 1.1641 | 1
83.8355 | 39.0816 | 1
74.3852 | 36.3979 | 1
46.483 | -25.6585 | 1
33.88 | 33.3778 | 1
15.5363 | 4.3581 | 1
96.0161 | 0.29482 | 1
43.6431 | 52.1094 | 1
9.7276 | 47.8345 | 1
66.0802 | 9.9281 | 1
42.4212 | -1.8005 | 1
40.0027 | 23.6973 | 1
89.3848 | 43.2347 | 1
34.5107 | -5.5495 | 1
63.8653 | 61.8493 | 1
98.4661 | 48.5023 | 1
44.1239 | -7.2934 | 1
50.4041 | 18.6357 | 1
7.1862 | -28.1464 | 1
24.5081 | -4.2026 | 1
32.8438 | -4.4815 | 1
90.3531 | 35.7789 | 1
100.3785 | 18.2682 | 1
25.1979 | 16.6445 | 1
78.475 | 19.9188 | 1
60.2668 | 51.6946 | 1
64.043 | 35.9382 | 1
13.5893 | 46.2005 | 1
93.1143 | 6.2393 | 1
45.7503 | 9.5053 | 1
45.7429 | 27.6757 | 1
81.9733 | 5.3085 | 1
98.4503 | 47.6033 | 1
8.5362 | 59.9909 | 1
79.4129 | 44.8237 | 1
19.6564 | 17.5696 | 1
25.0458 | 61.8015 | 1
47.4499 | -18.3302 | 1
27.1616 | 38.9736 | 1
2.9083 | -24.9166 | 1
20.1215 | 20.4776 | 1
42.3939 | 48.5006 | 1
57.6852 | -20.4285 | 1
74.502 | -27.1574 | 1
78.6025 | -1.4145 | 1
57.7751 | -20.3065 | 1
8.5684 | 4.1283 | 1
66.9612 | -26.3144 | 1
9.9244 | -3.4504 | 1
17.4266 | -11.18 | 1
2.4815 | -6.0503 | 1
88.4868 | 49.2228 | 1
22.5979 | -15.7893 | 1
38.7197 | 61.0042 | 1
22.4367 | 11.2502 | 1
25.0225 | 0.49003 | 1
67.8196 | 28.4371 | 1
78.4937 | 47.9263 | 1
28.3477 | -16.4037 | 1
71.2401 | 4.0314 | 1
83.646 | 0.40217 | 1
90.1429 | 6.3781 | 1
40.8021 | 26.7741 | 1
81.111 | -3.155 | 1
0.94341 | -19.9678 | 1
20.878 | 38.4346 | 1
12.6028 | 56.4171 | 1
45.9609 | 47.1775 | 1
82.5654 | -25.0326 | 1
6.4567 | 64.6822 | 1
50.765 | 52.1594 | 1
44.5155 | 55.5861 | 1
74.0985 | 34.0231 | 1
28.4683 | 24.8447 | 1
92.209 | 57.9661 | 1
2.8188 | 46.3865 | 1
27.7723 | 4.0402 | 1
63.2315 | 33.9079 | 1
74.4258 | 64.5745 | 1
0.12551 | 24.3084 | 1
71.3103 | 44.6023 | 1
19.6451 | 6.8283 | 1
27.86 | 50.9996 | 1
61.0284 | -24.1646 | 1
0.63966 | 6.7754 | 1
58.2706 | 0.37946 | 1
36.0401 | 36.5107 | 1
1.8349 | 22.8065 | 1
51.9397 | -18.0614 | 1
85.0666 | 69.7442 | 1
57.2853 | 63.3912 | 1
76.0061 | 14.156 | 1
94.0522 | -17.81 | 1
12.5757 | 11.6517 | 1
77.4153 | 18.8865 | 1
64.1578 | 52.3762 | 1
65.3287 | 67.9016 | 1
1.1966 | 58.1839 | 1
16.9485 | -6.0673 | 1
40.7101 | -18.3984 | 1
64.474 | -28.0287 | 1
59.9299 | -12.4968 | 1
21.5751 | -14.582 | 1
38.6563 | 52.7832 | 1
56.3093 | 57.873 | 1
40.865 | -23.5368 | 1
71.8685 | 58.5397 | 1
65.7603 | 62.6734 | 1
21.513 | -10.4665 | 1
54.0438 | 50.8536 | 1
25.7283 | 57.1102 | 1
77.5709 | 27.598 | 1
80.3767 | 16.445 | 1
92.5784 | 66.7443 | 1
97.6169 | 14.2573 | 1
83.2807 | 51.8228 | 1
71.1422 | 63.5778 | 1
23.0041 | 33.5539 | 1
20.4021 | 35.3875 | 1
72.5858 | 21.0698 | 1
87.1863 | 37.0585 | 1
3.7781 | 58.3567 | 1
6.3579 | 1.9344 | 1
95.635 | 67.311 | 1
34.8647 | -20.1158 | 1
31.167 | 12.6424 | 1
43.6986 | 10.9236 | 1
3.8713 | -28.8095 | 1
100.1086 | 45.4425 | 1
6.6575 | -2.4503 | 1
79.3142 | 1.2064 | 1
90.756 | -19.8543 | 1
79.9856 | 18.3799 | 1
5.875 | -13.9733 | 1
15.8701 | 3.3468 | 1
98.2756 | 39.3615 | 1
89.069 | 45.5574 | 1
70.3366 | 35.4451 | 1
42.4314 | 54.0982 | 1
99.0075 | 27.2991 | 1
96.4514 | 49.3036 | 1
19.5603 | -22.8606 | 1
20.0912 | 49.3137 | 1
37.8634 | 21.6387 | 1
43.3316 | -8.1976 | 1
77.8885 | 55.4159 | 1
35.51 | 69.5796 | 1
61.6476 | 12.7287 | 1
64.2009 | 7.5605 | 1
21.823 | 42.5769 | 1
21.8665 | 31.6882 | 1
68.5713 | -29.5072 | 1
14.8599 | 61.8609 | 1
11.2722 | 51.1029 | 1
4.0989 | -11.6984 | 1
11.3842 | 35.9217 | 1
40.329 | 27.9412 | 1
18.3876 | -28.3288 | 1
54.9177 | -5.8269 | 1
33.3413 | 48.0944 | 1
67.6001 | 4.6772 | 1
44.8869 | 69.6652 | 1
29.5133 | -9.5227 | 1
17.7003 | 9.4842 | 1
45.8125 | 1.2798 | 1
22.4215 | 36.4436 | 1
21.2295 | 66.3025 | 1
2.0436 | 30.3771 | 1
24.6126 | 56.591 | 1
30.8173 | 30.6703 | 1
36.517 | -20.6688 | 1
97.2599 | 2.9818 | 1
50.8287 | 5.1107 | 1
34.0382 | -16.4625 | 1
36.8304 | 61.4639 | 1
68.2433 | 32.9502 | 1
67.7659 | -10.8126 | 1
47.6333 | 35.3814 | 1
12.6258 | 53.3935 | 1
26.5018 | 43.1486 | 1
62.2529 | 10.1438 | 1
75.082 | 25.0413 | 1
51.8953 | 6.4729 | 1
29.5798 | 25.3486 | 1
99.5621 | 30.5731 | 1
91.2417 | 2.864 | 1
37.921 | 38.5828 | 1
8.1463 | 5.0508 | 1
43.6447 | -16.0916 | 1
23.8277 | 21.0046 | 1
95.9278 | -25.9217 | 1
5.8683 | 25.2567 | 1
24.261 | -9.3245 | 1
6.7122 | 7.9648 | 1
76.1796 | 38.9407 | 1
36.0979 | 32.3264 | 1
24.0042 | -21.7223 | 1
21.6972 | 20.6942 | 1
50.9741 | -23.1147 | 1
10.5624 | 44.5501 | 1
21.4475 | -15.3656 | 1
75.3277 | -3.199 | 1
69.2807 | 9.4537 | 1
49.8471 | 30.376 | 1
1.0152 | 23.6509 | 1
7.8266 | -28.2104 | 1
8.4217 | 0.52736 | 1
32.7525 | 47.4887 | 1
14.9398 | 47.4347 | 1
9.5564 | 52.2173 | 1
33.9916 | -6.4731 | 1
27.2884 | 38.7513 | 1
61.3925 | 47.7971 | 1
33.4763 | 18.3936 | 1
2.1755 | 54.609 | 1
85.8089 | -8.2493 | 1
57.736 | 51.1813 | 1
80.8584 | 3.3019 | 1
77.5111 | 46.0783 | 1
59.7239 | 29.5082 | 1
13.7682 | 38.0922 | 1
19.7442 | 0.56895 | 1
18.1246 | 25.3604 | 1
50.8787 | 42.0643 | 1
44.6085 | 20.7091 | 1
35.9513 | -6.0081 | 1
5.9629 | -22.7208 | 1
43.3716 | -29.7563 | 1
69.4292 | 67.1827 | 1
88.547 | 36.4468 | 1
44.6847 | 7.712 | 1
86.4744 | -3.4635 | 1
1.1923 | 47.5818 | 1
58.8602 | 42.7307 | 1
86.4985 | 68.8582 | 1
24.5812 | 41.1589 | 1
54.0428 | 23.9692 | 1
61.9575 | 37.24 | 1
11.6699 | 55.4452 | 1
14.6799 | -16.5692 | 1
19.364 | 14.0796 | 1
15.6255 | 22.8259 | 1
8.3071 | 28.0544 | 1
92.7177 | 37.1605 | 1
14.5049 | 34.7445 | 1
65.7275 | 47.6221 | 1
43.2239 | 54.3297 | 1
20.0885 | -1.2678 | 1
48.3021 | 52.9954 | 1
70.2129 | 57.3219 | 1
40.7096 | 5.2509 | 1
94.6624 | 66.4491 | 1
95.456 | -10.8624 | 1
78.6901 | 11.0832 | 1
97.1493 | 12.2004 | 1
78.8773 | -0.15063 | 1
21.1073 | -5.4832 | 1
93.0097 | 47.8614 | 1
87.1146 | 4.7638 | 1
29.3659 | 49.9859 | 1
77.8544 | -5.0606 | 1
25.9815 | 10.3839 | 1
14.9705 | 18.4139 | 1
4.7059 | -22.9011 | 1
23.9765 | -0.10652 | 1
24.0237 | 60.6041 | 1
86.1449 | 37.7314 | 1
88.8917 | -20.5104 | 1
84.8718 | 26.3519 | 1
70.106 | 39.0018 | 1
20.9338 | 55.0174 | 1
96.3057 | 19.8981 | 1
63.9872 | -6.614 | 1
28.5777 | -23.6883 | 1
50.0558 | -28.9269 | 1
86.7312 | 8.1253 | 1
10.5754 | 67.0002 | 1
66.2324 | 5.1911 | 1
43.3592 | 52.7223 | 1
33.102 | -21.8821 | 1
77.3919 | -24.4844 | 1
64.7447 | -21.7674 | 1
5.8051 | 31.7131 | 1
20.6227 | 3.2927 | 1
53.5806 | 61.0788 | 1
28.8465 | 2.197 | 1
89.5875 | 41.0758 | 1
90.9501 | 66.1306 | 1
66.0527 | -9.393 | 1
92.3619 | 21.1866 | 1
83.6766 | 30.8737 | 1
14.0942 | -15.8519 | 1
98.6121 | 67.7069 | 1
27.6131 | 7.7401 | 1
33.4273 | 43.8645 | 1
86.43 | -6.8788 | 1
0.7386 | 55.4819 | 1
60.5151 | 3.2102 | 1
67.5099 | 67.5226 | 1
25.8292 | 54.6289 | 1
25.3969 | -20.327 | 1
8.2067 | 51.2113 | 1
58.9378 | 41.339 | 1
85.3459 | 65.9482 | 1
12.7476 | 54.1931 | 1
38.516 | 68.6883 | 1
43.9456 | 26.7798 | 1
8.051 | 69.627 | 1
92.6933 | -14.7551 | 1
62.2126 | 34.7968 | 1
5.8389 | 21.2273 | 1
29.9448 | 57.1984 | 1
40.818 | 68.9889 | 1
94.0683 | 69.5588 | 1
57.7538 | 19.1867 | 1
93.3641 | 64.9891 | 1
89.0992 | 40.3428 | 1
81.5062 | 30.5032 | 1
53.7623 | 67.0528 | 1
36.676 | 57.2777 | 1
40.7408 | 44.0979 | 1
46.2391 | -12.3316 | 1
78.3752 | -14.6571 | 1
54.1548 | -14.0347 | 1
87.5047 | 53.3967 | 1
71.5657 | -1.735 | 1
97.1696 | 34.3362 | 1
1.9208 | -16.9146 | 1
85.2956 | 36.6438 | 1
5.5687 | -1.9369 | 1
65.159 | -2.7893 | 1
68.9326 | 53.5023 | 1
29.8423 | 18.8801 | 1
36.4194 | 26.8734 | 1
52.741 | -20.0353 | 1
95.1841 | 48.2163 | 1
58.388 | 64.4726 | 1
2.9059 | 15.7911 | 1
88.5659 | 47.1352 | 1
53 | 48.9886 | 1
97.4509 | -10.6497 | 1
3.7871 | -21.3521 | 1
88.4279 | -10.8863 | 1
30.0054 | 20.2484 | 1
54.2805 | -28.3453 | 1
84.0142 | 7.8272 | 1
4.5041 | -11.2986 | 1
28.079 | 7.0864 | 1
70.1177 | -23.976 | 1
29.3005 | 60.0439 | 1
70.5584 | 11.2018 | 1
69.0611 | 17.7626 | 1
32.1716 | -15.8184 | 1
69.9535 | 24.7966 | 1
67.338 | -8.9401 | 1
64.8754 | -24.5277 | 1
85.0119 | 7.3842 | 1
90.6307 | 49.1869 | 1
36.6035 | -12.1153 | 1
23.2603 | 58.668 | 1
45.7829 | 2.7148 | 1
42.3398 | 10.7522 | 1
87.854 | 15.5742 | 1
10.3578 | 11.7115 | 1
10.2125 | 50.2937 | 1
13.1208 | -4.1625 | 1
11.5249 | 5.8932 | 1
68.9885 | 53.1111 | 1
55.1962 | 51.3693 | 1
81.2538 | 9.0609 | 1
10.192 | 55.6352 | 1
59.1801 | 44.9757 | 1
75.298 | 56.1883 | 1
50.2053 | -26.7188 | 1
81.4148 | -0.13084 | 1
79.3769 | 69.3848 | 1
21.9728 | 60.5479 | 1
28.985 | 21.6836 | 1
60.122 | -28.5141 | 1
81.8293 | 8.0058 | 1
44.6238 | 31.8016 | 1
6.7234 | -21.1138 | 1
81.3321 | 0.62698 | 1
35.3367 | 46.6258 | 1
29.9372 | 21.189 | 1
33.9478 | 18.3528 | 1
35.3513 | 62.6865 | 1
93.2539 | 37.7073 | 1
61.0583 | 49.347 | 1
22.6593 | -15.8917 | 1
41.4781 | -7.2153 | 1
99.5966 | 53.0272 | 1
76.8647 | -13.007 | 1
47.8682 | -23.5599 | 1
43.9714 | -11.4525 | 1
25.9614 | 23.5079 | 1
21.1834 | 31.4773 | 1
64.1793 | -17.1067 | 1
28.369 | -26.9333 | 1
45.4972 | -1.3544 | 1
56.643 | 1.4509 | 1
68.0416 | 64.7272 | 1
79.6481 | 65.7004 | 1
28.1651 | 48.9288 | 1
1.6313 | -2.4342 | 1
93.7772 | 5.5971 | 1
90.1682 | -26.2353 | 1
11.9611 | 50.5523 | 1
6.7427 | 13.9662 | 1
23.0888 | 29.5653 | 1
55.5358 | -3.759 | 1
98.0355 | 19.569 | 1
39.638 | -7.2474 | 1
100.1082 | -4.6777 | 1
53.3311 | -22.2232 | 1
10.3842 | 60.7403 | 1
83.2245 | 28.3657 | 1
27.6156 | 31.4957 | 1
83.1644 | 9.4144 | 1
53.2144 | 42.3673 | 1
46.3271 | -1.3024 | 1
31.2125 | 1.1789 | 1
53.5417 | 66.5447 | 1
86.8337 | 40.9415 | 1
10.3125 | 55.0454 | 1
40.7472 | 57.6356 | 1
28.7808 | 8.2051 | 1
6.9068 | 24.3047 | 1
98.9537 | 7.401 | 1
37.3591 | 4.4477 | 1
2.5489 | -9.8663 | 1
13.8226 | -0.021465 | 1
44.4686 | 56.856 | 1
24.5811 | 68.5202 | 1
96.3608 | 32.78 | 1
96.8002 | 32.8011 | 1
20.2861 | -6.5999 | 1
67.8688 | -24.9932 | 1
8.0506 | 24.375 | 1
42.0031 | -11.0898 | 1
75.9325 | 54.8495 | 1
22.2976 | -4.081 | 1
17.3769 | -8.5801 | 1
82.6532 | 12.7766 | 1
33.6053 | -16.3748 | 1
21.5527 | -17.9797 | 1
92.1003 | -13.7593 | 1
70.1136 | 42.2593 | 1
95.0872 | -26.5162 | 1
15.3567 | 66.9718 | 1
23.4898 | -5.4177 | 1
73.6553 | 64.7961 | 1
4.6137 | 31.0798 | 1
26.2709 | 14.8668 | 1
5.2996 | -28.0368 | 1
9.181 | 13.8891 | 1
75.9974 | 58.5747 | 1
54.517 | 63.4849 | 1
73.8661 | -16.1579 | 1
34.5104 | 60.088 | 1
57.9413 | 5.8652 | 1
76.377 | 13.6703 | 1
52.606 | 47.858 | 1
91.4081 | 54.8022 | 1
64.1513 | -4.7475 | 1
91.2068 | 45.3776 | 1
61.8515 | 32.0252 | 1
98.2618 | -25.7855 | 1
79.9818 | 5.6867 | 1
95.0614 | -11.5012 | 1
90.153 | 64.923 | 1
24.9925 | 50.3992 | 1
89.7685 | -8.9298 | 1
76.5002 | 55.3567 | 1
71.5944 | 12.5728 | 1
65.931 | 61.4192 | 1
17.7443 | 1.3594 | 1
90.698 | 29.7151 | 1
34.8789 | 39.897 | 1
27.0182 | 35.7499 | 1
30.3118 | 15.4212 | 1
61.2338 | -21.9516 | 1
2.0834 | 37.293 | 1
13.6517 | 39.8484 | 1
96.8055 | 43.8202 | 1
53.7592 | 13.7187 | 1
53.5928 | 36.9108 | 1
10.6523 | 43.8444 | 1
67.5324 | 44.2949 | 1
52.3859 | 3.3525 | 1
74.5887 | 27.0141 | 1
25.0457 | -23.9287 | 1
71.5356 | -7.8335 | 1
24.0309 | -14.8039 | 1
18.0504 | 49.3288 | 1
91.4189 | 33.3948 | 1
54.2382 | -1.7413 | 1
10.5745 | -1.692 | 1
63.8046 | -25.2415 | 1
4.1508 | 46.3566 | 1
22.0182 | 30.2252 | 1
75.4128 | 50.1431 | 1
96.3004 | 52.2875 | 1
66.4718 | -15.5663 | 1
86.966 | -25.7925 | 1
99.4806 | -16.4514 | 1
79.9341 | 0.98694 | 1
54.9082 | -6.8708 | 1
63.6601 | -26.7585 | 1
19.9316 | 36.7685 | 1
43.4888 | 29.8249 | 1
41.0271 | 41.3014 | 1
21.88 | 16.0335 | 1
95.8375 | -4.2081 | 1
37.1757 | 53.3332 | 1
48.5952 | -26.6328 | 1
31.0485 | -19.562 | 1
100.0978 | 36.7314 | 1
2.8169 | 31.5043 | 1
83.1212 | -20.8315 | 1
18.3087 | 32.7593 | 1
10.9452 | -24.9317 | 1
78.1287 | 9.6358 | 1
63.9943 | -15.2441 | 1
67.2897 | 65.3733 | 1
18.4064 | -24.9902 | 1
96.0378 | 35.126 | 1
72.0868 | -22.8422 | 1
48.0143 | 34.1024 | 1
76.9652 | -28.3086 | 1
84.6636 | 4.5504 | 1
25.5955 | -6.2195 | 1
14.3358 | 68.997 | 1
57.2959 | 58.8769 | 1
8.2826 | 44.3533 | 1
26.9614 | 41.6409 | 1
81.8525 | 64.2213 | 1
100.7527 | 28.7927 | 1
92.7581 | 36.1656 | 1
83.5428 | -20.7289 | 1
30.7117 | 8.1389 | 1
40.1521 | 26.389 | 1
15.7449 | -29.7407 | 1
60.0683 | 36.5193 | 1
3.1892 | 22.4582 | 1
50.0012 | 12.0682 | 1
40.9221 | 17.7362 | 1
21.6994 | 40.0844 | 1
45.3333 | -22.6813 | 1
87.6315 | 51.4196 | 1
81.9099 | 18.1284 | 1
3.3033 | 37.0301 | 1
95.1592 | 6.5429 | 1
32.3818 | 61.0988 | 1
6.8017 | 35.9035 | 1
26.2387 | -28.11 | 1
79.4289 | -24.9235 | 1
3.708 | 54.0924 | 1
3.8882 | -2.2139 | 1
11.9178 | 16.092 | 1
2.3907 | 32.5565 | 1
10.4196 | 24.9136 | 1
48.1413 | -17.878 | 1
45.3021 | -12.8574 | 1
85.8436 | 7.4223 | 1
74.9022 | 44.0338 | 1
25.4295 | 17.4505 | 1
47.3815 | -12.1648 | 1
67.548 | -5.9769 | 1
5.0274 | 66.7167 | 1
13.1107 | 6.1031 | 1
55.9982 | 0.63224 | 1
82.4586 | 17.9936 | 1
15.0184 | -9.1234 | 1
88.6846 | -0.57175 | 1
51.4369 | 33.2884 | 1
92.7871 | 15.8401 | 1
51.6709 | -6.5958 | 1
0.91892 | 36.0814 | 1
93.2563 | 62.2708 | 1
62.3285 | 41.2127 | 1
78.9316 | -3.788 | 1
61.4344 | 9.1676 | 1
98.0252 | -1.1881 | 1
73.1851 | 16.3696 | 1
94.3551 | -23.9214 | 1
49.4765 | 50.5155 | 1
64.1211 | -21.3636 | 1
40.3044 | -19.7399 | 1
95.4633 | 35.1427 | 1
46.9772 | -25.0512 | 1
100.4753 | 50.6856 | 1
57.664 | 11.3005 | 1
63.6256 | 16.6455 | 1
56.8875 | 26.9393 | 1
52.5608 | 13.8372 | 1
70.7023 | 62.3266 | 1
67.1704 | 33.1682 | 1
9.7996 | 63.5528 | 1
31.1152 | 63.8289 | 1
81.9698 | 62.0164 | 1
79.9284 | 5.7084 | 1
81.0903 | 1.4415 | 1
39.7168 | 63.9359 | 1
38.4073 | -22.7623 | 1
52.2549 | 12.2083 | 1
18.5589 | 26.6467 | 1
72.2419 | 45.0914 | 1
99.8043 | 3.9968 | 1
95.926 | 13.1729 | 1
10.2012 | 16.2423 | 1
7.6318 | 68.2328 | 1
35.9284 | 58.8194 | 1
63.3019 | -5.2283 | 1
30.3253 | -10.8834 | 1
96.8415 | 45.216 | 1
22.9336 | 38.7109 | 1
68.811 | -28.5217 | 1
76.4187 | -6.179 | 1
73.1625 | -25.6359 | 1
23.3173 | 19.9235 | 1
61.5938 | 7.3079 | 1
88.3199 | -0.33462 | 1
62.4846 | 6.7172 | 1
68.5515 | 23.463 | 1
75.9017 | 10.2086 | 1
58.4265 | 22.3561 | 1
15.1313 | -22.4863 | 1
80.0953 | 16.4606 | 1
46.4875 | -27.341 | 1
5.1419 | 17.6978 | 1
24.9442 | 25.0775 | 1
67.0664 | 37.727 | 1
34.8414 | 58.77 | 1
78.6024 | -8.1532 | 1
63.7814 | 7.9621 | 1
31.4787 | 40.838 | 1
32.2447 | 46.957 | 1
98.4878 | 27.392 | 1
44.6459 | 61.6295 | 1
0.94071 | 3.5549 | 1
45.5003 | 25.4506 | 1
27.0165 | -29.3339 | 1
85.2184 | -14.3416 | 1
47.9792 | 55.6215 | 1
12.7449 | 66.0057 | 1
37.8913 | 26.0883 | 1
40.6881 | 9.1519 | 1
3.1968 | -5.8941 | 1
66.2863 | 21.0742 | 1
87.3496 | -1.4302 | 1
68.5712 | 3.3144 | 1
63.714 | 69.6129 | 1
5.6681 | 2.8273 | 1
21.6233 | -27.9939 | 1
38.563 | -7.0551 | 1
19.7759 | -28.4742 | 1
10.1673 | 43.2482 | 1
37.5065 | 51.541 | 1
93.1464 | -21.6913 | 1
4.1129 | 16.4078 | 1
20.1687 | 63.2854 | 1
50.7617 | 48.1214 | 1
29.3869 | -13.5547 | 1
57.7452 | 32.4876 | 1
65.9435 | 12.8704 | 1
97.8651 | 67.2025 | 1
86.9458 | 53.8445 | 1
90.7019 | 61.2248 | 1
77.7796 | -25.1462 | 1
64.4091 | 15.001 | 1
71.8785 | 54.6334 | 1
63.3137 | 46.4885 | 1
43.5076 | 43.7037 | 1
29.3698 | 35.7096 | 1
62.9893 | 60.3397 | 1
97.8691 | 25.2289 | 1
18.4604 | 31.1983 | 1
15.935 | 19.5327 | 1
76.3869 | 5.3634 | 1
82.0746 | -23.3088 | 1
68.5514 | -2.3632 | 1
54.802 | -24.122 | 1
100.0776 | 31.0196 | 1
46.0472 | -28.7305 | 1
78.7645 | 3.532 | 1
95.5692 | 54.4022 | 1
70.1884 | -8.0001 | 1
37.2615 | 7.4999 | 1
51.6422 | 4.7149 | 1
25.2203 | 48.2315 | 1
7.2155 | -22.8467 | 1
96.4768 | 67.6089 | 1
13.9079 | 55.7574 | 1
85.5764 | 32.5855 | 1
50.5947 | -14.4801 | 1
21.3163 | 7.5693 | 1
53.1747 | -19.922 | 1
20.3247 | -20.549 | 1
46.3483 | 37.977 | 1
100.2015 | -14.4304 | 1
89.0336 | 15.4418 | 1
20.2361 | 65.3689 | 1
52.8311 | 43.3484 | 1
9.5469 | -5.0047 | 1
56.7061 | 20.8728 | 1
23.3573 | 13.5894 | 1
76.499 | 58.2233 | 1
76.5927 | 10.1746 | 1
86.8071 | -14.5306 | 1
54.8633 | 69.8809 | 1
76.5991 | -28.7054 | 1
92.8523 | -5.8944 | 1
92.6043 | 57.6376 | 1
60.9729 | -25.9592 | 1
43.6056 | -12.6353 | 1
29.2618 | 0.30874 | 1
73.5822 | -21.5137 | 1
25.0088 | -23.171 | 1
14.2594 | -16.3589 | 1
54.25 | 28.7338 | 1
79.8624 | 16.7504 | 1
35.8515 | 60.3969 | 1
74.4023 | -22.4856 | 1
66.0458 | 41.54 | 1
46.6916 | -11.1635 | 1
14.3888 | 68.157 | 1
12.4277 | 28.6089 | 1
76.6225 | 65.0854 | 1
35.1039 | -25.6976 | 1
50.1291 | -27.9221 | 1
78.265 | 51.7968 | 1
66.7315 | 57.4639 | 1
18.3175 | 64.5372 | 1
63.9776 | 68.7279 | 1
26.8939 | -12.9644 | 1
10.2047 | 47.5081 | 1
88.1827 | -27.5934 | 1
16.5265 | 51.0275 | 1
100.4654 | 50.1285 | 1
64.2129 | 27.4069 | 1
0.87742 | 19.7198 | 1
56.7583 | -10.3798 | 1
7.7332 | 14.7484 | 1
1.1091 | -29.9455 | 1
89.2982 | 29.7821 | 1
77.1852 | 22.8107 | 1
34.434 | -20.3282 | 1
37.3499 | -10.3299 | 1
64.3266 | 28.0672 | 1
63.7698 | 53.7554 | 1
9.0991 | -13.9953 | 1
38.1343 | -27.5605 | 1
14.6185 | 50.9113 | 1
74.1242 | -28.8788 | 1
41.9916 | -10.3653 | 1
85.3765 | 49.3072 | 1
88.6633 | 6.0734 | 1
99.5551 | 23.1838 | 1
97.571 | 8.0993 | 1
76.9954 | 38.7287 | 1
19.4095 | 40.8503 | 1
62.6479 | 25.9248 | 1
89.8947 | 23.118 | 1
3.9381 | 54.5389 | 1
30.2408 | 53.235 | 1
22.7888 | 46.9077 | 1
17.3137 | 43.6749 | 1
23.4415 | 18.2536 | 1
35.0516 | 62.5563 | 1
51.8486 | 28.2739 | 1
69.892 | 25.9162 | 1
21.3525 | 68.4231 | 1
15.6094 | -25.6441 | 1
39.9559 | -0.25709 | 1
97.611 | 21.7459 | 1
27.665 | 49.1874 | 1
56.0911 | -18.5337 | 1
30.8647 | 22.7956 | 1
84.0077 | -19.1444 | 1
43.4009 | 69.4369 | 1
6.9091 | 45.553 | 1
19.5263 | 42.6685 | 1
32.3384 | 1.8105 | 1
100.253 | -28.9611 | 1
45.2277 | 25.719 | 1
70.2587 | 68.9788 | 1
63.7743 | 43.2525 | 1
20.0793 | 3.4767 | 1
13.6375 | 29.1086 | 1
84.7675 | 41.2405 | 1
79.9709 | 25.7524 | 1
25.4331 | 5.7227 | 1
80.6037 | 32.5018 | 1
94.1169 | 63.4851 | 1
25.7354 | -29.9919 | 1
33.858 | -28.6912 | 1
45.6691 | 45.8976 | 1
63.9374 | -25.9256 | 1
19.9859 | 31.9681 | 1
39.3935 | 15.9488 | 1
25.888 | -4.9564 | 1
45.7363 | 66.3818 | 1
8.2995 | -27.9359 | 1
77.7085 | 68.7067 | 1
79.3793 | 62.9298 | 1
50.7966 | 18.2251 | 1
59.0193 | 45.975 | 1
79.0108 | 53.1989 | 1
26.2227 | 68.9536 | 1
40.524 | -13.0905 | 1
51.5619 | -9.2375 | 1
83.6396 | 35.7089 | 1
34.7654 | 31.523 | 1
35.1302 | 2.2327 | 1
100.3286 | 25.304 | 1
89.9733 | 1.2603 | 1
35.7067 | 68.2662 | 1
14.2282 | 54.9222 | 1
36.895 | -18.2184 | 1
2.1704 | -0.85097 | 1
78.1978 | -24.1367 | 1
87.9219 | 10.1409 | 1
55.9504 | 24.9819 | 1
85.283 | 40.1077 | 1
100.6372 | -0.86768 | 1
42.2659 | 49.8213 | 1
73.9284 | 0.060247 | 1
28.793 | 22.2262 | 1
76.7031 | -0.61185 | 1
34.9682 | 6.6186 | 1
50.0228 | 64.4255 | 1
9.5676 | 62.1005 | 1
90.5746 | 10.7619 | 1
39.5755 | 35.6557 | 1
59.449 | 63.0651 | 1
58.8671 | 26.5407 | 1
99.556 | 65.9886 | 1
12.4656 | -17.4976 | 1
16.4449 | 15.2626 | 1
22.0252 | -16.862 | 1
74.9151 | 15.9358 | 1
81.5596 | 36.284 | 1
13.5983 | 38.8408 | 1
54.5093 | -3.0765 | 1
45.3885 | 40.0711 | 1
81.4435 | -2.4697 | 1
23.7388 | 33.673 | 1
11.8652 | -2.2304 | 1
76.8964 | -15.214 | 1
77.0167 | 54.1248 | 1
12.2206 | 64.0159 | 1
17.8167 | -27.4926 | 1
92.6964 | 52.4554 | 1
21.1622 | 4.6935 | 1
13.9407 | -18.0914 | 1
51.3074 | 17.6535 | 1
98.6263 | -19.0754 | 1
15.2864 | 13.9568 | 1
25.5203 | 36.8528 | 1
56.4683 | -21.4243 | 1
42.2148 | -15.4289 | 1
29.7881 | 42.6739 | 1
29.6115 | 55.5538 | 1
12.1605 | 36.5867 | 1
5.1514 | -6.2322 | 1
24.9986 | 65.0889 | 1
59.6726 | 30.76 | 1
17.2894 | -13.613 | 1
96.8369 | 69.8387 | 1
43.8156 | 16.2285 | 1
20.7883 | 4.6352 | 1
17.9011 | 36.3696 | 1
88.936 | 48.7033 | 1
47.1724 | -13.8252 | 1
15.5767 | 0.95897 | 1
90.6681 | 49.9113 | 1
54.7743 | 45.882 | 1
3.5641 | 0.49577 | 1
88.0372 | 9.422 | 1
3.6995 | 27.0641 | 1
48.3318 | 64.9599 | 1
100.4171 | 49.7812 | 1
5.8243 | 63.1182 | 1
99.803 | 66.5941 | 1
49.7713 | 60.8415 | 1
3.3057 | 33.103 | 1
24.0148 | 44.9203 | 1
57.8203 | 37.6077 | 1
91.7508 | -15.4335 | 1
83.6173 | 16.7177 | 1
80.7981 | -11.1327 | 1
5.7154 | -16.1929 | 1
93.4779 | -7.8069 | 1
85.387 | -22.8892 | 1
9.892 | 8.1073 | 1
2.5823 | 59.8644 | 1
45.862 | 12.7094 | 1
50.8902 | -25.3419 | 1
14.9065 | 43.0452 | 1
26.9014 | 18.0301 | 1
7.3024 | 46.5226 | 1
93.4597 | 63.6473 | 1
26.0775 | -12.651 | 1
37.9242 | 42.6916 | 1
12.2731 | 42.9248 | 1
43.3394 | 24.9001 | 1
69.5266 | 47.8418 | 1
56.0642 | 61.708 | 1
7.7511 | 43.1322 | 1
14.5096 | 38.3176 | 1
20.3279 | 11.8308 | 1
93.0692 | 23.463 | 1
21.1469 | -5.4737 | 1
44.7957 | 5.0765 | 1
92.2921 | 5.7277 | 1
14.133 | -16.2114 | 1
45.806 | 22.8288 | 1
61.8256 | -9.1326 | 1
18.1702 | 4.281 | 1
88.7207 | 61.4807 | 1
68.4415 | 53.5929 | 1
61.7316 | -5.5524 | 1
28.8444 | -23.8486 | 1
31.0072 | -26.8766 | 1
25.6352 | 44.9676 | 1
34.0523 | 55.5744 | 1
5.3351 | 61.5867 | 1
46.5199 | 17.1515 | 1
79.6586 | 24.1268 | 1
34.8144 | 20.8179 | 1
85.7756 | 10.1475 | 1
91.5998 | 44.0429 | 1
13.4513 | 62.9816 | 1
92.1984 | 49.7605 | 1
41.5715 | 11.9255 | 1
57.5241 | 45.8144 | 1
19.3426 | -4.8241 | 1
42.5537 | 61.2947 | 1
84.8192 | -0.15664 | 1
92.9558 | -27.597 | 1
80.2096 | 7.1588 | 1
100.0292 | -28.562 | 1
77.2643 | -6.1836 | 1
87.7148 | -15.7655 | 1
67.0724 | -16.25 | 1
70.6163 | 2.1489 | 1
60.8734 | 17.8524 | 1
63.5045 | -2.4818 | 1
46.6877 | 26.2758 | 1
35.0835 | 37.4733 | 1
1.7297 | 21.3719 | 1
27.1005 | -14.2018 | 1
5.2581 | -3.6559 | 1
36.6305 | 4.6664 | 1
58.4456 | 41.2417 | 1
62.8387 | 7.2427 | 1
39.6594 | 43.8641 | 1
4.8995 | 32.4196 | 1
97.5724 | 31.5669 | 1
79.0043 | 59.2405 | 1
84.8855 | 16.7403 | 1
2.6569 | -12.9047 | 1
96.3109 | 66.6311 | 1
74.7511 | -16.9151 | 1
46.4682 | 59.2997 | 1
17.0434 | 34.3773 | 1
2.8525 | 8.6156 | 1
34.3012 | 21.884 | 1
21.8121 | -1.0703 | 1
94.3746 | -11.8861 | 1
57.2081 | 4.0671 | 1
33.6016 | 15.6799 | 1
14.5205 | 43.5924 | 1
81.9523 | 40.2706 | 1
25.2424 | 50.335 | 1
14.1624 | -2.273 | 1
39.0963 | 30.3639 | 1
46.1636 | -2.6733 | 1
46.8463 | 14.8831 | 1
47.2612 | 54.9085 | 1
58.5475 | 27.409 | 1
32.742 | 58.626 | 1
51.9599 | -18.6333 | 1
1.38 | 28.2351 | 1
36.5448 | -29.0553 | 1
58.6223 | -17.7342 | 1
81.2018 | 48.7278 | 1
4.0167 | 54.8897 | 1
16.8463 | -9.8557 | 1
52.7162 | 17.1665 | 1
64.0729 | -16.8657 | 1
12.9852 | -6.8445 | 1
96.3223 | -12.9323 | 1
7.6478 | 1.9373 | 1
15.898 | -24.0925 | 1
90.8296 | 45.7584 | 1
75.1674 | 12.1763 | 1
45.3776 | -18.6629 | 1
11.3381 | 30.4573 | 1
69.0363 | 29.373 | 1
54.4895 | 2.3802 | 1
66.2753 | 2.4477 | 1
46.8611 | 62.0152 | 1
49.7388 | 59.0718 | 1
32.0521 | -16.4888 | 1
65.1028 | 53.1513 | 1
79.3276 | 41.4902 | 1
63.8748 | 17.9191 | 1
72.3392 | 3.214 | 1
44.3649 | -12.6404 | 1
90.2019 | -10.6247 | 1
55.9989 | 35.1513 | 1
77.6685 | -18.3543 | 1
17.0605 | 36.8118 | 1
54.0494 | 62.6141 | 1
68.4094 | -16.5867 | 1
99.2517 | 32.3272 | 1
54.7342 | -21.6632 | 1
90.5388 | 35.9635 | 1
20.656 | -3.7881 | 1
96.0428 | 14.1863 | 1
48.2283 | 54.3175 | 1
96.4732 | 25.78 | 1
9.098 | -17.5266 | 1
40.8357 | 51.3139 | 1
42.1303 | 2.7515 | 1
8.5166 | 29.908 | 1
42.3981 | 57.8505 | 1
39.7317 | 44.9966 | 1
38.0116 | -12.3159 | 1
84.3097 | 66.731 | 1
61.5841 | 32.9517 | 1
71.0431 | 27.8066 | 1
98.9513 | -6.6398 | 1
72.7709 | 42.4502 | 1
67.2904 | 55.4938 | 1
89.6159 | 22.4926 | 1
27.6402 | -22.6785 | 1
6.3935 | 8.4143 | 1
96.256 | 41.0096 | 1
9.9755 | 65.2283 | 1
30.5394 | 67.2734 | 1
36.5928 | -17.1338 | 1
42.0122 | 53.8528 | 1
78.4524 | 40.4035 | 1
18.1452 | 49.5735 | 1
8.6477 | 22.2258 | 1
42.4205 | -13.7404 | 1
30.6799 | 27.5647 | 1
51.8378 | 19.5256 | 1
38.7356 | 49.3342 | 1
19.6414 | -20.3021 | 1
48.3761 | 18.5219 | 1
9.8024 | 60.8699 | 1
77.8768 | -17.5731 | 1
39.7723 | 52.3403 | 1
83.8716 | 27.1445 | 1
30.8094 | 61.4959 | 1
30.5684 | -0.64812 | 1
100.1477 | 59.7348 | 1
26.3677 | -29.6402 | 1
17.6907 | -18.7111 | 1
56.6584 | -25.0158 | 1
4.644 | -8.6811 | 1
97.4925 | 29.4393 | 1
3.4797 | 2.7186 | 1
75.5459 | 46.5569 | 1
84.7017 | 23.9546 | 1
37.9684 | 8.1632 | 1
59.2216 | 59.6652 | 1
9.8855 | 8.3972 | 1
26.218 | 37.1644 | 1
38.5451 | -29.7165 | 1
45.9869 | -25.271 | 1
3.1003 | -9.8279 | 1
99.3972 | -6.1812 | 1
35.4727 | 32.0255 | 1
7.041 | -10.4515 | 1
88.7853 | 9.189 | 1
35.2833 | 61.7549 | 1
21.9371 | 65.5096 | 1
27.2605 | 61.2996 | 1
33.6416 | 50.548 | 1
27.0109 | 68.4674 | 1
42.2614 | -0.1788 | 1
53.7403 | 60.036 | 1
82.4132 | 7.9709 | 1
52.6889 | 60.8357 | 1
65.498 | 3.137 | 1
71.3641 | -2.4788 | 1
72.9931 | 57.6635 | 1
87.2341 | 32.7004 | 1
13.888 | 44.8497 | 1
5.9228 | 21.2718 | 1
15.3451 | 52.9752 | 1
41.0336 | 58.1466 | 1
44.3505 | 13.4058 | 1
14.1002 | 41.2888 | 1
20.9741 | -21.4951 | 1
32.5085 | 35.4961 | 1
94.1432 | 26.7588 | 1
74.7558 | -23.0681 | 1
98.4409 | -12.7999 | 1
26.3044 | -12.7046 | 1
84.1406 | -28.9842 | 1
0.29187 | 65.0829 | 1
48.8821 | 26.8815 | 1
75.9133 | -19.3562 | 1
21.6537 | 1.4716 | 1
80.9454 | 27.6992 | 1
63.0457 | 60.4877 | 1
53.1865 | 40.3435 | 1
11.0074 | 53.2526 | 1
86.6674 | 61.3467 | 1
90.3814 | -12.2546 | 1
79.3247 | 22.6938 | 1
36.0165 | -6.9149 | 1
25.2405 | -7.1045 | 1
60.2839 | 36.97 | 1
81.6633 | 14.3643 | 1
65.7652 | -11.0086 | 1
47.8822 | 56.6486 | 1
20.7199 | 7.1857 | 1
61.3638 | 51.0827 | 1
75.5454 | -3.3621 | 1
19.0965 | 25.4494 | 1
18.1916 | 27.0835 | 1
48.8136 | 50.4164 | 1
5.9203 | 21.1166 | 1
16.0704 | 9.5105 | 1
31.6308 | 62.994 | 1
5.8238 | 31.4479 | 1
31.3105 | -4.1067 | 1
53.162 | 15.2043 | 1
51.8067 | -21.4559 | 1
89.3952 | 34.772 | 1
23.6031 | 57.2233 | 1
3.2076 | 23.7399 | 1
59.6653 | 0.93064 | 1
27.124 | 21.3627 | 1
86.3006 | 2.3449 | 1
15.0176 | -16.1706 | 1
57.4892 | 67.096 | 1
66.2216 | -22.6511 | 1
90.0082 | -4.5957 | 1
62.5457 | -7.4467 | 1
42.4631 | 60.4632 | 1
0.62831 | 29.4465 | 1
38.1015 | -27.7424 | 1
52.5601 | -20.9091 | 1
90.0303 | 29.2808 | 1
7.8726 | 24.1721 | 1
58.7251 | 67.3372 | 1
15.2433 | -15.1174 | 1
35.8982 | -9.4107 | 1
26.3268 | -12.095 | 1
37.7629 | -21.5335 | 1
63.4248 | 43.2745 | 1
21.698 | 36.5732 | 1
79.3267 | -1.0877 | 1
17.1465 | -7.2503 | 1
33.4393 | -29.4155 | 1
35.5973 | 51.7268 | 1
81.606 | -8.6338 | 1
83.7071 | 66.7155 | 1
27.4355 | 48.3795 | 1
0.020625 | -13.0533 | 1
38.6378 | 2.7101 | 1
84.4137 | 50.7954 | 1
73.5891 | 37.4898 | 1
48.0368 | 31.7794 | 1
60.2741 | 17.7567 | 1
73.8049 | 60.5538 | 1
95.7689 | 59.5398 | 1
91.6711 | -2.7136 | 1
97.9039 | 60.9054 | 1
13.3633 | -3.3444 | 1
96.6829 | 4.9003 | 1
58.4362 | 58.0649 | 1
72.0974 | 11.0832 | 1
3.1819 | -20.5604 | 1
70.683 | 14.6804 | 1
55.3661 | 63.4894 | 1
28.5456 | 53.188 | 1
61.3671 | 61.4599 | 1
92.439 | -28.9292 | 1
26.2072 | 14.8044 | 1
94.5223 | 16.6714 | 1
28.7605 | 32.0677 | 1
77.166 | 38.7459 | 1
68.158 | 31.8031 | 1
30.2362 | 54.3038 | 1
61.0879 | 38.8373 | 1
0.88606 | -5.8827 | 1
23.0433 | 49.3502 | 1
32.9797 | -11.2706 | 1
100.3822 | -20.1695 | 1
79.9389 | 15.4473 | 1
44.6185 | 44.6576 | 1
2.7124 | -29.12 | 1
97.6091 | 37.7107 | 1
24.3993 | 56.9825 | 1
54.3288 | -0.64484 | 1
12.511 | 67.5519 | 1
21.3007 | -1.2488 | 1
93.7898 | -12.6627 | 1
13.4094 | 2.5064 | 1
42.3447 | -19.2028 | 1
14.4716 | -21.9258 | 1
51.7392 | 24.5015 | 1
57.0165 | 29.222 | 1
23.8305 | 48.8617 | 1
47.1388 | 3.0819 | 1
86.1962 | 32.5895 | 1
17.7509 | 50.0837 | 1
11.3305 | 9.4988 | 1
68.6701 | -27.9577 | 1
25.2017 | 45.8786 | 1
14.6667 | 17.5563 | 1
82.6357 | 19.6605 | 1
58.6139 | -21.2521 | 1
10.5128 | 2.5539 | 1
52.0776 | 6.0824 | 1
78.9737 | -10.5703 | 1
12.0653 | -15.2044 | 1
58.6054 | -5.2576 | 1
11.5601 | -7.0434 | 1
62.8248 | 64.4804 | 1
51.5135 | 29.7388 | 1
20.6656 | 4.5729 | 1
31.0356 | -18.0144 | 1
64.9877 | 13.4184 | 1
18.4728 | 5.6356 | 1
0.26552 | -11.6195 | 1
35.6155 | 49.673 | 1
30.4363 | 10.5194 | 1
42.5703 | 69.4481 | 1
70.3355 | 10.2947 | 1
12.8733 | 34.0736 | 1
66.6805 | -19.8404 | 1
7.4918 | 41.8221 | 1
54.9349 | 18.6043 | 1
72.2729 | 42.3403 | 1
0.82341 | 39.8082 | 1
71.087 | 28.5371 | 1
42.5842 | 59.5919 | 1
63.8115 | -6.7823 | 1
51.0089 | 30.7316 | 1
96.6942 | 62.2975 | 1
61.6386 | 35.7312 | 1
45.3266 | 21.453 | 1
28.7915 | 26.1424 | 1
62.5165 | 9.5418 | 1
35.3995 | 35.3471 | 1
87.2398 | -7.7901 | 1
34.2354 | -27.2097 | 1
76.7169 | 57.2984 | 1
18.7549 | 44.8038 | 1
14.1402 | 60.8299 | 1
62.1913 | -24.7945 | 1
95.0262 | 29.1767 | 1
17.473 | 22.9761 | 1
58.8799 | 53.3206 | 1
6.2393 | 32.7771 | 1
2.0284 | -24.0553 | 1
96.0067 | 4.3514 | 1
58.1115 | 49.9983 | 1
74.8061 | 19.6751 | 1
48.7591 | 23.7021 | 1
38.2964 | 46.2804 | 1
39.7986 | 27.1787 | 1
63.5567 | 18.8146 | 1
29.9163 | 65.9419 | 1
49.6752 | 16.2458 | 1
8.642 | -7.4247 | 1
100.1121 | 5.4778 | 1
93.8678 | 18.0141 | 1
11.204 | 17.1823 | 1
83.0412 | 1.5163 | 1
27.8441 | 11.195 | 1
15.9346 | 30.8103 | 1
26.8578 | -0.56423 | 1
3.0613 | 46.5838 | 1
54.2496 | 32.1348 | 1
83.8924 | 68.449 | 1
40.4234 | 45.52 | 1
33.002 | -4.2467 | 1
0.3628 | 6.602 | 1
15.9778 | 0.038282 | 1
0.027865 | 14.4028 | 1
99.9431 | -23.0206 | 1
70.9155 | -25.437 | 1
42.0025 | 37.9613 | 1
63.3994 | 36.677 | 1
76.4803 | -27.193 | 1
28.0965 | 23.1633 | 1
27.9075 | -3.3629 | 1
88.3579 | -7.1398 | 1
24.5636 | 23.6995 | 1
83.6387 | 31.9037 | 1
81.8611 | 47.5955 | 1
18.7025 | -12.1253 | 1
93.9909 | 50.9576 | 1
96.9704 | 25.0097 | 1
10.9691 | 23.5235 | 1
30.4263 | 44.1105 | 1
36.8913 | -21.3268 | 1
21.9278 | 41.6546 | 1
100.2312 | 27.833 | 1
4.0599 | -0.40091 | 1
76.8007 | 48.8324 | 1
50.547 | -28.5957 | 1
56.5207 | 1.4498 | 1
22.2575 | 45.2311 | 1
37.563 | 40.5834 | 1
31.7555 | -17.7635 | 1
96.8734 | 4.3826 | 1
69.8296 | 20.1683 | 1
95.6674 | -24.7077 | 1
16.8594 | 11.3987 | 1
33.7173 | 50.6988 | 1
98.7269 | -15.8688 | 1
51.2283 | -15.5241 | 1
28.3128 | 49.7697 | 1
93.1497 | 54.0014 | 1
61.0896 | 19.3285 | 1
46.9495 | 39.1429 | 1
76.6865 | 24.3739 | 1
94.2681 | -29.1925 | 1
90.0172 | -14.8049 | 1
50.8381 | 43.7477 | 1
20.7545 | 1.4788 | 1
56.7935 | 62.9315 | 1
76.1543 | 54.5705 | 1
40.2229 | 40.3252 | 1
39.1621 | 8.3911 | 1
63.3323 | 27.023 | 1
27.2386 | -25.5307 | 1
32.923 | -1.6946 | 1
5.7701 | -16.6759 | 1
81.0398 | 44.1554 | 1
22.5777 | 26.8899 | 1
4.4495 | 6.6601 | 1
72.9137 | -6.0441 | 1
97.9794 | 31.7377 | 1
81.6984 | 61.3039 | 1
28.4733 | 35.3595 | 1
92.3052 | 14.3176 | 1
25.4996 | 27.8571 | 1
11.8873 | 12.0987 | 1
77.2151 | 37.9849 | 1
25.726 | -13.0484 | 1
20.9541 | -6.334 | 1
59.8589 | 60.2241 | 1
81.1979 | 40.9213 | 1
74.2816 | 53.8183 | 1
78.7139 | -20.335 | 1
22.5536 | -5.4299 | 1
87.921 | -10.8016 | 1
4.5665 | 54.9759 | 1
72.2886 | 13.9286 | 1
76.0371 | 55.4545 | 1
13.2072 | 58.0757 | 1
75.9378 | -11.1243 | 1
31.4548 | 13.679 | 1
36.4793 | 48.6031 | 1
46.1431 | -23.5889 | 1
5.0775 | 53.5942 | 1
64.0392 | 37.5176 | 1
38.4265 | -21.6475 | 1
17.387 | -10.5833 | 1
59.6399 | 8.3552 | 1
14.9567 | 63.1716 | 1
76.5994 | -18.4713 | 1
87.093 | 20.0039 | 1
57.322 | 11.686 | 1
12.0205 | 54.2667 | 1
83.3434 | 46.7765 | 1
77.208 | 55.6232 | 1
42.3199 | 64.2062 | 1
17.7979 | 51.654 | 1
16.3772 | 27.3901 | 1
59.1617 | 25.9044 | 1
24.7112 | 37.2231 | 1
85.654 | 14.7914 | 1
58.7774 | 3.711 | 1
5.3297 | 24.0183 | 1
55.6482 | 49.3509 | 1
26.0994 | -7.5119 | 1
7.8331 | 66.7264 | 1
23.2481 | 69.7301 | 1
91.8772 | 26.6776 | 1
13.9561 | 17.2114 | 1
71.1729 | -2.7601 | 1
68.1646 | 23.2772 | 1
87.849 | -14.2473 | 1
31.3261 | 32.1411 | 1
60.7152 | 32.3599 | 1
15.6616 | 65.245 | 1
8.0395 | 45.2148 | 1
9.3684 | 15.5034 | 1
44.815 | 36.1296 | 1
49.4174 | 40.3827 | 1
77.4801 | -22.7872 | 1
75.7704 | 4.0184 | 1
55.4986 | -24.3927 | 1
42.8961 | 45.9979 | 1
88.2826 | -29.7078 | 1
15.6004 | -27.3418 | 1
79.227 | 31.2331 | 1
87.0987 | 50.5573 | 1
69.5632 | -13.2021 | 1
37.8798 | 34.4993 | 1
0.70892 | 50.9702 | 1
15.9198 | 62.2786 | 1
73.2825 | -7.9455 | 1
85.6351 | 38.6204 | 1
57.2622 | 13.6671 | 1
7.6591 | 0.44735 | 1
1.6745 | -21.7681 | 1
33.0747 | -0.22999 | 1
68.5998 | 56.2632 | 1
78.6314 | 14.8634 | 1
88.9709 | 1.033 | 1
53.3783 | 67.0389 | 1
89.4888 | 58.389 | 1
66.4386 | 67.6379 | 1
64.1568 | 6.3211 | 1
12.1012 | 50.6972 | 1
41.9972 | -19.4762 | 1
37.255 | 21.8719 | 1
35.7779 | 5.1746 | 1
64.5952 | 43.5584 | 1
53.59 | -4.9489 | 1
11.5859 | 51.3 | 1
76.8806 | 60.5396 | 1
36.8747 | 34.3593 | 1
88.7318 | 14.7587 | 1
32.2233 | 41.4006 | 1
81.6597 | 31.1221 | 1
63.7193 | -18.8918 | 1
81.6566 | 1.9611 | 1
78.3207 | 0.53032 | 1
39.5189 | -0.25949 | 1
51.4213 | 6.6975 | 1
34.1006 | 35.5118 | 1
73.9114 | 48.8612 | 1
33.4576 | -15.7394 | 1
61.8899 | -8.7057 | 1
10.1235 | 48.5924 | 1
74.4916 | 26.2514 | 1
12.4786 | 6.4322 | 1
83.8288 | 52.3379 | 1
3.4393 | -16.6624 | 1
44.3337 | -18.919 | 1
24.805 | -28.3423 | 1
41.5728 | 67.4045 | 1
72.9074 | 23.2845 | 1
60.8408 | -3.4495 | 1
55.7218 | -0.93542 | 1
8.6577 | 12.2581 | 1
48.6329 | 9.8748 | 1
52.2731 | 1.1974 | 1
24.2965 | -9.5019 | 1
95.913 | 69.1133 | 1
53.7205 | 17.4707 | 1
22.3311 | 49.2412 | 1
100.1978 | -12.0605 | 1
40.8116 | 34.7008 | 1
29.8756 | -6.6788 | 1
59.8032 | 45.6229 | 1
99.6257 | 44.5919 | 1
5.5896 | 12.0553 | 1
5.1813 | 63.9667 | 1
17.531 | -9.6469 | 1
40.3653 | 6.0443 | 1
51.2194 | 18.1242 | 1
78.4584 | 28.3619 | 1
100.3347 | 34.8883 | 1
59.4253 | 65.9258 | 1
36.4702 | -9.3063 | 1
51.7101 | -21.7645 | 1
42.8957 | -29.9919 | 1
80.2665 | 27.2499 | 1
2.2946 | 52.4677 | 1
68.6343 | 3.9999 | 1
14.035 | -14.0997 | 1
73.4502 | 62.6186 | 1
29.3068 | 68.9822 | 1
51.8385 | 32.4151 | 1
92.8186 | 65.8048 | 1
87.0675 | 22.6206 | 1
35.2666 | 20.9475 | 1
53.5229 | 16.5707 | 1
64.4818 | -10.8872 | 1
74.238 | -16.9186 | 1
48.6484 | 67.7613 | 1
8.3058 | 35.8343 | 1
97.6194 | -23.6158 | 1
6.3058 | 60.6313 | 1
30.5225 | -5.2327 | 1
97.8399 | 0.10541 | 1
72.4945 | 67.7182 | 1
4.8807 | -24.691 | 1
91.9186 | 12.6103 | 1
56.1147 | -19.0797 | 1
14.8914 | 34.6018 | 1
86.9874 | -4.6752 | 1
39.315 | 38.2618 | 1
6.8679 | -14.4433 | 1
54.3924 | -19.1367 | 1
45.9961 | 54.0788 | 1
54.3733 | -20.5929 | 1
92.2362 | -12.9487 | 1
12.2233 | 14.0317 | 1
96.6254 | 56.2859 | 1
85.6867 | 26.4559 | 1
66.5892 | -5.4737 | 1
17.3797 | 17.7359 | 1
56.7459 | 14.4113 | 1
84.2577 | -8.2098 | 1
87.8686 | 25.1556 | 1
16.6486 | 14.4691 | 1
54.204 | 67.9636 | 1
79.1563 | 50.1614 | 1
26.5619 | 31.2444 | 1
57.7412 | 25.6214 | 1
85.8598 | 6.0194 | 1
61.471 | -13.8713 | 1
6.8405 | -19.0143 | 1
21.1455 | 43.1102 | 1
32.2074 | -5.5016 | 1
60.9677 | 53.2281 | 1
10.2707 | 14.6965 | 1
38.6653 | 23.2506 | 1
18.9748 | 25.4558 | 1
12.895 | -4.2304 | 1
92.8384 | 11.4921 | 1
95.3863 | -28.6929 | 1
52.3997 | 54.9595 | 1
86.7434 | 56.824 | 1
29.2087 | -14.3997 | 1
31.8991 | 14.9279 | 1
54.7002 | -15.0996 | 1
14.2111 | -20.1646 | 1
4.0688 | -0.96481 | 1
100.7739 | 32.7999 | 1
86.8504 | 42.9924 | 1
71.8666 | 14.1097 | 1
33.1491 | 22.3712 | 1
80.9106 | -1.8165 | 1
73.8563 | 51.1963 | 1
61.5379 | -21.0589 | 1
60.7038 | -22.6865 | 1
100.229 | -28.4649 | 1
44.0046 | 44.5675 | 1
75.7394 | 21.905 | 1
43.3398 | -15.4434 | 1
7.0393 | -2.0415 | 1
86.2941 | 54.6274 | 1
90.0662 | -6.5095 | 1
88.4266 | 6.9749 | 1
12.3063 | 57.7315 | 1
75.8814 | -13.9547 | 1
21.7893 | 14.8731 | 1
88.4905 | 63.7333 | 1
69.9663 | 49.5203 | 1
0.05284 | 55.8247 | 1
61.978 | -21.6575 | 1
88.9904 | 38.4707 | 1
8.1678 | -25.2487 | 1
88.2427 | -15.6082 | 1
2.9333 | 48.8373 | 1
59.464 | 25.7726 | 1
5.9414 | 69.4536 | 1
63.0737 | 48.983 | 1
34.4838 | -20.1055 | 1
83.4011 | -27.5932 | 1
34.5598 | 69.083 | 1
88.599 | -28.568 | 1
27.4954 | 6.7118 | 1
49.7057 | -12.409 | 1
31.5972 | 12.4031 | 1
64.6989 | 32.4545 | 1
67.4089 | 66.0026 | 1
43.2665 | -25.1187 | 1
10.4509 | -16.2364 | 1
83.5013 | 11.6337 | 1
6.7348 | 4.6224 | 1
65.1723 | -5.2142 | 1
40.8543 | 5.7032 | 1
53.4137 | 17.713 | 1
17.9136 | 18.5397 | 1
14.9432 | 64.6023 | 1
96.5099 | -16.545 | 1
63.5341 | 1.2276 | 1
98.7476 | 6.1793 | 1
10.7392 | 58.8655 | 1
16.0072 | 61.3699 | 1
35.4328 | 48.5182 | 1
35.4018 | 13.5923 | 1
13.0387 | 68.3869 | 1
59.169 | 2.1905 | 1
54.6717 | 57.4542 | 1
29.6967 | -3.3702 | 1
16.344 | -13.7468 | 1
34.2657 | 63.5292 | 1
81.0263 | 43.8368 | 1
85.4796 | -29.2605 | 1
92.9099 | 38.6043 | 1
82.0271 | 20.7054 | 1
77.4194 | 6.5262 | 1
70.1825 | 59.3793 | 1
64.4629 | -3.3832 | 1
1.6123 | -13.8605 | 1
80.7336 | 50.3769 | 1
92.8669 | 24.0044 | 1
60.8793 | 33.1513 | 1
100.1761 | 16.7305 | 1
44.8047 | 17.0528 | 1
58.7239 | 29.9061 | 1
29.8615 | -5.6972 | 1
35.2785 | -9.9898 | 1
59.1691 | 12.7612 | 1
58.0992 | 61.556 | 1
91.7188 | 2.5008 | 1
50.1107 | 1.8666 | 1
11.8851 | 48.7862 | 1
44.5294 | -20.5288 | 1
53.3057 | 37.098 | 1
97.8544 | 4.8687 | 1
27.7789 | 49.177 | 1
2.1233 | 33.3568 | 1
90.6868 | 61.1151 | 1
30.2185 | 59.1756 | 1
72.5699 | -10.9808 | 1
19.4893 | 3.9466 | 1
67.6528 | 8.3396 | 1
47.956 | -22.1688 | 1
94.4804 | 43.72 | 1
59.6789 | 26.4946 | 1
4.2742 | -19.5188 | 1
59.6916 | -21.5216 | 1
99.7236 | -28.5796 | 1
82.1258 | 51.1446 | 1
34.2901 | 38.5882 | 1
41.4373 | 54.747 | 1
90.5527 | 68.2449 | 1
30.7553 | -28.2549 | 1
98.5742 | -15.8283 | 1
88.2474 | 4.6613 | 1
62.2647 | 4.7084 | 1
75.5689 | 38.9173 | 1
37.4246 | 41.859 | 1
24.4078 | 19.0443 | 1
100.7076 | -20.1659 | 1
95.329 | 6.415 | 1
95.3366 | 21.5271 | 1
33.7967 | 52.61 | 1
87.1489 | -4.6894 | 1
21.0173 | -27.8835 | 1
80.0005 | -29.6685 | 1
87.8048 | -9.3416 | 1
30.9964 | -4.2554 | 1
49.545 | 59.0325 | 1
79.297 | -26.026 | 1
49.5528 | 34.8968 | 1
45.1031 | 22.2211 | 1
35.5933 | 65.8395 | 1
47.5595 | 45.5164 | 1
48.0977 | 50.008 | 1
36.9322 | -4.8086 | 1
52.0308 | 30.2953 | 1
21.5531 | -22.0705 | 1
17.9349 | -16.1121 | 1
81.0309 | 52.6123 | 1
12.9399 | 26.6211 | 1
24.4544 | 35.7329 | 1
39.2672 | 51.6628 | 1
58.4845 | 0.72562 | 1
23.8065 | 1.0711 | 1
84.4011 | 13.8336 | 1
90.6768 | 4.4253 | 1
46.0947 | 67.8068 | 1
62.0252 | 44.1413 | 1
95.189 | 57.7715 | 1
59.4216 | -28.1699 | 1
64.253 | -25.4183 | 1
21.7664 | -0.56906 | 1
8.7748 | -29.2239 | 1
84.1173 | 58.564 | 1
36.9261 | -11.4699 | 1
8.1011 | 8.4672 | 1
9.5201 | 29.1782 | 1
36.3057 | 30.221 | 1
8.1183 | 39.4118 | 1
82.3653 | 40.8972 | 1
63.5823 | 37.6951 | 1
74.2837 | 54.8265 | 1
55.2721 | 66.5898 | 1
87.4951 | 36.6632 | 1
33.2122 | 49.9761 | 1
88.5503 | 4.8515 | 1
76.5532 | 6.9822 | 1
28.4523 | 25.5272 | 1
29.4312 | 9.3043 | 1
52.8822 | 63.6401 | 1
8.5304 | 52.3466 | 1
31.8867 | 39.7699 | 1
59.9015 | -5.6919 | 1
5.306 | -9.8931 | 1
10.4079 | 28.5288 | 1
99.1206 | 36.8999 | 1
75.2572 | 38.2622 | 1
76.6569 | 29.4993 | 1
11.6136 | 6.0334 | 1
35.0083 | 47.5957 | 1
13.9606 | 44.0395 | 1
72.2273 | 36.6736 | 1
32.0068 | 41.1599 | 1
14.6958 | 35.1259 | 1
61.0231 | 11.053 | 1
46.4394 | -13.347 | 1
80.8417 | 58.536 | 1
16.6734 | 24.9248 | 1
18.5546 | 67.5108 | 1
32.3604 | 42.6834 | 1
88.3256 | -9.1502 | 1
64.7161 | -20.0487 | 1
31.9356 | 16.5918 | 1
49.7309 | 52.8574 | 1
33.6058 | 29.1737 | 1
61.9101 | 35.1182 | 1
51.3686 | 64.8721 | 1
40.3236 | -3.4097 | 1
66.5614 | 2.5455 | 1
37.2323 | 9.3223 | 1
39.8605 | 42.3647 | 1
83.8616 | 53.7788 | 1
42.1924 | -24.1886 | 1
5.6727 | -26.1746 | 1
28.7117 | 23.9 | 1
86.5466 | 30.0144 | 1
15.2677 | 20.7174 | 1
30.7346 | 53.3651 | 1
1.1437 | -20.2918 | 1
22.386 | 46.1059 | 1
40.2732 | 65.6129 | 1
18.159 | 5.2007 | 1
64.4875 | 11.5983 | 1
69.6328 | 62.7409 | 1
52.6512 | 67.3887 | 1
11.1483 | 34.0572 | 1
22.3758 | 50.2991 | 1
27.1489 | 58.9063 | 1
12.9914 | 43.2012 | 1
48.2667 | 37.9926 | 1
54.5949 | 62.799 | 1
42.3765 | 7.0467 | 1
24.8099 | -10.5472 | 1
0.93315 | 31.441 | 1
56.2726 | -6.9752 | 1
91.7731 | 35.9623 | 1
25.4166 | -17.7579 | 1
40.0553 | 26.5016 | 1
3.6024 | 6.7126 | 1
52.9152 | 54.7612 | 1
41.3405 | -17.6281 | 1
60.6647 | 30.0788 | 1
95.0331 | 56.1837 | 1
85.1618 | -28.5364 | 1
6.3837 | -2.075 | 1
16.7319 | -4.0378 | 1
44.4829 | 60.6486 | 1
53.1287 | 35.5251 | 1
18.0984 | 6.7512 | 1
20.7646 | 27.017 | 1
81.5627 | -24.8192 | 1
8.8425 | -26.8512 | 1
95.0149 | -5.6675 | 1
88.2245 | 50.8195 | 1
50.0799 | 41.9429 | 1
96.4267 | 50.7963 | 1
73.6258 | -25.778 | 1
7.9568 | -24.5145 | 1
32.1279 | -12.7747 | 1
88.9873 | 24.7097 | 1
60.9161 | -14.7238 | 1
81.6452 | 21.8087 | 1
26.584 | 14.2967 | 1
72.8996 | 1.8355 | 1
82.3401 | -21.7387 | 1
52.0564 | 32.8567 | 1
63.6545 | 15.7862 | 1
84.4105 | 20.3468 | 1
50.8315 | 53.5211 | 1
25.1322 | -19.5782 | 1
19.4342 | 20.0573 | 1
67.969 | -5.1398 | 1
78.5169 | -16.1759 | 1
94.6034 | -14.4183 | 1
17.9476 | 24.0636 | 1
78.2527 | 48.2776 | 1
49.6892 | 48.6898 | 1
30.2575 | -23.2379 | 1
0.86999 | -12.5392 | 1
15.7594 | -18.3772 | 1
86.266 | -18.1799 | 1
16.4701 | -2.46 | 1
18.4015 | 10.2016 | 1
6.1442 | 53.3404 | 1
88.1387 | -14.4919 | 1
77.6677 | -8.5316 | 1
86.0119 | 24.3593 | 1
71.7163 | 32.7183 | 1
78.4558 | 7.9087 | 1
39.2537 | 12.1576 | 1
63.8446 | 22.7362 | 1
61.099 | 55.5098 | 1
40.2241 | 37.4749 | 1
62.6 | 4.3662 | 1
68.788 | -17.7659 | 1
33.2107 | 18.0584 | 1
41.6005 | -21.4928 | 1
62.9503 | -5.038 | 1
84.7685 | 50.7742 | 1
96.3259 | 15.6396 | 1
30.961 | -23.3918 | 1
41.5694 | -22.6589 | 1
7.2129 | 54.4997 | 1
44.3428 | 26.2296 | 1
27.942 | 46.2282 | 1
9.8936 | 39.5784 | 1
97.8407 | 28.2133 | 1
41.6411 | 31.8071 | 1
61.8853 | 34.8437 | 1
64.5871 | 39.9963 | 1
64.7439 | 66.4706 | 1
52.4503 | 43.8857 | 1
45.8686 | 7.57 | 1
47.4099 | 27.1786 | 1
33.3543 | 53.842 | 1
87.6767 | 54.6246 | 1
57.4083 | -19.8744 | 1
54.3284 | 11.3277 | 1
87.5153 | 37.7987 | 1
91.0755 | 9.4429 | 1
60.4892 | -27.8084 | 1
57.6163 | 66.7115 | 1
1.9575 | 67.3791 | 1
63.1294 | 5.6726 | 1
32.5753 | 63.8192 | 1
88.1831 | 32.5221 | 1
42.6423 | -22.8418 | 1
61.7224 | 0.39666 | 1
56.3945 | 8.6369 | 1
37.5176 | -4.7554 | 1
42.3882 | 6.1805 | 1
10.1021 | 17.353 | 1
94.7099 | -1.2905 | 1
58.5082 | -11.283 | 1
64.4298 | -17.0799 | 1
32.6854 | -7.9799 | 1
61.0573 | 37.9848 | 1
6.5197 | 31.2883 | 1
43.2182 | 29.4328 | 1
26.3246 | 59.5542 | 1
7.4145 | -20.8356 | 1
85.2274 | -5.4625 | 1
42.2251 | -25.3912 | 1
31.4036 | 50.0751 | 1
39.965 | 46.5009 | 1
59.76 | -22.6356 | 1
55.2197 | -13.4712 | 1
76.4372 | 38.7989 | 1
71.6606 | 48.7552 | 1
11.769 | 32.1168 | 1
95.7916 | -6.32 | 1
80.3724 | -15.2468 | 1
48.6352 | 54.6112 | 1
79.1463 | -8.0865 | 1
69.0745 | 24.6462 | 1
61.7579 | 0.13067 | 1
4.3204 | 57.2148 | 1
17.8008 | -26.7416 | 1
3.1631 | 66.2231 | 1
5.7554 | 48.8345 | 1
58.2787 | -10.3147 | 1
6.09 | -29.1424 | 1
93.2144 | 0.044598 | 1
37.3829 | 19.8926 | 1
79.1708 | 48.5078 | 1
66.8303 | 44.6862 | 1
85.3872 | 2.3539 | 1
92.4627 | 58.4775 | 1
55.6418 | 66.3377 | 1
31.4961 | -14.2699 | 1
98.2544 | 31.9529 | 1
77.0852 | -13.7698 | 1
50.5578 | -14.3258 | 1
95.8118 | -22.352 | 1
78.031 | 50.0871 | 1
80.88 | 36.5832 | 1
77.1186 | 30.0816 | 1
59.7689 | 11.8863 | 1
42.1252 | 13.2444 | 1
52.5415 | 26.4366 | 1
56.4516 | -7.4296 | 1
4.2886 | -2.4577 | 1
71.7967 | 38.1773 | 1
80.0363 | 62.8853 | 1
67.7156 | 64.9496 | 1
69.4131 | 56.4249 | 1
93.3239 | -13.6248 | 1
66.6404 | 47.7552 | 1
5.183 | 57.0433 | 1
89.7015 | -20.2293 | 1
28.1589 | -29.2353 | 1
12.4098 | -25.6276 | 1
16.0157 | -0.44382 | 1
87.5872 | 27.1906 | 1
0.52277 | 46.3728 | 1
75.2981 | 19.224 | 1
62.9176 | -16.9278 | 1
38.0162 | 69.3586 | 1
37.2355 | 10.5071 | 1
96.2042 | 3.0379 | 1
5.7847 | 40.2129 | 1
45.055 | 7.5137 | 1
78.5497 | 48.9598 | 1
71.1488 | 64.2346 | 1
72.2887 | -2.0075 | 1
2.8953 | 17.1938 | 1
17.6156 | -24.1811 | 1
60.2011 | -21.8057 | 1
41.8869 | 11.4369 | 1
9.5275 | -11.8249 | 1
80.5098 | -2.8361 | 1
75.5455 | -6.7767 | 1
24.9079 | 29.7437 | 1
14.5362 | 38.5911 | 1
23.0015 | 25.8112 | 1
36.2817 | 46.9385 | 1
78.3611 | -24.4404 | 1
81.3375 | -6.8812 | 1
34.2327 | -13.7668 | 1
67.0298 | 44.8241 | 1
25.3145 | 55.0757 | 1
59.4856 | -22.1979 | 1
14.4411 | -7.2626 | 1
7.3372 | 18.1992 | 1
33.0641 | 34.2894 | 1
64.339 | 32.2723 | 1
91.9901 | 33.3067 | 1
15.2882 | -1.3615 | 1
38.8823 | -6.8311 | 1
6.5923 | 33.5255 | 1
96.1584 | 55.8591 | 1
33.4792 | 7.8234 | 1
11.0314 | 29.6171 | 1
69.2065 | -20.8897 | 1
9.8042 | 19.3078 | 1
21.3752 | 8.7985 | 1
99.3271 | -10.9626 | 1
95.2816 | 42.2434 | 1
77.7493 | 41.7663 | 1
84.4123 | -12.181 | 1
83.9779 | -3.1153 | 1
95.9699 | 0.13173 | 1
44.2775 | 16.1777 | 1
90.4298 | 58.7004 | 1
26.8706 | 53.3903 | 1
98.7014 | 48.0686 | 1
35.4609 | -0.50542 | 1
30.0753 | 48.3992 | 1
12.2788 | 55.3961 | 1
93.7648 | 38.9167 | 1
3.1274 | 20.9465 | 1
28.1393 | -14.8333 | 1
78.9295 | 55.2242 | 1
14.2505 | 49.8265 | 1
18.7508 | 7.765 | 1
69.2061 | 22.7604 | 1
58.1412 | 32.8959 | 1
68.4809 | 10.6164 | 1
95.6664 | 1.5429 | 1
37.544 | 0.44821 | 1
60.378 | 50.9415 | 1
2.7257 | 24.9419 | 1
76.9969 | -28.4337 | 1
35.616 | 55.6828 | 1
85.2647 | 41.925 | 1
1.5312 | -9.9438 | 1
87.529 | -10.0687 | 1
67.3792 | 62.8621 | 1
1.4096 | 16.9286 | 1
80.7401 | 48.0927 | 1
93.9783 | 25.1013 | 1
0.78024 | 58.5169 | 1
65.2746 | 53.7497 | 1
100.2755 | 16.9139 | 1
52.0871 | -14.092 | 1
40.3919 | 40.8878 | 1
20.4964 | 33.8716 | 1
70.5445 | 67.6308 | 1
37.4124 | 65.4982 | 1
7.1639 | -0.35395 | 1
23.4965 | 52.5649 | 1
74.3639 | 8.8859 | 1
90.8186 | -28.2043 | 1
4.845 | 5.2067 | 1
69.399 | 3.7532 | 1
99.5998 | 65.4125 | 1
8.2491 | 60.1351 | 1
57.1831 | 55.6333 | 1
55.2495 | 23.094 | 1
32.6292 | -7.146 | 1
18.2482 | -24.2266 | 1
96.4116 | 9.3982 | 1
76.115 | 24.1978 | 1
33.4854 | -27.9372 | 1
87.8946 | -25.6477 | 1
5.8745 | 0.23831 | 1
86.8684 | -15.3634 | 1
72.5288 | 15.328 | 1
84.8354 | 57.4391 | 1
11.2558 | -5.4744 | 1
88.2109 | 56.4243 | 1
3.8159 | 6.3066 | 1
55.0632 | -29.5721 | 1
27.7667 | 6.8752 | 1
77.0985 | -10.3227 | 1
32.4054 | 14.7786 | 1
47.7975 | -3.8687 | 1
99.288 | 49.1251 | 1
19.9 | 52.9973 | 1
93.457 | 28.7173 | 1
89.6164 | 49.1075 | 1
11.1575 | -24.1246 | 1
81.1777 | 14.2836 | 1
62.4888 | -2.4589 | 1
75.0707 | 44.0281 | 1
23.4165 | -8.7304 | 1
11.2236 | -2.4798 | 1
95.7179 | -12.3267 | 1
62.6834 | 45.9043 | 1
4.9424 | 13.4815 | 1
12.3407 | -12.4114 | 1
22.1741 | -29.4579 | 1
24.7122 | -14.9008 | 1
44.5879 | 28.6972 | 1
45.1909 | -14.0201 | 1
65.4176 | 47.9545 | 1
69.8288 | 3.4274 | 1
83.6347 | 12.8802 | 1
85.6323 | 17.7602 | 1
41.1035 | 10.7654 | 1
52.0252 | 57.8057 | 1
29.7454 | 51.7987 | 1
3.7502 | 14.3469 | 1
9.3424 | -15.768 | 1
10.3217 | 52.283 | 1
52.6251 | 65.9649 | 1
81.0017 | 19.7001 | 1
3.5452 | -19.4597 | 1
99.0928 | -14.1781 | 1
66.219 | -29.6419 | 1
77.7826 | 3.8116 | 1
5.1112 | 0.58002 | 1
96.4816 | 16.4204 | 1
65.3624 | -16.5585 | 1
99.3658 | 17.3843 | 1
25.7736 | -26.2471 | 1
15.3687 | 62.9468 | 1
3.9357 | 28.8177 | 1
68.6286 | 45.5011 | 1
28.4361 | 64.7994 | 1
60.7191 | 30.4291 | 1
59.4179 | 57.6855 | 1
96.2668 | -17.9849 | 1
94.4351 | 27.5325 | 1
97.9791 | 35.1647 | 1
83.7605 | 13.8018 | 1
0.2151 | 26.2466 | 1
0.49946 | 68.9375 | 1
68.3446 | -6.1499 | 1
23.9977 | 19.6793 | 1
73.7041 | 55.2109 | 1
68.8234 | -21.437 | 1
72.4125 | 37.5283 | 1
16.3445 | 42.5764 | 1
76.9886 | -19.8362 | 1
65.1737 | 58.9529 | 1
19.1842 | 58.0311 | 1
98.5798 | 2.3268 | 1
69.1246 | 10.0209 | 1
62.5265 | -17.9369 | 1
93.6183 | 39.5858 | 1
82.4596 | 28.961 | 1
79.6208 | 6.8872 | 1
83.4425 | 43.5846 | 1
47.754 | -0.8273 | 1
38.5887 | 8.2174 | 1
18.8472 | -9.5818 | 1
81.6984 | -3.6105 | 1
33.6516 | 58.1003 | 1
14.2028 | 58.7892 | 1
7.6763 | 30.2973 | 1
98.7174 | 9.5274 | 1
93.6941 | 7.5351 | 1
96.2343 | 25.1501 | 1
32.4866 | 39.4168 | 1
78.6305 | 35.2531 | 1
2.2376 | -3.8386 | 1
24.5617 | -6.8653 | 1
87.5529 | -19.7834 | 1
41.4779 | 46.2575 | 1
94.5386 | 38.3676 | 1
75.7087 | 37.6039 | 1
4.8788 | 58.8684 | 1
68.8567 | 11.4756 | 1
8.6646 | 50.3627 | 1
24.0781 | 29.2962 | 1
74.2031 | 12.607 | 1
52.9217 | 2.6276 | 1
63.6488 | 69.2172 | 1
29.2428 | 15.1984 | 1
24.4204 | 27.7286 | 1
48.5691 | 7.3113 | 1
66.4017 | -29.3279 | 1
12.5249 | 38.9233 | 1
70.3811 | 52.4954 | 1
60.2411 | 19.8943 | 1
48.8201 | 28.0558 | 1
91.1454 | -7.7961 | 1
26.3452 | -21.4934 | 1
63.071 | -15.161 | 1
98.4895 | 10.937 | 1
94.873 | 13.1784 | 1
93.0984 | 9.3483 | 1
2.293 | 9.4283 | 1
45.0423 | 0.09632 | 1
74.3001 | -10.3258 | 1
89.6834 | 39.0952 | 1
53.4762 | -26.1955 | 1
55.5047 | 43.9637 | 1
99.8943 | -18.3321 | 1
31.5614 | 67.2806 | 1
76.5123 | 3.1475 | 1
20.0105 | -16.7813 | 1
56.2335 | 55.5966 | 1
6.0669 | -29.1835 | 1
65.593 | 26.2186 | 1
49.4833 | 15.6039 | 1
72.8057 | 16.8058 | 1
44.5549 | 41.3558 | 1
89.9074 | -9.4869 | 1
77.7249 | 54.9351 | 1
17.8916 | 21.0011 | 1
77.0195 | 26.5234 | 1
66.4349 | 27.2119 | 1
54.9701 | -12.5991 | 1
74.3721 | 20.2863 | 1
55.6749 | -7.0382 | 1
28.3909 | -15.9034 | 1
44.9125 | 27.6632 | 1
72.3667 | 14.6271 | 1
7.8604 | 48.294 | 1
87.4336 | 1.1295 | 1
16.204 | -1.0327 | 1
73.3713 | 65.6348 | 1
35.222 | 37.3024 | 1
86.333 | 13.9742 | 1
53.509 | -8.1584 | 1
9.5552 | 49.1499 | 1
98.9317 | 22.9996 | 1
20.4062 | 41.5994 | 1
13.2999 | -16.3365 | 1
47.7453 | 63.978 | 1
61.3688 | 43.3681 | 1
99.6206 | 38.7954 | 1
4.7121 | 32.1975 | 1
95.9578 | 54.9647 | 1
14.9894 | -3.585 | 1
85.6839 | 1.7698 | 1
87.1802 | 52.2923 | 1
9.1768 | 64.7554 | 1
92.8741 | 11.1277 | 1
52.7475 | -6.314 | 1
65.2976 | 13.6544 | 1
27.1251 | 28.1301 | 1
11.7852 | 43.6718 | 1
76.3091 | -21.4294 | 1
98.2963 | -5.1411 | 1
10.167 | 27.1403 | 1
17.2627 | -14.057 | 1
61.2823 | 29.5043 | 1
79.4752 | 2.4833 | 1
40.2849 | -19.5507 | 1
51.2932 | -26.0492 | 1
29.6652 | 21.4894 | 1
26.7713 | -16.4678 | 1
57.0206 | 27.3139 | 1
21.4448 | 48.0656 | 1
53.7588 | -17.98 | 1
4.414 | -17.6383 | 1
72.7528 | -2.6665 | 1
20.5574 | 46.136 | 1
72.0373 | 11.7425 | 1
47.521 | 68.4768 | 1
60.8236 | 8.7591 | 1
23.2717 | 31.2455 | 1
29.0912 | 65.8344 | 1
17.0036 | 49.9514 | 1
75.0418 | -4.8545 | 1
27.0161 | 10.5267 | 1
42.1689 | 28.3833 | 1
8.6053 | 56.0862 | 1
1.8916 | 3.0358 | 1
97.5367 | 17.1669 | 1
5.996 | 63.3769 | 1
46.8967 | -16.1034 | 1
29.1229 | -27.115 | 1
11.1884 | 67.8253 | 1
67.2952 | -4.1174 | 1
71.6737 | 29.8175 | 1
96.7989 | -24.1808 | 1
71.5386 | 14.7116 | 1
95.3805 | 48.3072 | 1
21.3957 | -1.9143 | 1
62.8418 | 41.0037 | 1
61.5962 | -16.9131 | 1
13.0903 | 24.2895 | 1
10.6611 | 44.0006 | 1
53.8508 | 63.1474 | 1
31.836 | -8.8545 | 1
13.145 | -7.2404 | 1
57.0335 | 15.9646 | 1
25.5456 | -18.2838 | 1
77.2137 | 1.9891 | 1
50.4129 | 19.0665 | 1
13.8201 | -7.3258 | 1
67.91 | -26.1772 | 1
31.2487 | 11.8015 | 1
30.8805 | 25.8424 | 1
30.073 | 13.7429 | 1
57.0461 | 20.8463 | 1
82.7575 | 28.2013 | 1
86.7107 | -3.5095 | 1
79.214 | 34.7853 | 1
42.3179 | 1.7332 | 1
83.0349 | 66.8253 | 1
46.9783 | 52.6918 | 1
86.0309 | 43.1777 | 1
51.1526 | 64.7425 | 1
60.23 | 48.3087 | 1
90.6918 | 37.5236 | 1
55.4359 | 63.9213 | 1
75.8087 | -21.6639 | 1
24.5988 | -4.2107 | 1
91.1376 | 67.8412 | 1
55.7636 | 45.2328 | 1
79.9493 | 31.6147 | 1
36.1223 | 33.5131 | 1
38.4767 | 50.4422 | 1
39.4499 | 8.4042 | 1
76.9057 | 2.0175 | 1
48.8171 | 32.9234 | 1
22.9347 | 63.5072 | 1
40.9814 | 41.1795 | 1
89.2005 | -18.8073 | 1
50.5664 | 69.7735 | 1
68.1412 | 47.7683 | 1
36.5787 | -10.4938 | 1
87.7616 | -21.9064 | 1
82.7533 | -3.2701 | 1
33.8558 | 56.7608 | 1
34.2943 | -2.7541 | 1
18.8631 | -17.4824 | 1
53.9456 | 41.6388 | 1
61.4386 | 34.4016 | 1
96.8585 | 6.0969 | 1
16.89 | -4.7035 | 1
97.6323 | 18.1072 | 1
64.1709 | -20.6655 | 1
24.369 | -17.9062 | 1
24.9526 | 59.5541 | 1
69.9348 | -20.9056 | 1
25.8682 | 53.3778 | 1
90.1932 | 26.1967 | 1
65.2609 | 30.8171 | 1
85.8822 | 33.8425 | 1
86.3849 | 28.3249 | 1
94.488 | 29.7843 | 1
99.5933 | 15.7589 | 1
77.5863 | -17.5099 | 1
43.6701 | 53.3428 | 1
41.5106 | 22.2893 | 1
31.9109 | 59.0792 | 1
17.9362 | 11.4248 | 1
65.6474 | -7.3674 | 1
78.1393 | 33.3024 | 1
84.2667 | 17.0361 | 1
47.7696 | 39.8728 | 1
29.255 | 11.0041 | 1
34.3194 | 21.3992 | 1
72.3019 | -17.1348 | 1
0.33219 | -18.0291 | 1
77.3227 | 25.4823 | 1
32.3914 | 35.1876 | 1
26.9209 | -16.9404 | 1
77.6078 | -21.0349 | 1
2.3233 | 31.5351 | 1
93.7305 | 40.6335 | 1
69.3037 | -10.8402 | 1
87.1182 | 35.9834 | 1
82.5378 | -19.8293 | 1
37.2024 | 37.3835 | 1
86.1016 | 23.0922 | 1
15.2878 | 15.9473 | 1
26.1108 | 60.0363 | 1
15.8208 | -15.1774 | 1
39.4005 | 62.4815 | 1
46.0741 | -6.0814 | 1
59.8653 | -11.5148 | 1
69.3079 | 15.0616 | 1
53.4071 | -18.6277 | 1
35.2849 | -0.44064 | 1
74.2828 | 29.3343 | 1
48.0888 | 60.0546 | 1
71.7918 | -20.5698 | 1
39.0306 | -7.3464 | 1
7.0139 | 65.9837 | 1
47.6573 | 69.0966 | 1
97.7534 | 68.9902 | 1
35.4393 | 58.2087 | 1
24.4012 | 59.8097 | 1
52.6603 | -20.3094 | 1
54.1522 | 5.1711 | 1
73.2815 | 57.379 | 1
44.4772 | 59.491 | 1
75.9585 | 52.4298 | 1
71.5264 | 27.8536 | 1
84.319 | -27.7772 | 1
71.3289 | 19.5924 | 1
5.7623 | 17.4733 | 1
74.6282 | 4.2994 | 1
50.7385 | -20.9469 | 1
23.5876 | 49.8467 | 1
13.3806 | 40.0379 | 1
60.7962 | 45.7076 | 1
99.1773 | 6.5218 | 1
72.9592 | 15.5122 | 1
18.4062 | 64.8984 | 1
81.5813 | -1.4135 | 1
30.7879 | -10.899 | 1
44.8299 | 36.8031 | 1
15.0069 | 46.4415 | 1
60.7522 | 31.1212 | 1
96.0755 | -18.1028 | 1
46.9859 | 54.8612 | 1
33.575 | 47.7396 | 1
87.5117 | 32.0952 | 1
90.5458 | 3.285 | 1
81.2727 | 59.7638 | 1
36.7041 | 58.3777 | 1
84.5757 | 40.9936 | 1
6.8425 | 69.0964 | 1
51.5309 | 53.6027 | 1
20.4546 | 2.2541 | 1
11.5282 | 60.8386 | 1
67.4801 | 17.3574 | 1
47.878 | 23.4302 | 1
75.6803 | 54.734 | 1
14.6189 | 26.5444 | 1
4.9645 | 56.9003 | 1
57.4813 | -25.7176 | 1
82.5343 | 34.0945 | 1
33.5135 | 10.5632 | 1
64.2558 | 1.3146 | 1
13.0919 | -28.5425 | 1
5.6513 | 46.359 | 1
37.3588 | -18.4693 | 1
17.5952 | 42.3734 | 1
65.0256 | 65.4054 | 1
15.7027 | -0.32742 | 1
55.2186 | 14.234 | 1
46.4689 | 20.451 | 1
2.2862 | 33.797 | 1
90.0457 | 33.9846 | 1
28.7019 | -21.18 | 1
27.4992 | 41.7219 | 1
44.9849 | -20.7757 | 1
72.5845 | 36.9636 | 1
99.8865 | 64.2135 | 1
18.1804 | 2.9236 | 1
53.4198 | 68.5975 | 1
35.1977 | -29.31 | 1
87.4734 | -13.8031 | 1
35.0212 | -20.911 | 1
37.9397 | 28.5603 | 1
24.8372 | 48.6573 | 1
87.4906 | 48.011 | 1
96.4364 | -16.2435 | 1
67.8274 | 2.9137 | 1
81.2211 | 20.1837 | 1
26.4225 | -6.8746 | 1
96.3936 | -18.9042 | 1
45.7698 | 52.0713 | 1
55.2114 | 39.9183 | 1
78.4461 | 42.9126 | 1
53.331 | 48.3595 | 1
93.5532 | -18.7772 | 1
48.1616 | 39.123 | 1
69.7793 | 61.2483 | 1
56.6074 | 28.0265 | 1
92.5922 | 45.6805 | 1
38.6587 | -19.2491 | 1
40.5251 | 34.5267 | 1
58.337 | 45.5991 | 1
41.9652 | 41.2654 | 1
5.044 | 58.234 | 1
63.4015 | 4.8307 | 1
35.9343 | 53.7549 | 1
41.4614 | 2.9215 | 1
80.1997 | 56.2397 | 1
96.0891 | 12.9824 | 1
73.1919 | 66.4545 | 1
59.6142 | 62.1717 | 1
55.4988 | 55.1694 | 1
91.7151 | 42.6279 | 1
32.4394 | 39.4381 | 1
97.2375 | 12.9887 | 1
59.3152 | 59.3963 | 1
25.8727 | 32.8394 | 1
86.9866 | 33.4665 | 1
66.4691 | 19.5571 | 1
99.6284 | 61.3286 | 1
84.7377 | -18.9066 | 1
24.4768 | -6.0893 | 1
4.7411 | -21.1039 | 1
3.1187 | 59.9819 | 1
77.4543 | -6.8702 | 1
78.9261 | 20.8751 | 1
19.2835 | 33.4952 | 1
42.8421 | 60.2013 | 1
64.203 | -8.133 | 1
73.6406 | 7.8463 | 1
29.8421 | 0.81292 | 1
65.2999 | 26.7892 | 1
32.8659 | 32.0779 | 1
46.1386 | -3.8898 | 1
71.8967 | 17.121 | 1
18.3081 | -12.5251 | 1
9.3703 | 2.7958 | 1
83.642 | -6.3713 | 1
55.1942 | 17.7297 | 1
2.2502 | -23.7986 | 1
15.1793 | 20.5657 | 1
79.954 | 5.3259 | 1
54.5943 | -24.3501 | 1
94.3556 | -12.9906 | 1
88.746 | -3.8385 | 1
96.1526 | -12.8415 | 1
6.9567 | 66.3214 | 1
95.8449 | 42.1864 | 1
62.2773 | 52.8482 | 1
4.0945 | 12.8596 | 1
28.4757 | 24.7086 | 1
49.0139 | 55.3291 | 1
48.8885 | -6.0352 | 1
35.9656 | 24.5839 | 1
47.4608 | 19.5022 | 1
45.3244 | -22.278 | 1
5.4283 | -27.2308 | 1
29.523 | -23.9429 | 1
70.4736 | 21.1263 | 1
13.5481 | 45.3034 | 1
28.8169 | -27.529 | 1
28.1024 | -24.642 | 1
94.904 | 13.712 | 1
35.0734 | 5.6043 | 1
84.7947 | 5.0035 | 1
55.0628 | -13.8638 | 1
73.1979 | -12.1139 | 1
37.7681 | 64.1944 | 1
21.8845 | 13.6277 | 1
10.5216 | 17.6721 | 1
100.0557 | -13.7465 | 1
35.8032 | 38.3296 | 1
41.466 | 42.7415 | 1
91.1631 | 50.1279 | 1
36.1851 | 7.1428 | 1
49.3612 | 16.4735 | 1
57.5955 | -7.9996 | 1
17.2604 | 23.0959 | 1
33.8804 | -19.2601 | 1
3.2838 | 37.2261 | 1
77.1539 | -18.9391 | 1
15.5703 | 56.2691 | 1
12.1949 | 39.151 | 1
84.7577 | 42.7058 | 1
26.0727 | -9.6791 | 1
31.6169 | 12.9962 | 1
79.0569 | -8.2531 | 1
14.6765 | 15.342 | 1
91.3393 | 33.8284 | 1
73.3778 | -10.1292 | 1
95.9968 | -14.2112 | 1
55.9358 | -8.3306 | 1
72.6944 | 46.5091 | 1
84.4467 | 53.9643 | 1
33.8009 | -13.4757 | 1
73.7441 | 57.4969 | 1
49.2045 | -18.095 | 1
2.6243 | -25.1795 | 1
50.1784 | 20.6042 | 1
69.1143 | 28.5328 | 1
68.291 | 30.093 | 1
53.3337 | 37.1222 | 1
66.0193 | -16.7545 | 1
0.057041 | 68.8621 | 1
84.8008 | 40.1913 | 1
28.7197 | 49.0793 | 1
92.367 | 37.1214 | 1
9.2186 | 39.3628 | 1
29.3883 | 2.935 | 1
83.6918 | -24.4629 | 1
59.8577 | 15.3737 | 1
3.379 | 44.5482 | 1
39.8637 | -15.0529 | 1
99.5567 | -4.5036 | 1
8.1292 | 42.7951 | 1
32.2312 | 25.1714 | 1
27.0711 | -11.7363 | 1
80.7562 | 17.4847 | 1
66.7316 | -10.0123 | 1
72.6724 | -24.0451 | 1
90.3879 | -16.9067 | 1
30.7361 | 66.7103 | 1
88.7626 | 8.7101 | 1
95.8951 | 35.9578 | 1
60.1593 | -4.5112 | 1
77.2903 | 18.5422 | 1
69.3532 | 15.9619 | 1
91.2269 | -6.838 | 1
46.5548 | 50.2255 | 1
96.0524 | 29.5491 | 1
75.0979 | 29.1796 | 1
76.0306 | -15.7476 | 1
11.3835 | 49.86 | 1
79.6008 | 30.7131 | 1
10.187 | -14.4928 | 1
8.1006 | 37.8816 | 1
61.4801 | 30.0201 | 1
98.7179 | 29.5469 | 1
10.4091 | 24.1396 | 1
53.7185 | 60.0112 | 1
90.0992 | 12.4737 | 1
58.7178 | -26.2651 | 1
48.2632 | -27.4161 | 1
73.1643 | 3.6123 | 1
42.1562 | 42.9353 | 1
2.6844 | -7.6495 | 1
29.1507 | 57.5995 | 1
17.8543 | 18.0611 | 1
95.2183 | 59.1354 | 1
36.8949 | 40.4237 | 1
54.5865 | 36.1654 | 1
92.7495 | 50.0172 | 1
92.2184 | 52.4476 | 1
38.6221 | -5.6363 | 1
29.6418 | -20.4861 | 1
99.5263 | -0.7034 | 1
44.5536 | -8.4914 | 1
43.8341 | -16.0015 | 1
17.3437 | 56.444 | 1
79.33 | -7.1216 | 1
61.9479 | 47.1773 | 1
69.7885 | 17.9211 | 1
9.333 | -18.2291 | 1
17.1248 | 52.7622 | 1
75.8328 | -6.8367 | 1
89.5151 | 18.9867 | 1
34.2883 | 57.6863 | 1
95.5851 | -4.899 | 1
96.3517 | 61.2721 | 1
42.5082 | -2.207 | 1
63.7328 | 2.56 | 1
49.0123 | -22.2088 | 1
64.8833 | 56.9591 | 1
18.2548 | 37.7886 | 1
42.7816 | 57.7061 | 1
42.273 | 30.8597 | 1
61.1516 | 48.1798 | 1
77.3826 | 21.0575 | 1
40.0693 | 15.5615 | 1
55.8979 | 5.0306 | 1
6.7351 | 15.2147 | 1
47.575 | -5.5627 | 1
32.5586 | -10.9195 | 1
100.6724 | 55.1748 | 1
18.44 | 16.2869 | 1
3.7306 | -19.9149 | 1
56.3953 | 9.4754 | 1
51.3209 | 66.5937 | 1
22.6759 | 13.5436 | 1
25.1878 | 35.2078 | 1
37.6812 | -19.8118 | 1
75.5187 | -12.2737 | 1
25.1159 | 5.872 | 1
12.1001 | 8.2755 | 1
78.7801 | -9.7955 | 1
55.5337 | 64.7432 | 1
57.1329 | 67.2097 | 1
81.8995 | -23.3141 | 1
78.722 | -12.9658 | 1
81.1345 | 62.148 | 1
44.8151 | 14.3981 | 1
14.7662 | 51.7891 | 1
52.0079 | 53.8831 | 1
77.3535 | 20.9021 | 1
45.7757 | 48.9966 | 1
97.2832 | 8.7892 | 1
76.9067 | 7.838 | 1
0.47363 | -10.7027 | 1
45.2071 | -12.2006 | 1
28.2523 | -8.9264 | 1
39.6203 | 43.9985 | 1
51.1263 | 12.1037 | 1
58.4471 | -16.2562 | 1
75.8332 | 19.9219 | 1
13.9352 | 19.3998 | 1
20.9047 | -3.3788 | 1
25.0048 | -20.0463 | 1
39.3443 | 24.4175 | 1
22.8542 | -28.0701 | 1
54.3869 | 50.5701 | 1
48.9127 | 5.2626 | 1
67.6676 | 8.787 | 1
84.2454 | -11.1752 | 1
26.3888 | 20.2738 | 1
100.0033 | 49.8659 | 1
22.6847 | 13.0816 | 1
57.7943 | -10.6787 | 1
28.9185 | 35.6598 | 1
44.606 | 61.6383 | 1
66.838 | 23.0657 | 1
8.2846 | 47.6959 | 1
69.0969 | 68.0024 | 1
100.3535 | -27.9933 | 1
84.4034 | 4.4025 | 1
39.6215 | 10.2602 | 1
77.6408 | 1.4061 | 1
86.0855 | 27.9902 | 1
0.24611 | -12.0367 | 1
55.3764 | 9.592 | 1
9.381 | 12.5617 | 1
73.3404 | 54.2522 | 1
8.4488 | 44.6974 | 1
68.426 | -14.9575 | 1
80.8264 | -12.5518 | 1
37.9993 | 28.5884 | 1
16.1296 | 9.0494 | 1
81.0322 | -6.6555 | 1
73.8642 | 44.0608 | 1
76.1462 | -21.486 | 1
74.1429 | 26.0513 | 1
13.8974 | -29.306 | 1
81.5493 | 46.8968 | 1
5.6375 | 15.969 | 1
98.8799 | -29.8702 | 1
61.9038 | 56.5574 | 1
48.3017 | 40.8088 | 1
74.0045 | 14.6531 | 1
58.0797 | 39.8205 | 1
87.8941 | -17.5931 | 1
96.8348 | -2.7195 | 1
59.7802 | 2.647 | 1
11.635 | 52.2642 | 1
70.3305 | 53.5678 | 1
7.1649 | 14.4272 | 1
52.0654 | 50.014 | 1
73.5551 | 26.8856 | 1
18.2484 | 8.6559 | 1
46.1122 | 69.2442 | 1
60.9488 | 23.2127 | 1
41.5633 | 29.7512 | 1
18.2072 | -6.7627 | 1
24.2959 | 5.1126 | 1
9.6896 | 62.7055 | 1
26.0058 | -0.12157 | 1
44.7012 | 63.5467 | 1
47.1114 | -8.4708 | 1
90.3529 | -10.3523 | 1
16.5077 | 12.9336 | 1
9.2958 | 0.49245 | 1
26.3838 | -28.5286 | 1
38.1463 | -28.9347 | 1
49.4817 | 54.8538 | 1
1.7579 | 29.1393 | 1
76.9979 | 64.2252 | 1
46.8006 | 1.1853 | 1
79.8375 | 38.8159 | 1
42.8042 | -6.1041 | 1
29.031 | -12.8561 | 1
55.0739 | -14.0652 | 1
63.189 | 28.3693 | 1
63.1269 | 9.7516 | 1
60.2536 | 38.607 | 1
30.5381 | -19.6392 | 1
56.409 | -9.2903 | 1
20.1095 | 1.8787 | 1
100.4338 | -19.3441 | 1
18.6735 | 41.4611 | 1
36.5089 | -15.0162 | 1
12.6964 | -28.0326 | 1
69.5076 | -13.6858 | 1
93.5499 | 55.6145 | 1
41.4964 | 24.0977 | 1
6.8035 | 37.067 | 1
95.0987 | -17.1591 | 1
52.5853 | -4.3077 | 1
49.8947 | 59.7642 | 1
56.7316 | 41.4996 | 1
62.3303 | 64.8489 | 1
95.4018 | 44.7388 | 1
87.7574 | -21.6801 | 1
43.1126 | 10.0357 | 1
74.8777 | 13.8725 | 1
29.7161 | 48.5981 | 1
71.7731 | 29.9447 | 1
14.8985 | 55.8903 | 1
46.6944 | 53.6104 | 1
63.3295 | -24.3974 | 1
91.35 | 49.3407 | 1
41.3115 | -6.6246 | 1
53.5642 | 17.8661 | 1
0.65375 | 27.4959 | 1
37.9762 | 45.6265 | 1
69.0511 | -15.8127 | 1
14.5618 | 67.6055 | 1
58.2881 | -7.6554 | 1
29.0223 | -26.12 | 1
8.2163 | -0.82447 | 1
20.8189 | 65.5777 | 1
48.8148 | -13.7169 | 1
32.8628 | 2.1691 | 1
82.532 | 4.3768 | 1
24.072 | 60.7389 | 1
83.9719 | 49.45 | 1
54.4872 | 46.2537 | 1
75.4536 | 55.3925 | 1
49.6038 | 8.0728 | 1
69.0815 | 66.4028 | 1
91.2929 | 8.2132 | 1
94.2861 | 37.2503 | 1
21.1608 | 17.0223 | 1
28.0959 | -10.2316 | 1
27.3094 | 2.7497 | 1
40.35 | 21.0124 | 1
62.5762 | 42.5723 | 1
26.2765 | -12.881 | 1
34.6611 | 29.4147 | 1
6.3314 | 24.8071 | 1
2.559 | 35.6281 | 1
25.8449 | 53.3331 | 1
17.1156 | 17.7811 | 1
68.7783 | 68.7661 | 1
45.8749 | 62.9524 | 1
37.0961 | 18.8048 | 1
35.617 | 11.9411 | 1
73.0937 | 6.0414 | 1
24.3526 | 54.9248 | 1
28.0123 | 57.6789 | 1
38.7666 | -0.48483 | 1
91.4385 | 60.0471 | 1
18.8579 | -23.2652 | 1
71.4195 | 68.5092 | 1
96.2752 | 46.1155 | 1
86.4332 | 30.3656 | 1
15.8338 | 15.146 | 1
43.8462 | 39.3834 | 1
99.7978 | -27.3392 | 1
2.7479 | -1.3909 | 1
80.809 | 41.5692 | 1
11.14 | -5.3192 | 1
43.3756 | -12.9332 | 1
58.3846 | -0.32123 | 1
15.2182 | 46.7115 | 1
57.8006 | 11.1917 | 1
49.3689 | 13.4377 | 1
22.9587 | 13.6344 | 1
70.6144 | 10.5564 | 1
36.3826 | 14.947 | 1
60.8858 | 68.591 | 1
75.5527 | -19.9777 | 1
84.4099 | 36.5202 | 1
68.8274 | 49.6438 | 1
9.0263 | -11.0027 | 1
83.8958 | 31.6189 | 1
64.999 | -9.9228 | 1
25.6836 | -23.7894 | 1
3.1657 | -19.904 | 1
95.9758 | 62.364 | 1
1.96 | 18.9593 | 1
5.1507 | 27.7423 | 1
60.8599 | 11.3752 | 1
5.9346 | 64.8078 | 1
51.2972 | 2.3381 | 1
20.3599 | 57.9638 | 1
11.3696 | 27.0356 | 1
34.2838 | -19.8142 | 1
7.1967 | 39.9066 | 1
36.1181 | 53.0895 | 1
72.732 | 2.4268 | 1
56.1879 | -26.3324 | 1
19.2007 | -13.3213 | 1
23.0873 | -11.6494 | 1
25.0858 | 1.2728 | 1
68.7639 | -25.246 | 1
36.5515 | 61.557 | 1
77.9504 | -5.6891 | 1
60.5019 | 56.9511 | 1
28.5715 | 17.1259 | 1
31.1759 | 4.8556 | 1
40.4149 | -11.4973 | 1
62.5829 | -20.3865 | 1
71.6029 | -7.0101 | 1
8.6373 | 9.5121 | 1
47.954 | -16.1416 | 1
71.57 | -8.175 | 1
53.0884 | 54.4481 | 1
74.8851 | 47.4886 | 1
67.1543 | -12.3515 | 1
24.8573 | -23.3515 | 1
21.3603 | 63.4799 | 1
38.6127 | 33.0527 | 1
15.9064 | 63.6298 | 1
24.6321 | 60.4811 | 1
55.7763 | 6.9666 | 1
21.269 | -24.0751 | 1
44.2113 | -23.7162 | 1
66.8166 | -13.6751 | 1
14.3596 | 12.4486 | 1
40.3055 | 54.4619 | 1
35.9311 | 34.9788 | 1
82.225 | -23.2503 | 1
36.0288 | 63.7645 | 1
24.5769 | -27.2896 | 1
45.5469 | -7.9593 | 1
28.0364 | 68.3855 | 1
82.0518 | -27.829 | 1
100.3708 | 3.4549 | 1
20.1885 | -10.1292 | 1
35.7773 | 13.6973 | 1
82.4639 | 28.4845 | 1
29.8085 | 60.4953 | 1
18.0828 | 35.4281 | 1
97.4207 | -24.4645 | 1
88.6867 | -15.6051 | 1
14.4227 | -12.5135 | 1
40.1802 | 61.8337 | 1
20.5645 | -21.3878 | 1
39.6661 | -2.1029 | 1
66.996 | 20.1557 | 1
35.9225 | -17.8505 | 1
46.9123 | 39.9983 | 1
10.3578 | 34.2821 | 1
28.6263 | 11.1846 | 1
0.47715 | 33.4752 | 1
23.473 | 23.2983 | 1
32.4025 | 13.0419 | 1
77.5364 | 30.1962 | 1
19.4466 | 8.8958 | 1
0.7203 | 56.8401 | 1
95.613 | 54.3732 | 1
61.3618 | -16.3995 | 1
41.3457 | 8.4297 | 1
85.3444 | 59.0263 | 1
2.2719 | 48.1769 | 1
79.7154 | -17.5519 | 1
83.2215 | 8.7145 | 1
82.4012 | 44.5026 | 1
96.7098 | 61.0683 | 1
36.3028 | 23.8417 | 1
93.7556 | 11.0048 | 1
83.6523 | 61.3687 | 1
64.8007 | -20.6895 | 1
99.1332 | 15.5003 | 1
12.5932 | -23.4729 | 1
10.8703 | -20.6325 | 1
33.3237 | -19.4449 | 1
63.3021 | -2.1923 | 1
27.0059 | -3.4333 | 1
93.6294 | 66.2898 | 1
45.5678 | 19.5887 | 1
35.8408 | 55.6058 | 1
25.675 | 5.9911 | 1
20.1229 | 54.0035 | 1
69.4992 | 19.5425 | 1
53.3763 | -22.416 | 1
78.8224 | -24.5526 | 1
50.1363 | 56.7441 | 1
98.6293 | -5.9852 | 1
48.9538 | -28.4298 | 1
77.1783 | 19.9151 | 1
40.2753 | -17.6107 | 1
19.597 | 66.7753 | 1
52.2586 | 63.3753 | 1
62.8016 | 0.71639 | 1
55.5429 | -14.2054 | 1
49.2815 | 24.8137 | 1
49.4743 | 37.8014 | 1
31.6376 | -17.366 | 1
45.4854 | -29.5346 | 1
35.0056 | 32.8598 | 1
10.6699 | 44.8182 | 1
58.1442 | 48.9437 | 1
60.81 | -12.6494 | 1
97.4013 | 21.0001 | 1
25.0121 | -11.6607 | 1
45.7023 | 0.85082 | 1
44.5939 | 24.6622 | 1
69.1241 | 55.0037 | 1
75.6087 | 63.5883 | 1
18.8409 | -15.7708 | 1
80.115 | 15.5706 | 1
81.0665 | 1.1522 | 1
57.8978 | -16.2591 | 1
3.1322 | -7.283 | 1
30.1629 | -19.4816 | 1
8.112 | -22.9616 | 1
21.0381 | 44.5325 | 1
54.1211 | -5.6817 | 1
24.6612 | 20.8074 | 1
74.3774 | -22.9314 | 1
87.0711 | 54.2627 | 1
8.2248 | -7.8188 | 1
84.5447 | 8.8656 | 1
37.5674 | 10.4312 | 1
5.8006 | 61.9225 | 1
49.5869 | 11.4742 | 1
98.6421 | 31.1781 | 1
30.8926 | 65.9521 | 1
91.2514 | 7.3233 | 1
5.943 | -0.78975 | 1
84.5098 | 43.7582 | 1
44.837 | -2.0293 | 1
81.1079 | 25.0763 | 1
24.4047 | 57.6258 | 1
50.2927 | -22.3295 | 1
12.1931 | 9.6205 | 1
25.1138 | 23.857 | 1
81.7606 | 31.8264 | 1
35.6008 | 45.7335 | 1
7.4581 | -5.3467 | 1
72.9188 | 36.0239 | 1
12.3047 | -12.7027 | 1
81.4905 | 68.8229 | 1
93.0454 | 57.2805 | 1
98.5731 | 61.7165 | 1
11.367 | 50.1168 | 1
12.7013 | 62.986 | 1
91.8654 | 9.5579 | 1
79.807 | 46.4637 | 1
61.843 | -9.6773 | 1
44.0694 | 38.4882 | 1
56.5963 | -5.7236 | 1
63.571 | 69.7371 | 1
59.7235 | 11.9088 | 1
65.4857 | -2.6046 | 1
63.4042 | 52.3411 | 1
66.0036 | 55.2406 | 1
33.4192 | 60.0176 | 1
46.515 | 36.0558 | 1
28.5113 | 60.4868 | 1
86.8019 | 6.4749 | 1
80.4023 | 49.5282 | 1
7.8173 | 11.0565 | 1
18.4115 | 44.2254 | 1
51.0321 | 29.0432 | 1
60.1456 | -14.5477 | 1
30.3392 | -20.6108 | 1
81.8693 | 42.325 | 1
42.2081 | 61.0168 | 1
28.4859 | 63.744 | 1
77.8288 | -28.5804 | 1
28.851 | 65.098 | 1
100.9122 | -7.6483 | 1
54.0783 | 3.3808 | 1
30.2302 | 26.2045 | 1
63.1628 | 60.5417 | 1
83.2824 | -16.4157 | 1
17.5914 | 53.8252 | 1
28.7604 | 30.6562 | 1
99.3238 | 4.3954 | 1
72.6162 | 50.2838 | 1
41.2177 | 40.381 | 1
4.2921 | 41.9334 | 1
1.877 | 31.803 | 1
33.0059 | 46.2466 | 1
68.8487 | 3.5948 | 1
88.5424 | 55.9084 | 1
91.0396 | 34.1952 | 1
0.95919 | 36.1276 | 1
96.9106 | 4.0347 | 1
18.1161 | -29.3177 | 1
41.9385 | -8.6888 | 1
71.018 | 37.4173 | 1
14.6148 | 56.2853 | 1
24.3131 | 44.919 | 1
5.5086 | 11.8092 | 1
17.4719 | -12.4318 | 1
31.0435 | -1.4149 | 1
40.2678 | 44.2085 | 1
82.2434 | 6.4573 | 1
41.7349 | 15.5139 | 1
17.7134 | -24.5256 | 1
94.293 | 53.3572 | 1
46.358 | 43.7735 | 1
61.9434 | -25.6432 | 1
95.0656 | 23.5854 | 1
73.016 | -14.2717 | 1
35.4677 | 66.0739 | 1
85.3177 | 43.5579 | 1
50.9985 | -25.1261 | 1
12.1328 | 17.5211 | 1
73.4659 | 6.629 | 1
88.326 | 31.2937 | 1
78.3361 | 0.71969 | 1
54.0364 | 34.3416 | 1
96.0299 | 31.5332 | 1
20.4012 | -18.3719 | 1
41.6436 | -13.1879 | 1
2.2581 | 26.4849 | 1
97.8695 | 33.435 | 1
72.1051 | 18.0169 | 1
51.7936 | 4.9919 | 1
89.9666 | 11.5973 | 1
52.6213 | 43.7433 | 1
62.2277 | -20.7605 | 1
55.3969 | 49.7578 | 1
97.702 | 63.3796 | 1
19.3514 | 28.5685 | 1
20.0278 | 46.8418 | 1
58.8483 | 5.3495 | 1
51.0121 | 66.2657 | 1
26.3687 | 32.284 | 1
60.5246 | -8.9164 | 1
100.6261 | 46.0363 | 1
35.6681 | 12.3774 | 1
51.2491 | -15.2255 | 1
33.3639 | -13.3166 | 1
36.9705 | -29.4184 | 1
21.5213 | 49.4976 | 1
20.1232 | 55.4746 | 1
92.6811 | -13.8394 | 1
88.7794 | 58.1764 | 1
4.106 | -13.8938 | 1
41.2619 | -27.0842 | 1
49.603 | 56.0233 | 1
24.2189 | 52.4334 | 1
95.0907 | 64.8529 | 1
26.1817 | -20.0863 | 1
92.0556 | 64.9312 | 1
53.1456 | 55.0579 | 1
62.6147 | -4.0924 | 1
56.8432 | 38.5255 | 1
36.7289 | -23.3275 | 1
4.1406 | 45.2512 | 1
77.9822 | 7.7597 | 1
44.4196 | -13.8387 | 1
97.7454 | -9.9209 | 1
2.0857 | 50.2908 | 1
79.1 | 29.994 | 1
56.2855 | -8.7032 | 1
62.1988 | -11.1605 | 1
30.724 | 62.7207 | 1
75.7861 | 3.482 | 1
21.1132 | -17.8705 | 1
33.9734 | -7.5447 | 1
97.7503 | -7.3774 | 1
89.5719 | -5.9446 | 1
65.7845 | -16.1935 | 1
0.92487 | 49.9341 | 1
96.0628 | -10.1818 | 1
49.6099 | 1.0087 | 1
57.7124 | -26.1895 | 1
51.2248 | -6.4761 | 1
8.6665 | 5.3448 | 1
49.8441 | 47.4015 | 1
92.9384 | 44.686 | 1
57.0584 | 67.2836 | 1
65.1962 | 37.5627 | 1
68.3716 | 30.8968 | 1
10.429 | 9.2781 | 1
33.7259 | -2.8374 | 1
53.4769 | 10.6464 | 1
37.3171 | 4.9511 | 1
2.1932 | 35.1864 | 1
28.431 | 44.6137 | 1
56.1412 | 63.8489 | 1
94.1662 | 13.3723 | 1
31.447 | -19.1658 | 1
43.1314 | 67.2939 | 1
8.2357 | 25.1835 | 1
36.6015 | -8.2666 | 1
13.1874 | 53.29 | 1
97.3459 | 68.2997 | 1
98.6442 | 27.6431 | 1
86.9829 | 57.7172 | 1
59.144 | 56.5214 | 1
98.1212 | 50.6126 | 1
79.6837 | 27.7205 | 1
86.8134 | 68.0881 | 1
68.0142 | -14.827 | 1
15.2549 | 19.9641 | 1
73.8009 | 16.4084 | 1
59.1227 | 62.5244 | 1
55.0522 | -13.5114 | 1
55.5467 | 62.0313 | 1
71.8172 | 11.8722 | 1
92.3056 | -26.3962 | 1
17.1334 | -3.8758 | 1
100.3938 | 18.5277 | 1
2.4712 | -13.241 | 1
61.8562 | 24.0548 | 1
35.3553 | -17.9913 | 1
42.6503 | 3.6053 | 1
63.5886 | 69.696 | 1
1.1999 | -28.4896 | 1
50.3799 | 62.4648 | 1
12.8554 | -8.0523 | 1
71.1615 | 28.9667 | 1
20.7613 | 6.9655 | 1
81.8159 | -19.2978 | 1
14.3778 | -24.9326 | 1
66.047 | -12.9887 | 1
91.4323 | -3.7993 | 1
30.7993 | -4.4796 | 1
55.1429 | 7.8294 | 1
100.6364 | -19.3991 | 1
82.7843 | -21.191 | 1
6.5497 | 13.682 | 1
55.6544 | 7.537 | 1
42.8027 | 8.4404 | 1
68.254 | 42.9258 | 1
12.4191 | 50.519 | 1
35.4449 | -19.8262 | 1
44.8092 | -13.0819 | 1
32.22 | -8.0841 | 1
94.5829 | 30.1432 | 1
30.4168 | 48.7815 | 1
44.9012 | 24.9253 | 1
11.5554 | 50.1963 | 1
93.9522 | -29.9731 | 1
75.5054 | 52.4664 | 1
77.7972 | -27.68 | 1
87.9441 | 54.5677 | 1
76.9623 | 1.7265 | 1
59.5947 | 36.9152 | 1
92.1537 | 25.4565 | 1
1.6728 | 34.6646 | 1
28.9344 | -22.2611 | 1
64.0627 | 31.4739 | 1
58.6046 | 8.8787 | 1
8.9978 | -13.4823 | 1
99.7798 | -14.2783 | 1
30.1274 | 33.7009 | 1
71.9172 | -19.5381 | 1
72.76 | 21.2194 | 1
48.5799 | -11.7808 | 1
72.8533 | 4.243 | 1
69.0246 | 33.3266 | 1
33.2508 | 58.9251 | 1
12.5962 | 37.5255 | 1
81.8558 | 13.164 | 1
53.814 | 29.6103 | 1
74.1935 | 30.3399 | 1
60.0105 | -29.5631 | 1
47.5831 | 40.1407 | 1
31.9092 | 32.9563 | 1
61.6283 | 55.8486 | 1
69.3121 | -14.7915 | 1
1.896 | 8.1351 | 1
9.4219 | 59.1158 | 1
78.0859 | 68.4242 | 1
36.7505 | 21.768 | 1
62.3228 | -0.43349 | 1
82.3765 | 59.9707 | 1
27.191 | 25.5563 | 1
65.7552 | 17.3836 | 1
32.4379 | 36.2658 | 1
64.7933 | 35.8157 | 1
2.8256 | 68.4976 | 1
29.2598 | 1.6871 | 1
28.2542 | -13.4505 | 1
43.9584 | 26.5068 | 1
37.1426 | 55.9253 | 1
86.5713 | 23.5953 | 1
74.3789 | 15.1113 | 1
28.3493 | 50.0978 | 1
96.8247 | 50.1447 | 1
51.1071 | 2.6606 | 1
77.012 | 25.7594 | 1
56.7898 | 4.9354 | 1
62.3553 | 48.5989 | 1
36.7987 | 36.5236 | 1
3.6438 | 51.3393 | 1
87.0254 | 21.7862 | 1
41.5636 | 27.0736 | 1
97.7494 | 44.6236 | 1
36.5782 | 21.7673 | 1
2.6064 | 55.2261 | 1
57.1085 | -2.8049 | 1
57.2401 | 5.2645 | 1
6.4234 | -4.3751 | 1
86.8818 | 45.8689 | 1
99.0895 | 27.1356 | 1
1.7821 | -12.7558 | 1
77.4983 | 19.8581 | 1
1.5696 | 67.9874 | 1
21.0327 | 60.9687 | 1
37.538 | 49.6897 | 1
3.7684 | -18.0219 | 1
6.2246 | 11.3187 | 1
57.125 | -24.7292 | 1
31.2715 | -6.3922 | 1
59.6749 | 46.5946 | 1
63.9301 | -25.3072 | 1
81.5426 | 8.0658 | 1
98.9908 | 52.8871 | 1
6.6136 | 13.1682 | 1
43.0994 | -12.3261 | 1
27.4387 | 67.2965 | 1
32.2099 | 14.7335 | 1
0.2902 | 48.9991 | 1
46.8189 | 11.8631 | 1
35.9968 | 13.8258 | 1
17.0622 | 39.2515 | 1
87.9421 | 46.3087 | 1
96.8443 | 53.783 | 1
12.5497 | -3.3872 | 1
67.2465 | 11.3947 | 1
86.3861 | 65.3531 | 1
57.5275 | 18.0078 | 1
60.2972 | 57.82 | 1
76.7507 | -20.3662 | 1
15.6341 | -15.5417 | 1
84.8912 | 59.1476 | 1
82.5686 | -11.7191 | 1
13.451 | 62.2019 | 1
31.9884 | 37.8097 | 1
99.0097 | 17.717 | 1
62.1372 | 2.3856 | 1
17.2804 | 34.6877 | 1
92.1889 | 20.3504 | 1
9.1021 | 28.6382 | 1
23.7302 | 19.0385 | 1
67.7585 | 38.4375 | 1
28.4854 | -10.8123 | 1
34.9945 | 30.2708 | 1
30.9398 | 51.7362 | 1
87.3138 | 63.7372 | 1
26.7554 | -0.28509 | 1
36.1055 | 30.6659 | 1
89.3364 | 50.2792 | 1
11.2891 | -17.7102 | 1
51.2416 | 16.0221 | 1
17.8795 | 56.0534 | 1
34.7526 | 28.899 | 1
7.2318 | 57.7751 | 1
95.6506 | -6.1372 | 1
81.1269 | 6.4661 | 1
62.9533 | 3.8117 | 1
86.8075 | -16.0722 | 1
74.8273 | 37.7425 | 1
76.0465 | 14.0237 | 1
42.6231 | 10.7178 | 1
19.4932 | 41.8577 | 1
14.3831 | 10.6704 | 1
91.1187 | 23.3372 | 1
52.3004 | -20.0177 | 1
92.1781 | -2.0824 | 1
27.2109 | 38.3294 | 1
96.7566 | 31.1971 | 1
53.0837 | -23.9745 | 1
30.7483 | 5.1456 | 1
20.4168 | 54.1764 | 1
96.5318 | 45.4092 | 1
69.8243 | 43.0065 | 1
28.4165 | 46.1232 | 1
5.3191 | 21.9555 | 1
83.7841 | 45.4032 | 1
23.5665 | 65.2841 | 1
92.548 | -6.1595 | 1
81.5154 | 19.5921 | 1
2.5212 | -14.2367 | 1
94.3627 | 54.7694 | 1
47.6944 | 44.7502 | 1
77.0685 | -20.4968 | 1
68.8478 | -1.5241 | 1
2.1828 | 8.8494 | 1
2.2139 | 45.0653 | 1
25.4575 | 69.3318 | 1
95.2837 | -6.7856 | 1
62.3352 | 17.4109 | 1
49.4856 | 13.5326 | 1
55.1451 | 68.4372 | 1
54.9858 | -0.77515 | 1
49.3415 | 4.6003 | 1
92.2631 | -21.0535 | 1
19.7091 | -14.2044 | 1
99.6403 | 8.4791 | 1
15.5754 | 39.0713 | 1
11.4283 | 58.519 | 1
68.2911 | 52.7892 | 1
22.7401 | -17.8765 | 1
33.3526 | -29.3141 | 1
14.1648 | 11.011 | 1
38.0437 | -20.245 | 1
54.0203 | 53.2652 | 1
55.7269 | 58.8596 | 1
44.5966 | -26.9229 | 1
59.1758 | 10.6322 | 1
32.9423 | -8.0222 | 1
90.9631 | 4.5251 | 1
35.8879 | -12.1434 | 1
54.5518 | 49.5624 | 1
91.795 | 26.3595 | 1
23.8117 | 17.3451 | 1
68.1174 | -6.7846 | 1
49.9436 | 37.3159 | 1
64.8645 | 48.5193 | 1
33.0172 | 61.9283 | 1
81.9748 | 2.4008 | 1
24.4 | -27.9509 | 1
72.8953 | 20.7865 | 1
46.3718 | -0.45265 | 1
83.7382 | -0.98265 | 1
16.8777 | 58.0447 | 1
75.674 | -24.5213 | 1
28.2683 | -6.3224 | 1
35.988 | -15.8168 | 1
40.2405 | 12.0942 | 1
54.3417 | 40.0278 | 1
36.0996 | -4.2146 | 1
55.1713 | 38.0554 | 1
73.0511 | 25.3841 | 1
3.6512 | -6.477 | 1
96.3751 | 24.3018 | 1
23.1626 | 61.7521 | 1
18.6282 | 59.3921 | 1
27.3813 | 34.7708 | 1
26.3269 | -6.9107 | 1
98.9428 | 16.1838 | 1
11.8555 | 56.1807 | 1
5.7794 | 35.1298 | 1
77.715 | 69.9929 | 1
54.7582 | -12.2047 | 1
79.3641 | -24.6047 | 1
30.4485 | 35.5127 | 1
14.9334 | -0.015332 | 1
32.3604 | 30.5364 | 1
64.5402 | -3.3104 | 1
22.8138 | 44.3136 | 1
73.6744 | -8.8496 | 1
24.6346 | 57.6478 | 1
6.9558 | 47.3312 | 1
46.4035 | 0.29849 | 1
89.02 | 29.9664 | 1
55.9172 | -0.31978 | 1
6.0219 | -18.7186 | 1
24.2539 | 18.6353 | 1
38.5673 | 32.2702 | 1
81.3649 | 56.3284 | 1
11.5887 | 9.4523 | 1
50.266 | 27.9025 | 1
1.9632 | 1.6171 | 1
93.3792 | 33.7604 | 1
41.3931 | 20.8035 | 1
77.555 | 2.8888 | 1
99.6248 | -23.9056 | 1
7.9342 | 47.0681 | 1
0.15788 | 17.8247 | 1
18.4682 | 52.0965 | 1
71.9211 | 37.2074 | 1
92.5298 | 47.5244 | 1
86.8348 | 24.9415 | 1
97.8341 | 19.9959 | 1
83.7093 | 2.0845 | 1
31.5252 | -4.7651 | 1
49.994 | 69.5812 | 1
38.6271 | -16.2918 | 1
87.2313 | -8.3461 | 1
91.7021 | 44.3523 | 1
69.6218 | 61.2362 | 1
71.3698 | -8.75 | 1
46.4144 | 36.8712 | 1
68.1349 | 3.6039 | 1
60.8026 | 24.3611 | 1
5.8829 | 50.5189 | 1
34.5229 | -7.4634 | 1
41.4744 | 17.2216 | 1
51.8296 | 32.8595 | 1
25.5142 | 43.7269 | 1
78.9542 | 33.8711 | 1
39.8478 | 27.3235 | 1
3.0585 | 51.0271 | 1
59.9085 | 51.3359 | 1
79.9553 | 8.2938 | 1
39.6043 | -29.5553 | 1
19.7217 | 26.9181 | 1
36.558 | 0.59361 | 1
34.7868 | 62.1058 | 1
72.72 | -13.2132 | 1
39.0227 | 50.2195 | 1
23.1636 | 25.6488 | 1
97.0935 | 25.7798 | 1
17.4548 | 56.2958 | 1
69.0175 | 64.7917 | 1
26.7784 | 63.6605 | 1
100.6538 | 26.5028 | 1
43.3913 | 27.4176 | 1
76.9257 | 65.9563 | 1
65.3935 | 35.992 | 1
44.5006 | 32.0104 | 1
16.0033 | 39.5398 | 1
26.1558 | 62.8253 | 1
53.2565 | -18.4787 | 1
18.7493 | -0.010673 | 1
83.6291 | 48.8141 | 1
36.2206 | 55.6794 | 1
72.0099 | 38.7714 | 1
80.5064 | -0.60903 | 1
83.4941 | 32.2707 | 1
61.7695 | 65.7331 | 1
72.0174 | 42.7473 | 1
83.7601 | 11.6857 | 1
22.8078 | 49.0084 | 1
25.7562 | 64.4279 | 1
62.0471 | -6.6253 | 1
4.0924 | 52.4178 | 1
10.1995 | 15.7286 | 1
42.0671 | 21.0113 | 1
29.6388 | 35.3447 | 1
50.94 | 55.666 | 1
33.8226 | -21.8698 | 1
0.45453 | 50.2955 | 1
44.9016 | 27.1744 | 1
74.9928 | 61.8404 | 1
97.9265 | 11.9307 | 1
8.1897 | 31.2885 | 1
45.847 | -12.9446 | 1
51.0114 | 12.914 | 1
24.954 | 68.0832 | 1
44.3211 | 16.322 | 1
81.9226 | 42.2673 | 1
23.0799 | 33.5638 | 1
95.1541 | 68.0309 | 1
57.2017 | 68.7114 | 1
92.222 | 19.6585 | 1
89.1746 | 3.4759 | 1
41.0042 | 28.8637 | 1
34.4695 | 67.3624 | 1
22.4479 | 32.414 | 1
39.814 | 69.1137 | 1
71.1157 | -15.8407 | 1
3.2106 | 58.9678 | 1
66.2774 | 41.7694 | 1
35.5982 | -2.9993 | 1
82.7413 | 15.3219 | 1
91.512 | 51.8102 | 1
43.6631 | -16.6878 | 1
42.1236 | 4.5301 | 1
94.8037 | 0.31282 | 1
52.6528 | 60.1489 | 1
8.2105 | 5.1917 | 1
57.5946 | 3.487 | 1
100.03 | 4.206 | 1
47.3763 | -9.4565 | 1
56.2275 | 9.9539 | 1
79.1879 | 53.2487 | 1
67.7987 | 21.1856 | 1
81.7126 | -8.679 | 1
66.758 | 13.83 | 1
29.5862 | 36.2201 | 1
21.0597 | 6.9619 | 1
31.8308 | 33.74 | 1
6.9092 | 17.2573 | 1
55.5063 | 57.337 | 1
5.4569 | 27.217 | 1
6.983 | 45.4946 | 1
27.1426 | -5.1704 | 1
74.3243 | -15.1768 | 1
93.5354 | 0.80462 | 1
74.9521 | 39.1055 | 1
57.1699 | 58.091 | 1
23.2068 | 44.7427 | 1
43.637 | -16.3838 | 1
34.006 | 39.9448 | 1
0.55642 | 39.0764 | 1
86.5334 | -6.7642 | 1
60.5924 | -0.016984 | 1
88.9031 | -10.6644 | 1
0.86502 | 56.5211 | 1
60.9894 | 68.4713 | 1
42.8944 | 39.2372 | 1
72.1109 | 15.1133 | 1
79.3467 | 53.7759 | 1
13.2785 | 13.5222 | 1
60.0158 | 64.5766 | 1
2.8549 | 45.9166 | 1
86.3899 | -21.5633 | 1
97.5306 | 41.3068 | 1
35.4272 | -2.9811 | 1
78.4959 | 41.3657 | 1
87.0051 | 2.9976 | 1
42.3492 | 22.7719 | 1
90.1813 | -28.9255 | 1
9.2594 | 5.4084 | 1
81.6289 | 66.9244 | 1
30.4048 | 42.3325 | 1
28.0387 | 21.0585 | 1
52.2108 | 63.4384 | 1
4.773 | 41.8805 | 1
20.3898 | 41.6566 | 1
29.8438 | -12.4898 | 1
0.16774 | 25.8858 | 1
61.3513 | 39.7114 | 1
5.8313 | 22.5407 | 1
4.8753 | 7.9269 | 1
55.7283 | -19.8419 | 1
18.5296 | 61.6986 | 1
65.3427 | 10.7671 | 1
4.811 | -28.1354 | 1
18.7406 | 7.323 | 1
20.3979 | 17.934 | 1
34.2855 | -9.0586 | 1
1.2573 | 18.4284 | 1
0.28899 | 46.5281 | 1
75.7155 | -28.2938 | 1
63.903 | -8.724 | 1
1.5964 | 10.3107 | 1
20.5074 | 56.4725 | 1
71.4816 | 33.2177 | 1
50.9026 | -21.8672 | 1
34.4287 | 38.4827 | 1
35.8125 | 66.0065 | 1
72.529 | 50.2845 | 1
75.02 | 10.3462 | 1
33.9551 | 2.7886 | 1
46.518 | 6.3299 | 1
16.3131 | 33.1995 | 1
27.6818 | 42.5981 | 1
42.0329 | 22.4681 | 1
2.9858 | -13.8103 | 1
78.936 | 47.9177 | 1
16.3244 | -6.1703 | 1
63.1498 | 16.8634 | 1
4.3203 | -28.4056 | 1
66.5211 | 29.5492 | 1
63.5238 | 40.0733 | 1
47.0219 | 49.3388 | 1
8.4619 | 64.3839 | 1
16.6282 | -11.6838 | 1
1.6166 | -10.6909 | 1
61.298 | 6.5396 | 1
66.9972 | -29.3003 | 1
41.5598 | 0.57587 | 1
34.1956 | 1.7235 | 1
12.9764 | -7.3504 | 1
53.2701 | -1.7925 | 1
74.4345 | 10.208 | 1
11.2119 | 4.5398 | 1
57.8968 | -3.4414 | 1
16.8247 | -16.573 | 1
66.9471 | 9.353 | 1
87.9276 | -1.9527 | 1
84.0119 | 45.0356 | 1
91.2365 | 17.7185 | 1
51.1246 | -0.28724 | 1
78.3013 | 46.1646 | 1
9.7268 | 54.4768 | 1
77.8401 | 5.2774 | 1
13.0105 | 40.6885 | 1
35.2426 | -1.7512 | 1
47.5231 | -23.0177 | 1
48.752 | 45.7479 | 1
85.3076 | 32.1718 | 1
77.6279 | 30.7509 | 1
81.5117 | 63.5809 | 1
98.0721 | 47.3588 | 1
37.4269 | -18.4812 | 1
42.3513 | 27.0159 | 1
89.2658 | 65.4146 | 1
57.9475 | -18.0527 | 1
16.2726 | -2.1611 | 1
19.2235 | 11.3566 | 1
36.9378 | 8.6322 | 1
38.2716 | 34.4153 | 1
31.8113 | 9.6392 | 1
26.5082 | 24.9666 | 1
51.8379 | 26.4022 | 1
21.3952 | 16.614 | 1
19.5107 | -17.75 | 1
5.4829 | 67.4644 | 1
29.891 | 13.0399 | 1
38.1253 | 15.641 | 1
67.3283 | 65.6456 | 1
14.6949 | 16.448 | 1
4.2699 | 44.384 | 1
70.955 | 39.5853 | 1
81.5694 | 27.9703 | 1
81.3219 | -24.4888 | 1
36.5062 | 28.0114 | 1
66.5405 | 49.513 | 1
80.2186 | -23.5654 | 1
7.3068 | 46.9414 | 1
23.8481 | 27.7372 | 1
100.664 | -11.523 | 1
1.6793 | 34.5065 | 1
37.18 | 39.9578 | 1
14.0545 | 16.4848 | 1
27.9922 | 16.498 | 1
39.1849 | 7.0424 | 1
25.4321 | 36.3192 | 1
88.6797 | -9.9808 | 1
29.1227 | 39.0591 | 1
89.2883 | 45.204 | 1
31.7769 | 10.1989 | 1
38.6893 | 59.184 | 1
100.0362 | 62.7208 | 1
86.8535 | 64.1882 | 1
18.7141 | 39.7797 | 1
36.8151 | -9.608 | 1
90.0218 | -1.4041 | 1
73.9382 | -3.8468 | 1
87.6484 | -2.0954 | 1
60.8936 | 23.9222 | 1
34.8764 | 34.8204 | 1
99.1527 | 40.1504 | 1
19.1945 | 44.9452 | 1
99.2526 | 65.0884 | 1
99.5784 | 2.8128 | 1
28.7141 | -11.4826 | 1
23.7289 | 11.7044 | 1
2.283 | 40.0957 | 1
99.8074 | -17.3943 | 1
48.7823 | -9.2304 | 1
81.6617 | 13.8342 | 1
65.8681 | 5.6853 | 1
38.7423 | 33.5693 | 1
70.6835 | 51.7682 | 1
73.7589 | -12.3678 | 1
7.272 | 65.3041 | 1
80.7983 | 50.2799 | 1
58.4352 | 28.8946 | 1
2.6586 | 9.4248 | 1
51.1362 | -18.6737 | 1
93.204 | 54.5199 | 1
74.9532 | 3.0387 | 1
51.0623 | 21.3736 | 1
26.5917 | -12.4889 | 1
74.8628 | 14.8456 | 1
74.9236 | 34.0792 | 1
89.1219 | 16.719 | 1
65.016 | -29.9823 | 1
73.8958 | -19.1313 | 1
71.2023 | -19.5217 | 1
61.329 | 63.5723 | 1
49.5484 | 5.906 | 1
3.6424 | 18.3085 | 1
12.1649 | 32.9458 | 1
15.5278 | 42.223 | 1
23.1557 | -25.7763 | 1
83.3495 | -25.5672 | 1
93.4432 | -28.539 | 1
45.4001 | -27.9246 | 1
35.0096 | 53.6684 | 1
51.3317 | 64.6324 | 1
68.942 | 69.1746 | 1
6.1814 | 54.9769 | 1
81.2991 | 57.4154 | 1
9.7639 | -28.3921 | 1
7.802 | 60.8674 | 1
30.9508 | 63.039 | 1
18.219 | 62.7109 | 1
82.0499 | 33.1183 | 1
41.199 | 4.4114 | 1
8.9117 | 7.1989 | 1
42.6688 | 32.022 | 1
86.9144 | -10.2625 | 1
34.2579 | 49.4342 | 1
94.5124 | -20.4324 | 1
65.3109 | 53.0215 | 1
61.7557 | 67.0663 | 1
43.3041 | -7.2261 | 1
21.9034 | 26.3805 | 1
95.5154 | 63.3515 | 1
51.1172 | 68.4661 | 1
97.6933 | 42.4028 | 1
64.2007 | -7.0948 | 1
86.4467 | 2.0701 | 1
51.4616 | -9.4198 | 1
94.4852 | 51.7825 | 1
54.0871 | -21.6678 | 1
12.0405 | 44.813 | 1
39.4456 | 42.6721 | 1
67.7759 | 32.2919 | 1
73.4618 | 52.4654 | 1
27.9652 | 50.9763 | 1
28.713 | 43.1662 | 1
13.6616 | -15.5447 | 1
18.0808 | 55.4016 | 1
90.9289 | 27.4352 | 1
1.0393 | 63.7505 | 1
4.104 | 39.1325 | 1
29.247 | 16.2384 | 1
49.4002 | 54.3359 | 1
93.6008 | 35.797 | 1
19.2253 | -29.9625 | 1
75.882 | 24.1722 | 1
35.7407 | 46.6914 | 1
24.0752 | -15.1379 | 1
59.7161 | 9.24 | 1
97.8711 | 59.3096 | 1
74.847 | 54.7013 | 1
11.6864 | 64.0122 | 1
76.846 | -16.2021 | 1
46.5615 | 12.7709 | 1
22.3781 | 39.4399 | 1
53.0652 | 55.0392 | 1
69.5602 | 37.6292 | 1
34.1835 | 17.3701 | 1
82.2472 | 15.5181 | 1
23.7963 | 56.157 | 1
66.5442 | -17.7182 | 1
49.3058 | -19.9131 | 1
68.3312 | 31.0762 | 1
86.6304 | 30.2218 | 1
31.4798 | 53.5853 | 1
14.8102 | 11.2377 | 1
33.6859 | -6.7886 | 1
23.5055 | 44.9436 | 1
2.7751 | 53.8117 | 1
96.2745 | 0.19503 | 1
65.4549 | 50.8464 | 1
87.6004 | 15.2527 | 1
79.3735 | -5.0378 | 1
6.1255 | -1.0298 | 1
18.7446 | 33.3284 | 1
53.6287 | 64.3051 | 1
82.9173 | -17.2033 | 1
19.7678 | 24.2706 | 1
24.7618 | 44.2379 | 1
60.5424 | -27.3063 | 1
92.9822 | 46.9191 | 1
4.0355 | 42.688 | 1
59.4483 | -14.6147 | 1
71.9244 | 35.8494 | 1
73.8685 | 43.5453 | 1
86.7445 | -17.7165 | 1
87.7523 | 2.9872 | 1
63.8992 | -19.0633 | 1
27.7872 | -2.2086 | 1
63.062 | 59.3054 | 1
92.7674 | 61.0278 | 1
58.2547 | -5.4126 | 1
13.9803 | 28.7561 | 1
15.254 | 64.9923 | 1
67.7823 | -12.001 | 1
13.0181 | -29.4132 | 1
82.2677 | -19.4458 | 1
89.8508 | 10.4404 | 1
66.6114 | 6.3288 | 1
50.0015 | 38.2458 | 1
18.3206 | 54.9107 | 1
10.9532 | 42.4065 | 1
64.1245 | 55.7507 | 1
59.9388 | 16.9437 | 1
61.6194 | 42.7717 | 1
19.3936 | 10.8862 | 1
66.8073 | 25.1865 | 1
82.4014 | -10.7859 | 1
10.9646 | 11.2081 | 1
89.7732 | 2.8138 | 1
32.4024 | 25.7136 | 1
100.568 | 56.5518 | 1
39.9008 | 49.4044 | 1
95.2847 | 20.1479 | 1
85.1305 | 50.4717 | 1
68.1472 | -6.2167 | 1
43.4216 | 22.7336 | 1
96.476 | 7.4373 | 1
21.2159 | 32.4476 | 1
52.3582 | -16.2995 | 1
6.6809 | 26.2849 | 1
89.7966 | 7.154 | 1
42.7344 | -14.9253 | 1
96.5111 | 63.4951 | 1
70.4488 | 43.1534 | 1
7.6324 | 12.4376 | 1
81.5646 | -20.5066 | 1
13.7562 | 66.417 | 1
7.0228 | 48.7546 | 1
98.1922 | 30.2462 | 1
40.6845 | 60.726 | 1
78.1697 | 25.2267 | 1
88.5675 | 12.2776 | 1
99.8102 | -20.4478 | 1
85.6749 | -22.3752 | 1
1.3812 | 41.0214 | 1
44.823 | 48.0126 | 1
16.7121 | 59.3502 | 1
56.3228 | 33.4517 | 1
19.6424 | 62.5666 | 1
60.0338 | 63.9035 | 1
57.3446 | 64.5703 | 1
36.3091 | 59.154 | 1
7.0893 | 2.6561 | 1
39.9946 | 9.3423 | 1
61.3497 | 30.512 | 1
17.3002 | -11.6686 | 1
76.2216 | 41.5656 | 1
47.6865 | 4.8433 | 1
55.6715 | 7.468 | 1
73.0822 | 53.5244 | 1
100.7582 | 36.1772 | 1
49.5811 | 55.058 | 1
73.0185 | 60.4001 | 1
82.508 | 62.5194 | 1
13.6785 | 48.9228 | 1
92.4323 | 38.6809 | 1
67.4907 | 63.2321 | 1
24.5067 | 18.2834 | 1
55.2243 | -16.4917 | 1
97.0652 | -15.6534 | 1
85.5414 | 61.4874 | 1
5.4982 | -0.36537 | 1
97.035 | -5.69 | 1
13.5977 | 38.0371 | 1
31.1146 | 43.2295 | 1
34.3409 | 45.5134 | 1
32.669 | 29.0113 | 1
83.9773 | 41.7726 | 1
10.6136 | 6.6844 | 1
20.0397 | -13.2515 | 1
74.9049 | -28.4735 | 1
100.4694 | 28.096 | 1
0.85952 | 45.4014 | 1
23.5562 | 31.1509 | 1
3.9916 | -23.4712 | 1
61.7017 | 34.8924 | 1
74.6066 | 54.6227 | 1
89.3921 | 53.9263 | 1
57.5567 | 8.171 | 1
54.3525 | 58.5889 | 1
26.6224 | 43.6589 | 1
100.4012 | 29.4935 | 1
87.0467 | -5.6123 | 1
22.0743 | 36.31 | 1
60.2957 | 15.5644 | 1
73.8848 | 8.1854 | 1
69.7858 | 47.6296 | 1
28.6713 | 13.2696 | 1
6.7831 | 11.7684 | 1
40.056 | -20.9258 | 1
83.4315 | 30.7168 | 1
31.9687 | 43.9571 | 1
35.0461 | 50.0572 | 1
98.3339 | 38.2408 | 1
55.8879 | 66.9495 | 1
23.1601 | 63.9866 | 1
2.7922 | 55.4309 | 1
93.4033 | 15.1317 | 1
43.7169 | -8.2627 | 1
22.7492 | 58.5159 | 1
16.9877 | 57.8393 | 1
49.9789 | -0.81188 | 1
62.8652 | 45.7324 | 1
69.9848 | 28.8317 | 1
44.9108 | 55.8487 | 1
79.5613 | -15.8063 | 1
98.227 | 34.5775 | 1
44.7735 | 18.6021 | 1
39.1402 | 31.5274 | 1
49.8777 | 25.3346 | 1
29.1025 | -16.1644 | 1
17.6595 | 5.3806 | 1
66.7979 | -7.8486 | 1
15.3929 | 29.5492 | 1
74.6715 | 64.9468 | 1
64.7936 | 31.9307 | 1
61.3045 | -12.301 | 1
3.8966 | 5.7361 | 1
19.9184 | 69.2739 | 1
58.5295 | 49.3827 | 1
18.41 | -23.7877 | 1
16.9385 | 23.1794 | 1
52.4937 | 57.4415 | 1
26.4069 | 45.5765 | 1
83.1238 | 32.8236 | 1
45.8737 | 25.8622 | 1
94.7506 | 36.2077 | 1
13.5732 | -26.3008 | 1
73.6926 | 68.539 | 1
84.6039 | -19.8751 | 1
4.4604 | -6.1518 | 1
46.6637 | -19.5463 | 1
14.3529 | 4.7253 | 1
99.8348 | -11.5391 | 1
79.1836 | 10.3924 | 1
59.7334 | -14.6566 | 1
38.8184 | 14.5715 | 1
24.5523 | 67.4561 | 1
67.3122 | 57.9695 | 1
9.913 | 34.7116 | 1
28.1395 | 60.4712 | 1
87.9497 | -28.294 | 1
38.3103 | -23.6144 | 1
27.9552 | 25.4 | 1
30.6767 | 30.3977 | 1
18.9931 | -8.6373 | 1
1.8187 | 56.0797 | 1
99.7677 | 4.9319 | 1
35.1321 | 6.1917 | 1
55.3827 | 4.8613 | 1
16.3435 | 29.9778 | 1
43.8147 | -26.1427 | 1
11.8369 | 34.5247 | 1
53.9606 | -11.6693 | 1
97.415 | -1.2237 | 1
36.6486 | 55.3619 | 1
37.8653 | 1.1869 | 1
85.0596 | 26.685 | 1
54.6946 | 2.4514 | 1
29.013 | 13.1231 | 1
13.6967 | 18.3012 | 1
87.9263 | 12.9026 | 1
39.5482 | 61.9229 | 1
46.534 | 54.5316 | 1
9.8322 | 62.9532 | 1
36.6726 | -9.2945 | 1
60.8672 | 54.3536 | 1
77.3587 | -21.8516 | 1
34.9457 | 53.5823 | 1
14.0812 | 20.8912 | 1
2.414 | -7.3507 | 1
39.199 | 3.3203 | 1
45.2575 | -21.7747 | 1
42.0978 | -28.3158 | 1
6.3752 | -10.5423 | 1
84.4267 | 20.0394 | 1
58.4931 | 62.8527 | 1
53.6984 | 34.9276 | 1
82.9619 | 36.5243 | 1
65.7365 | 5.6681 | 1
50.7775 | 13.671 | 1
27.6792 | 1.7819 | 1
73.7761 | -8.8307 | 1
31.1858 | 10.1708 | 1
12.1618 | 10.6394 | 1
10.4211 | 49.2132 | 1
41.7956 | 50.5166 | 1
67.6816 | 35.938 | 1
52.9774 | 49.651 | 1
0.87627 | -3.1483 | 1
32.1063 | -20.7468 | 1
31.784 | 43.2337 | 1
87.5388 | 59.5241 | 1
71.2357 | -11.4419 | 1
13.4319 | -19.6746 | 1
73.0922 | -9.5187 | 1
69.5602 | -18.4128 | 1
62.1556 | 24.9906 | 1
20.5176 | 8.0837 | 1
66.2471 | 66.8469 | 1
92.4259 | 41.7478 | 1
51.39 | 51.0113 | 1
38.4495 | -16.9138 | 1
67.9989 | 8.0233 | 1
0.1373 | 65.058 | 1
52.1482 | -24.5107 | 1
10.6676 | -29.3875 | 1
62.911 | 25.8118 | 1
50.4692 | 67.7523 | 1
39.9119 | 30.0168 | 1
41.2299 | -24.6737 | 1
37.6713 | -17.2105 | 1
53.1297 | 11.3736 | 1
14.1396 | 10.4455 | 1
63.7303 | 39.5492 | 1
42.7386 | -13.6711 | 1
44.0127 | 0.52922 | 1
77.2928 | -6.5549 | 1
92.0738 | 34.742 | 1
51.7114 | 7.4426 | 1
99.502 | 31.4985 | 1
92.7724 | 38.6573 | 1
17.8842 | 65.2872 | 1
32.4474 | -7.6966 | 1
88.8513 | 34.305 | 1
88.4273 | 33.0965 | 1
57.4668 | 26.9171 | 1
16.5188 | 58.5862 | 1
20.4099 | 14.375 | 1
32.3024 | 5.0078 | 1
57.045 | 26.2765 | 1
68.187 | 32.5461 | 1
4.1753 | -4.6399 | 1
84.9036 | 13.4758 | 1
98.3604 | 14.6586 | 1
79.6133 | -24.0979 | 1
35.1503 | 69.6322 | 1
45.4028 | 25.2208 | 1
63.2422 | -13.2528 | 1
69.9164 | 50.2741 | 1
29.4664 | 42.2104 | 1
42.9491 | 41.9914 | 1
35.752 | 63.4925 | 1
28.7718 | 13.8142 | 1
55.1964 | 28.3435 | 1
78.7217 | 28.3804 | 1
26.0818 | 1.6825 | 1
78.403 | 20.6702 | 1
54.1878 | -21.497 | 1
62.9927 | -2.5539 | 1
31.6649 | 15.8461 | 1
23.8734 | 48.0621 | 1
31.9196 | 16.0865 | 1
98.2437 | 27.7458 | 1
78.9736 | 0.095362 | 1
39.647 | -28.222 | 1
30.3472 | -13.0128 | 1
100.4392 | 1.9426 | 1
34.2195 | 49.1023 | 1
86.396 | 44.1803 | 1
14.6903 | 55.7008 | 1
53.617 | 56.9666 | 1
88.6931 | 18.2006 | 1
10.1835 | -20.3362 | 1
53.4586 | 26.6183 | 1
46.0216 | 51.0358 | 1
29.4406 | 65.25 | 1
68.5761 | 42.9873 | 1
16.1717 | 1.7774 | 1
59.5168 | -23.3828 | 1
52.6958 | -23.2562 | 1
89.4411 | 9.8478 | 1
96.2265 | 6.7208 | 1
40.649 | 47.7919 | 1
91.5631 | -7.4133 | 1
27.4524 | 40.3732 | 1
98.8109 | 42.4598 | 1
30.2842 | 23.2854 | 1
84.9708 | 3.0708 | 1
75.2357 | 65.3332 | 1
82.1542 | 62.8754 | 1
82.657 | 25.8214 | 1
56.7856 | 27.0591 | 1
44.8883 | 27.9852 | 1
24.723 | 25.579 | 1
44.341 | -6.8775 | 1
15.2387 | 67.0388 | 1
22.5704 | 61.4467 | 1
54.932 | 0.91587 | 1
64.5013 | 64.8324 | 1
72.8829 | 18.1002 | 1
97.089 | 54.2385 | 1
33.5571 | -5.8116 | 1
65.6101 | 40.3639 | 1
93.5142 | 17.3077 | 1
97.8579 | -17.0221 | 1
75.8799 | 21.1271 | 1
38.9335 | 7.1393 | 1
72.2831 | 62.4777 | 1
1.9162 | -11.0551 | 1
26.7804 | 40.6253 | 1
54.9866 | 63.9877 | 1
44.3825 | 34.7229 | 1
69.5523 | 55.4458 | 1
16.2642 | 22.4488 | 1
62.4469 | 22.1556 | 1
22.385 | 10.3474 | 1
68.5048 | 53.7826 | 1
49.759 | 5.685 | 1
88.6969 | -0.095442 | 1
32.3348 | 68.423 | 1
98 | 66.4217 | 1
63.1537 | -14.6433 | 1
17.2476 | -7.4594 | 1
31.2009 | -7.0548 | 1
29.8043 | 66.7063 | 1
83.4916 | 58.574 | 1
51.3236 | -3.5596 | 1
83.1726 | -7.1264 | 1
100.2268 | -25.8166 | 1
17.0308 | 18.6402 | 1
63.5521 | 5.4421 | 1
12.4403 | 46.1162 | 1
54.6328 | -3.5333 | 1
74.3966 | 57.2459 | 1
28.8353 | 57.7958 | 1
76.9668 | 25.0577 | 1
53.0898 | -18.4597 | 1
32.7116 | 60.4995 | 1
39.5424 | -8.164 | 1
28.6185 | 7.974 | 1
70.5605 | 64.4589 | 1
49.9922 | 67.8207 | 1
13.4485 | 58.6641 | 1
10.8378 | 14.7768 | 1
16.9689 | -9.4038 | 1
26.5635 | 15.4145 | 1
94.3645 | 27.6528 | 1
40.1045 | 47.9304 | 1
76.2678 | 17.2105 | 1
77.8708 | -18.8854 | 1
98.5057 | 63.6665 | 1
51.7593 | 67.0852 | 1
72.6953 | 42.1886 | 1
97.9651 | -20.8208 | 1
35.2772 | 55.8774 | 1
44.1277 | -4.0218 | 1
5.7232 | -5.2228 | 1
40.2073 | 32.2308 | 1
58.3249 | 63.6216 | 1
33.9119 | 19.6574 | 1
39.3384 | 49.3981 | 1
90.5868 | -25.975 | 1
87.9731 | 45.8404 | 1
4.094 | 58.0121 | 1
0.81823 | -9.5933 | 1
98.7141 | -2.7236 | 1
33.2281 | -6.4 | 1
28.5295 | 58.461 | 1
35.8815 | 6.8284 | 1
29.882 | -19.3658 | 1
5.4162 | 9.1301 | 1
31.1149 | 53.1065 | 1
62.902 | 9.9867 | 1
19.5098 | -13.5237 | 1
56.4119 | 45.5866 | 1
13.1006 | -22.5939 | 1
54.1809 | -1.4373 | 1
27.5464 | 60.3216 | 1
76.2985 | 41.7126 | 1
81.9068 | 20.2662 | 1
19.7588 | 1.6369 | 1
6.2254 | 31.5588 | 1
24.3232 | 22.2314 | 1
57.0135 | -19.2287 | 1
21.9455 | 7.5512 | 1
37.9323 | -13.2439 | 1
80.9583 | 67.3609 | 1
76.4287 | 38.0503 | 1
76.1735 | -4.7372 | 1
79.8123 | -2.2134 | 1
83.6752 | 27.874 | 1
33.9484 | 18.1189 | 1
16.2306 | 13.4322 | 1
16.7246 | -11.6092 | 1
57.5574 | 58.4373 | 1
83.9444 | 31.1799 | 1
41.9831 | -2.7064 | 1
18.4095 | -2.5902 | 1
54.9455 | -3.6893 | 1
57.849 | -21.682 | 1
66.2888 | 39.4803 | 1
8.1233 | 20.4502 | 1
33.2088 | 18.5584 | 1
96.3959 | 48.5263 | 1
12.8397 | 58.7952 | 1
18.4247 | 23.4227 | 1
30.4802 | -0.26087 | 1
92.3413 | -20.0913 | 1
93.3236 | 22.3482 | 1
55.1859 | -15.6552 | 1
23.8649 | -20.497 | 1
64.9651 | 31.1746 | 1
31.4035 | 49.8183 | 1
63.3414 | 68.3296 | 1
5.5209 | 7.6921 | 1
59.5412 | 5.4244 | 1
99.2065 | 59.8988 | 1
72.3482 | 52.1902 | 1
66.2148 | -1.3455 | 1
76.5076 | 14.2432 | 1
36.7082 | 27.6423 | 1
67.3245 | 34.1751 | 1
51.4371 | -11.5983 | 1
97.4122 | 6.1605 | 1
87.2777 | 51.7739 | 1
69.8406 | 31.19 | 1
20.1361 | 43.7766 | 1
25.5274 | 16.0537 | 1
16.3243 | 6.6476 | 1
18.4792 | 47.1849 | 1
51.6481 | 19.132 | 1
45.9383 | -2.1878 | 1
20.129 | 51.2769 | 1
88.3146 | 29.6491 | 1
25.6482 | 49.693 | 1
38.393 | 60.8427 | 1
62.3614 | 45.1311 | 1
25.4724 | -1.3683 | 1
8.9993 | -0.32351 | 1
60.8484 | -26.2177 | 1
71.7744 | -20.4134 | 1
19.9146 | 25.5487 | 1
72.5169 | 46.2706 | 1
61.6032 | -1.382 | 1
70.2521 | 57.5912 | 1
64.797 | -3.4959 | 1
96.245 | 48.3666 | 1
46.4035 | 27.1726 | 1
54.5057 | 23.6217 | 1
4.8422 | 4.8233 | 1
18.8886 | 28.2799 | 1
32.2563 | 40.0454 | 1
5.1897 | -7.3155 | 1
60.6827 | 63.6807 | 1
97.7455 | 23.3086 | 1
4.2194 | 17.471 | 1
92.3734 | 63.1365 | 1
94.7258 | -27.3981 | 1
58.1387 | -29.2268 | 1
99.3353 | 56.0486 | 1
67.6818 | 60.5768 | 1
21.034 | 27.8825 | 1
93.9744 | 7.9188 | 1
100.8375 | 20.7376 | 1
59.6458 | 9.9739 | 1
71.4777 | 7.2273 | 1
7.8707 | -24.4995 | 1
20.9235 | 56.8206 | 1
66.651 | -5.0337 | 1
3.8117 | 65.0551 | 1
50.4574 | 36.0641 | 1
26.4219 | 55.2231 | 1
46.3709 | 68.0363 | 1
40.0545 | 3.9198 | 1
95.3107 | 12.3388 | 1
24.1423 | 62.9918 | 1
77.9395 | -3.8915 | 1
75.3879 | -18.8082 | 1
15.7193 | 8.7239 | 1
70.389 | -4.9632 | 1
1.6568 | 69.7014 | 1
45.8753 | -16.5342 | 1
99.0125 | 14.989 | 1
96.8067 | -19.01 | 1
59.055 | 17.6246 | 1
29.4811 | 64.0218 | 1
40.4528 | 19.3846 | 1
86.3842 | -25.15 | 1
2.9277 | -10.1352 | 1
2.9197 | -9.0513 | 1
32.734 | 29.4066 | 1
79.2979 | 57.0043 | 1
61.1729 | -19.1573 | 1
37.1359 | 28.5497 | 1
67.246 | 27.8581 | 1
1.1395 | 19.5497 | 1
66.1959 | 34.6136 | 1
13.2238 | -0.51364 | 1
34.3976 | 15.3281 | 1
61.852 | -4.7133 | 1
48.9184 | 15.4731 | 1
14.9717 | 68.728 | 1
1.9386 | -24.5095 | 1
23.3374 | -20.6275 | 1
36.2049 | 45.2926 | 1
6.5732 | -7.3617 | 1
18.6143 | 42.0874 | 1
13.6966 | 53.2326 | 1
38.2544 | 53.1839 | 1
49.8811 | 45.5696 | 1
73.9826 | -20.1999 | 1
52.8782 | 9.1866 | 1
20.8149 | -5.1062 | 1
60.0785 | 17.3145 | 1
35.5405 | 61.0858 | 1
1.6634 | 3.5294 | 1
64.8521 | -5.4992 | 1
64.3706 | -26.4359 | 1
6.0445 | -18.484 | 1
20.0819 | 1.2719 | 1
94.881 | 14.2754 | 1
46.4603 | 53.747 | 1
8.9033 | -29.8652 | 1
95.8522 | -24.5125 | 1
60.4437 | 63.9764 | 1
20.6084 | 38.2588 | 1
99.7819 | 30.5967 | 1
90.893 | -7.8281 | 1
8.4102 | 51.8316 | 1
92.3261 | 64.6844 | 1
87.7195 | 60.5737 | 1
27.599 | 18.0477 | 1
54.2529 | 5.1949 | 1
20.8922 | -11.0089 | 1
76.4031 | 64.0918 | 1
46.1677 | 18.4186 | 1
1.5851 | -1.7141 | 1
68.7943 | 37.8716 | 1
59.1944 | 62.1279 | 1
3.5432 | 7.292 | 1
34.0736 | 49.2141 | 1
30.862 | 67.4288 | 1
59.9142 | 6.0343 | 1
62.796 | 41.7674 | 1
36.6714 | 51.9957 | 1
86.0294 | 12.7594 | 1
29.1173 | 37.832 | 1
98.8335 | 51.0756 | 1
77.6004 | 8.0299 | 1
12.8515 | 46.3552 | 1
73.0453 | 55.8766 | 1
82.2907 | 58.1996 | 1
24.7273 | 10.3699 | 1
53.9425 | 52.1181 | 1
28.8192 | -1.3874 | 1
45.9114 | -8.1291 | 1
100.8347 | 33.3668 | 1
43.9102 | -0.80849 | 1
50.6768 | 22.2848 | 1
5.237 | -29.2022 | 1
26.6946 | -3.3685 | 1
9.2859 | -24.0581 | 1
72.5593 | -25.3038 | 1
12.1794 | 53.7668 | 1
39.9755 | 24.0192 | 1
61.3814 | -11.2772 | 1
41.5148 | -22.5386 | 1
36.5118 | -6.1999 | 1
45.8657 | 18.1982 | 1
22.5995 | -0.47874 | 1
58.0408 | 54.1012 | 1
24.1339 | 48.4066 | 1
74.2645 | -1.5936 | 1
97.3711 | 13.4013 | 1
100.701 | -27.55 | 1
91.9139 | 52.3123 | 1
82.371 | -12.0845 | 1
23.4944 | 49.906 | 1
78.1397 | 68.5543 | 1
27.3037 | -3.771 | 1
63.1801 | 33.0362 | 1
26.7533 | 16.8718 | 1
42.602 | 37.0889 | 1
50.5606 | 46.6851 | 1
34.5649 | -27.7748 | 1
38.9343 | -15.5385 | 1
1.4141 | 68.164 | 1
28.3057 | 16.959 | 1
28.8393 | 36.9135 | 1
29.1199 | -8.8458 | 1
70.3272 | -2.1662 | 1
16.7787 | -29.8288 | 1
52.4417 | 50.4772 | 1
58.14 | -3.8719 | 1
53.7394 | -24.9196 | 1
68.3108 | 46.6321 | 1
92.4953 | -12.827 | 1
19.2453 | 20.483 | 1
56.0298 | -4.0677 | 1
10.3197 | 21.6299 | 1
50.4428 | -12.5522 | 1
62.9706 | 62.8928 | 1
90.7996 | -17.8904 | 1
10.5101 | 32.4705 | 1
66.5224 | -8.2345 | 1
80.8289 | 65.5563 | 1
6.236 | 8.1972 | 1
21.6598 | -23.3102 | 1
18.5261 | -20.0936 | 1
95.3488 | 61.6109 | 1
38.3598 | 11.8006 | 1
31.8919 | 12.2264 | 1
18.5821 | 59.3931 | 1
70.7457 | 20.3741 | 1
42.3795 | 30.2752 | 1
9.6264 | 66.4597 | 1
70.0829 | 4.3604 | 1
43.47 | 54.5248 | 1
15.9248 | -22.7566 | 1
2.0335 | 65.8175 | 1
42.7886 | -0.016558 | 1
30.413 | -21.5643 | 1
41.2996 | 32.9554 | 1
80.89 | 46.7431 | 1
7.6741 | 29.5182 | 1
51.7082 | 65.8004 | 1
93.0171 | 0.58502 | 1
90.2476 | 66.395 | 1
95.282 | -16.4367 | 1
32.3574 | 14.9867 | 1
81.6344 | 1.054 | 1
24.3465 | 12.2206 | 1
19.9457 | 14.8896 | 1
88.2772 | 55.3307 | 1
2.0109 | 0.87458 | 1
37.2785 | 39.3525 | 1
4.6537 | 26.1369 | 1
37.1429 | 2.2016 | 1
16.4402 | 57.7705 | 1
40.2751 | -13.4251 | 1
8.9984 | 13.765 | 1
30.4773 | -0.25771 | 1
77.9137 | 61.9152 | 1
21.7918 | -29.5921 | 1
17.4424 | 36.7331 | 1
42.8519 | 49.7817 | 1
59.3231 | -4.5485 | 1
73.6617 | -13.304 | 1
38.4761 | 32.1589 | 1
83.1952 | 53.5684 | 1
99.1171 | -17.3189 | 1
75.9115 | 64.518 | 1
51.2826 | 35.2792 | 1
6.1379 | 36.6782 | 1
80.1857 | -19.6852 | 1
46.9402 | 33.903 | 1
8.878 | 11.1829 | 1
47.4676 | 27.8422 | 1
61.8935 | 19.2249 | 1
20.4307 | 6.7381 | 1
95.1568 | -7.0689 | 1
39.6793 | -13.5736 | 1
71.5181 | 10.9151 | 1
93.1513 | 7.9759 | 1
68.7037 | 54.5246 | 1
64.7412 | -0.29602 | 1
5.5625 | 22.8895 | 1
33.3287 | 66.2176 | 1
19.3022 | -0.60682 | 1
76.7423 | -25.8825 | 1
72.1992 | 1.7915 | 1
12.6865 | 9.7251 | 1
85.3403 | 52.8847 | 1
67.3885 | 19.6775 | 1
27.0939 | -15.5271 | 1
46.8247 | 20.4383 | 1
47.5525 | -14.6292 | 1
66.2672 | 58.2947 | 1
14.4003 | 2.4679 | 1
69.9292 | -14.4479 | 1
54.9019 | 35.6219 | 1
24.429 | 55.6721 | 1
80.2487 | -23.1904 | 1
5.0912 | 37.7169 | 1
22.8329 | -6.4599 | 1
37.7026 | 13.4453 | 1
46.3074 | 38.9709 | 1
72.2183 | -1.7742 | 1
68.7361 | 68.2547 | 1
97.2728 | 56.1002 | 1
28.5452 | 53.1659 | 1
21.5414 | -19.4832 | 1
44.6742 | 14.3109 | 1
93.0818 | 42.4265 | 1
88.3524 | 61.1806 | 1
78.5866 | -15.9858 | 1
46.589 | 5.9564 | 1
100.795 | -23.8816 | 1
97.676 | 27.9499 | 1
28.9631 | 64.1068 | 1
99.4454 | -24.7118 | 1
3.7285 | 26.5682 | 1
2.2244 | 63.2378 | 1
79.7893 | 61.7878 | 1
98.4847 | 32.4466 | 1
14.675 | -5.4647 | 1
63.3283 | 43.5908 | 1
10.3764 | 6.9842 | 1
46.3852 | 46.5135 | 1
45.776 | 16.1956 | 1
50.211 | 13.0264 | 1
67.8869 | 17.4865 | 1
47.2832 | 53.55 | 1
80.4452 | 41.5136 | 1
45.3366 | -6.3186 | 1
34.6297 | 6.468 | 1
13.5582 | 8.583 | 1
79.215 | -24.3659 | 1
26.0113 | 37.3991 | 1
63.2057 | 67.3899 | 1
64.4382 | 31.1723 | 1
8.1767 | 35.5573 | 1
71.3154 | -27.6276 | 1
58.1599 | 32.0549 | 1
35.632 | 11.4881 | 1
48.8802 | 33.0959 | 1
65.1734 | -2.5433 | 1
40.8758 | 54.0447 | 1
69.7921 | 33.6392 | 1
86.9339 | 26.2836 | 1
78.2472 | -11.1475 | 1
57.4125 | 48.9099 | 1
29.5794 | 24.4217 | 1
22.5828 | 11.2466 | 1
80.8925 | 13.9287 | 1
65.3335 | -10.6311 | 1
34.0996 | -29.059 | 1
28.6194 | 38.2095 | 1
30.5302 | 26.0159 | 1
68.5564 | 40.4969 | 1
16.6042 | 3.6645 | 1
95.7974 | 26.994 | 1
90.8682 | 47.8137 | 1
91.2861 | 54.1419 | 1
1.1289 | 66.442 | 1
13.3542 | -16.5824 | 1
70.038 | 3.6465 | 1
53.2946 | -29.7768 | 1
76.3543 | 11.0187 | 1
3.828 | 22.5288 | 1
71.4487 | 63.3785 | 1
52.0875 | -9.3571 | 1
84.6412 | -19.2634 | 1
66.848 | 7.4879 | 1
59.1062 | 47.841 | 1
85.1092 | 3.2939 | 1
63.0926 | -0.61481 | 1
6.6099 | 5.5573 | 1
21.6779 | -28.7806 | 1
72.1227 | -4.8785 | 1
61.7477 | -21.7906 | 1
65.9012 | -10.2854 | 1
32.6815 | -12.7662 | 1
58.9121 | 68.238 | 1
3.1922 | 59.2148 | 1
52.5488 | -27.3979 | 1
14.3858 | 22.1641 | 1
22.4033 | -4.5039 | 1
70.3259 | 1.7244 | 1
89.1298 | 4.0437 | 1
2.3959 | -22.6772 | 1
38.1927 | 65.1228 | 1
6.4144 | -19.2518 | 1
41.3914 | 50.3598 | 1
100.9069 | 34.6284 | 1
6.152 | 12.8304 | 1
52.6432 | 42.8173 | 1
82.921 | 37.9054 | 1
47.5024 | 36.6607 | 1
96.8727 | -23.8365 | 1
3.8298 | 63.2915 | 1
84.7826 | -27.4017 | 1
54.4564 | 41.5436 | 1
7.2981 | -20.5864 | 1
41.1914 | -11.7394 | 1
6.7787 | 62.6752 | 1
34.9863 | 2.5203 | 1
18.5893 | 43.1756 | 1
17.5912 | 3.2003 | 1
59.4009 | 8.4611 | 1
67.5269 | 10.9862 | 1
11.9065 | 21.1734 | 1
3.2584 | -22.5162 | 1
63.8858 | 1.1403 | 1
3.5935 | 40.3209 | 1
48.3988 | 58.8674 | 1
54.7596 | -24.4308 | 1
0.41896 | 5.9961 | 1
99.632 | -5.9697 | 1
13.9443 | 33.3013 | 1
6.125 | -20.5465 | 1
26.1099 | 0.27303 | 1
58.9184 | 46.6652 | 1
95.897 | -6.9434 | 1
9.9709 | 8.5162 | 1
10.6577 | -5.9495 | 1
69.9447 | 43.9126 | 1
2.5508 | 53.2208 | 1
59.8271 | -22.4444 | 1
30.4475 | 50.9604 | 1
86.252 | 52.7178 | 1
68.44 | 42.6084 | 1
82.4056 | 31.4613 | 1
83.0222 | 46.9851 | 1
74.5861 | 0.32967 | 1
58.4076 | 19.4782 | 1
100.9913 | -29.9891 | 1
80.351 | 22.3336 | 1
50.9393 | -9.4214 | 1
4.5172 | 67.7713 | 1
46.1202 | 57.8103 | 1
91.9705 | -21.5329 | 1
35.7001 | 23.8672 | 1
37.7732 | 60.8387 | 1
88.9179 | 19.8468 | 1
79.2239 | 16.1361 | 1
6.4557 | 36.4084 | 1
89.648 | -3.5165 | 1
33.3938 | 31.0999 | 1
100.9417 | -19.9664 | 1
91.156 | 61.0329 | 1
12.9549 | 38.1059 | 1
50.4032 | 24.1675 | 1
86.0919 | -28.6095 | 1
38.668 | -14.3772 | 1
91.9662 | 44.7979 | 1
56.9157 | 30.4898 | 1
89.1761 | 3.7246 | 1
44.7065 | 64.1856 | 1
44.858 | -9.33 | 1
73.4275 | 49.2902 | 1
35.7835 | -8.5748 | 1
41.8032 | 56.0889 | 1
65.9268 | -20.1706 | 1
31.8207 | 8.3053 | 1
16.7242 | 61.2398 | 1
39.5958 | 28.6113 | 1
9.7744 | 66.065 | 1
32.8439 | 21.1912 | 1
55.8919 | 11.5124 | 1
70.1622 | 64.2869 | 1
67.2304 | 14.3325 | 1
43.4152 | 69.2106 | 1
51.6957 | -2.5314 | 1
24.36 | 64.843 | 1
21.7545 | 44.4493 | 1
95.5614 | 9.3951 | 1
99.7682 | 59.5515 | 1
53.2029 | 28.1815 | 1
3.8056 | 57.9264 | 1
7.7401 | 26.673 | 1
12.7945 | -7.4693 | 1
14.462 | 17.0935 | 1
85.3221 | -18.0557 | 1
57.3005 | 20.2907 | 1
67.8438 | 2.1522 | 1
58.2556 | 29.8459 | 1
46.058 | 44.4595 | 1
93.7901 | 48.1378 | 1
4.9885 | 37.797 | 1
34.509 | 17.2993 | 1
53.4278 | 41.9872 | 1
9.2854 | 0.9271 | 1
21.6543 | 12.3212 | 1
89.0529 | 63.9065 | 1
77.6566 | -7.9518 | 1
51.6714 | 40.8855 | 1
90.0174 | 10.9031 | 1
24.7389 | 16.2561 | 1
91.2826 | -11.7913 | 1
33.1574 | 43.5151 | 1
11.6263 | 58.106 | 1
56.7544 | -23.8988 | 1
42.7553 | 53.7317 | 1
70.929 | -5.7959 | 1
82.7278 | -5.7456 | 1
20.5948 | 13.3464 | 1
100.7697 | 38.6613 | 1
43.7957 | 4.704 | 1
46.8139 | 68.4529 | 1
89.6436 | 21.8503 | 1
78.3656 | 2.2522 | 1
99.7591 | -7.4035 | 1
80.0374 | 31.2588 | 1
96.5609 | 17.0421 | 1
67.9483 | 36.6288 | 1
7.3813 | 12.629 | 1
12.1079 | 57.6712 | 1
58.5441 | 64.2344 | 1
97.3009 | 21.5075 | 1
61.7707 | -18.5109 | 1
21.6225 | 43.774 | 1
4.9967 | 48.8394 | 1
32.9279 | 18.111 | 1
39.6916 | 63.2651 | 1
64.106 | 3.4185 | 1
32.7745 | 66.4074 | 1
80.9946 | 43.1753 | 1
36.2339 | 24.3656 | 1
50.2889 | 7.7871 | 1
45.0725 | 62.2885 | 1
91.2388 | -1.4941 | 1
21.4205 | -12.9859 | 1
80.9739 | 58.444 | 1
83.0901 | 15.028 | 1
35.0144 | -27.0102 | 1
72.9435 | 12.9463 | 1
68.4991 | 57.9233 | 1
96.4951 | -15.1512 | 1
79.7636 | 43.4169 | 1
3.2286 | -4.8524 | 1
62.0508 | 17.438 | 1
9.9568 | -13.1749 | 1
91.9387 | 67.8256 | 1
1.3518 | 58.8715 | 1
6.556 | -29.6643 | 1
41.5621 | 61.9566 | 1
78.145 | -20.6981 | 1
99.256 | 9.7677 | 1
26.3707 | 60.4179 | 1
99.9291 | 56.7507 | 1
13.8128 | 63.5986 | 1
11.4895 | 68.5833 | 1
49.7994 | 31.5026 | 1
28.1241 | 50.9932 | 1
68.9086 | 34.7813 | 1
90.812 | -9.7172 | 1
99.8239 | -25.8645 | 1
98.6725 | -28.6632 | 1
90.2596 | 64.1006 | 1
46.241 | 18.5208 | 1
11.4538 | 69.0398 | 1
63.4577 | -9.9259 | 1
38.0724 | -22.4901 | 1
81.5735 | 1.1728 | 1
19.8986 | 59.5098 | 1
5.2889 | 26.7173 | 1
28.5689 | 19.6656 | 1
87.0639 | 25.6503 | 1
8.026 | 15.5124 | 1
60.9386 | -12.7743 | 1
23.4526 | 11.6002 | 1
31.634 | -29.9638 | 1
71.3474 | 37.3824 | 1
57.2454 | -12.0468 | 1
98.3107 | 41.7018 | 1
95.1383 | -18.7583 | 1
15.1447 | 39.8605 | 1
3.4136 | 25.0883 | 1
27.0198 | -21.5453 | 1
34.1272 | -9.7103 | 1
35.9641 | 49.4211 | 1
99.8133 | 15.6354 | 1
71.1312 | 45.0109 | 1
65.8625 | 24.4337 | 1
65.9464 | 57.4696 | 1
75.0611 | -8.0203 | 1
35.5939 | -19.2942 | 1
66.3046 | 54.71 | 1
40.4542 | 39.1048 | 1
9.9722 | 58.1136 | 1
68.2097 | 30.212 | 1
75.9298 | 1.66 | 1
15.392 | 26.664 | 1
23.6278 | 19.9145 | 1
21.2947 | 25.4768 | 1
42.0589 | 66.8369 | 1
94.4406 | 17.0285 | 1
6.2441 | 35.0177 | 1
39.7607 | -9.7537 | 1
48.1904 | 42.4697 | 1
9.2703 | 35.3538 | 1
34.6419 | -4.5859 | 1
6.76 | 5.4891 | 1
82.0929 | -24.5133 | 1
28.4635 | 3.6973 | 1
35.9881 | 41.9722 | 1
29.2024 | 28.601 | 1
14.246 | 34.0501 | 1
38.0922 | -12.2408 | 1
57.5318 | 42.6194 | 1
48.2246 | -4.9964 | 1
56.0708 | 61.5348 | 1
39.2168 | 27.9689 | 1
3.1381 | 11.0353 | 1
37.1077 | 42.4158 | 1
18.3066 | 65.9662 | 1
67.4441 | -28.7496 | 1
59.0791 | 47.8206 | 1
13.3028 | 22.6826 | 1
45.2489 | 32.1489 | 1
32.2862 | -20.3259 | 1
51.3944 | 31.6919 | 1
54.5884 | 35.6711 | 1
19.7073 | 12.2668 | 1
25.1992 | -19.0612 | 1
93.2361 | 15.7025 | 1
56.4095 | 20.3252 | 1
26.6094 | 34.2734 | 1
8.1592 | 62.3936 | 1
66.1114 | 64.1154 | 1
30.4437 | 8.4437 | 1
28.0458 | 27.7227 | 1
53.8135 | 60.3184 | 1
64.6151 | -20.7293 | 1
42.5111 | 67.8711 | 1
72.8756 | 45.5676 | 1
7.9944 | -10.2116 | 1
52.2857 | -3.8331 | 1
41.3936 | 7.6878 | 1
73.1002 | -25.3415 | 1
65.2807 | 38.5647 | 1
80.8282 | 41.6706 | 1
34.4996 | 29.4287 | 1
15.3757 | 18.3559 | 1
15.7719 | 28.9671 | 1
89.3055 | -4.1965 | 1
78.4233 | -4.3698 | 1
2.5231 | 65.9502 | 1
9.1409 | 67.0454 | 1
81.9697 | -18.5481 | 1
17.4643 | 18.479 | 1
6.6593 | 28.2049 | 1
88.7397 | 42.3193 | 1
19.7091 | 55.5168 | 1
66.4894 | 27.9171 | 1
72.8824 | 67.4298 | 1
79.3079 | 44.3385 | 1
3.7983 | -24.6389 | 1
1.9121 | 43.4051 | 1
24.5026 | 64.5875 | 1
95.1887 | -13.1567 | 1
23.9404 | 4.6112 | 1
20.71 | 24.0415 | 1
82.6008 | -16.7914 | 1
90.2605 | 4.2492 | 1
43.187 | 3.2896 | 1
48.0814 | -4.3052 | 1
58.9267 | -9.8498 | 1
12.2212 | -4.767 | 1
33.8147 | 11.8187 | 1
98.7072 | 55.8411 | 1
26.37 | 0.40092 | 1
22.9391 | 18.3151 | 1
56.1175 | -9.6656 | 1
31.5659 | -21.0906 | 1
19.6581 | -29.0817 | 1
82.5121 | 54.7286 | 1
38.8759 | -5.5549 | 1
86.8297 | 46.4556 | 1
3.9021 | 57.5947 | 1
99.8378 | -5.9657 | 1
56.5101 | 0.5367 | 1
91.5396 | 30.0419 | 1
64.9179 | 22.8947 | 1
85.9005 | 28.6743 | 1
31.8151 | 26.1213 | 1
75.884 | 21.4889 | 1
86.63 | 21.3846 | 1
99.5146 | 4.7151 | 1
29.4368 | 46.9135 | 1
93.6039 | -26.7881 | 1
94.9749 | -13.7826 | 1
24.8823 | 23.8134 | 1
60.3091 | 55.9474 | 1
72.6218 | 14.9827 | 1
69.1243 | 12.6201 | 1
8.357 | -2.1661 | 1
4.3475 | 24.862 | 1
79.7117 | 33.052 | 1
33.0958 | -8.0306 | 1
16.6298 | 28.36 | 1
98.1746 | 13.5021 | 1
69.6106 | 43.512 | 1
3.52 | 64.4244 | 1
11.7249 | 42.5299 | 1
50.6883 | -2.2578 | 1
86.2468 | 32.5578 | 1
11.5904 | 4.8421 | 1
89.1978 | 37.7863 | 1
75.2939 | 61.949 | 1
47.2774 | -1.4126 | 1
22.7175 | -12.5212 | 1
4.5621 | 33.8221 | 1
67.9564 | 16.647 | 1
83.4886 | 35.6313 | 1
38.6514 | 43.7208 | 1
84.5337 | 53.571 | 1
19.5791 | -4.6759 | 1
15.4739 | 22.3353 | 1
46.5874 | 3.7749 | 1
81.3751 | 20.1235 | 1
62.4143 | 65.8609 | 1
47.343 | 47.9565 | 1
73.8597 | 57.1573 | 1
15.0392 | 62.8433 | 1
83.1391 | 34.429 | 1
72.9547 | 43.0054 | 1
37.2831 | 29.0172 | 1
81.1984 | -16.506 | 1
1.7712 | 50.6427 | 1
93.9206 | 14.5823 | 1
88.9198 | 6.3498 | 1
19.0754 | -0.75577 | 1
50.8009 | 69.4434 | 1
51.202 | 41.0048 | 1
66.4564 | 5.1193 | 1
49.9181 | 44.3035 | 1
56.7172 | 67.8778 | 1
16.1965 | 19.8173 | 1
6.6571 | 42.8624 | 1
84.2413 | -4.3196 | 1
53.6603 | 58.2063 | 1
4.3305 | -9.3928 | 1
9.4657 | 61.1096 | 1
26.2719 | 41.7274 | 1
50.9975 | 69.5446 | 1
61.2183 | -16.4427 | 1
85.0383 | 48.7023 | 1
82.9699 | 30.9025 | 1
88.8406 | 20.1746 | 1
17.3152 | 38.2466 | 1
17.2061 | 42.5876 | 1
85.9586 | 67.7509 | 1
28.1242 | 39.4195 | 1
21.1038 | -4.4292 | 1
76.7717 | 61.1922 | 1
25.5031 | 52.5635 | 1
78.8992 | 55.8492 | 1
47.1995 | 28.2438 | 1
39.9042 | -25.8385 | 1
12.9596 | -9.5396 | 1
79.6164 | -17.8686 | 1
12.7999 | -23.3455 | 1
42.7879 | -5.1572 | 1
37.9983 | 3.6476 | 1
59.4002 | 16.5697 | 1
89.9251 | 24.0429 | 1
76.9989 | -2.7304 | 1
29.0966 | 41.6834 | 1
80.8023 | -22.3269 | 1
70.2828 | 10.3611 | 1
25.0267 | 66.5333 | 1
25.4571 | 10.9938 | 1
18.1636 | -17.0329 | 1
0.16334 | 39.3368 | 1
86.7488 | 67.0085 | 1
5.7206 | 44.4561 | 1
81.9345 | 30.7543 | 1
40.9674 | 27.2869 | 1
38.5936 | 3.1786 | 1
52.2917 | 29.2887 | 1
62.2002 | -24.9409 | 1
86.3695 | -4.9619 | 1
98.0878 | 65.1617 | 1
13.2431 | 21.2034 | 1
56.7276 | 65.297 | 1
38.6135 | -24.3862 | 1
97.4841 | -9.4915 | 1
61.6277 | 62.0835 | 1
11.7123 | -22.5719 | 1
96.1735 | 13.6113 | 1
73.9371 | 36.9717 | 1
41.7007 | -19.0194 | 1
29.9272 | 5.6657 | 1
25.9795 | 65.2606 | 1
0.28341 | 50.3256 | 1
45.1506 | 13.6869 | 1
69.8714 | -0.56657 | 1
23.7999 | -21.2089 | 1
9.7931 | 67.3762 | 1
35.6375 | -9.1144 | 1
98.3207 | -17.3851 | 1
92.1656 | 35.0221 | 1
50.8586 | -8.808 | 1
35.9787 | 41.2871 | 1
85.223 | 5.8354 | 1
81.2713 | 11.6425 | 1
70.7906 | -9.2241 | 1
35.3281 | 24.7565 | 1
16.9842 | -18.9273 | 1
76.8731 | 69.0359 | 1
97.6313 | 41.9985 | 1
30.8041 | 54.199 | 1
2.7156 | -13.5513 | 1
28.1726 | -20.3405 | 1
68.3251 | 68.6752 | 1
72.4978 | 53.3933 | 1
65.712 | 16.054 | 1
83.2071 | -14.2055 | 1
9.5325 | 51.6993 | 1
87.8868 | 28.878 | 1
81.9948 | -28.6239 | 1
90.6176 | 19.6445 | 1
13.7513 | 24.0416 | 1
8.5339 | 67.8122 | 1
31.0127 | 59.4917 | 1
89.5096 | 3.9478 | 1
34.8592 | 14.7758 | 1
25.1216 | 21.5195 | 1
27.3356 | 61.4045 | 1
19.8648 | 52.3694 | 1
72.1814 | -0.95855 | 1
32.4667 | 19.207 | 1
26.5733 | 9.5481 | 1
20.2385 | 34.892 | 1
19.1255 | 32.1281 | 1
99.9476 | 9.8375 | 1
56.797 | 12.9185 | 1
45.0416 | 48.6365 | 1
79.2271 | 1.1598 | 1
28.8337 | 53.6506 | 1
84.7621 | -3.6561 | 1
26.1028 | -6.5263 | 1
28.2815 | 50.6808 | 1
29.4599 | 18.587 | 1
53.7557 | 1.396 | 1
52.1369 | 16.2602 | 1
11.8075 | 17.4417 | 1
98.0091 | -8.9082 | 1
94.4806 | 31.3409 | 1
97.94 | -6.0366 | 1
29.883 | 32.2975 | 1
50.6548 | 32.9515 | 1
24.8705 | 5.575 | 1
84.4519 | 51.6648 | 1
12.0313 | -25.4525 | 1
36.5017 | 2.7567 | 1
14.1997 | 0.63879 | 1
14.9438 | 10.8706 | 1
100.6897 | -26.5178 | 1
50.2628 | 58.8351 | 1
1.8027 | 16.009 | 1
40.1945 | 25.339 | 1
6.7813 | 18.0913 | 1
71.9735 | -0.61916 | 1
48.5475 | 28.2222 | 1
37.1593 | 15.6118 | 1
19.9268 | 62.5665 | 1
21.0566 | 37.7184 | 1
98.3763 | 65.217 | 1
73.7133 | 69.9758 | 1
63.3531 | 20.754 | 1
66.5203 | 64.373 | 1
36.3695 | 45.6784 | 1
27.5919 | 49.3753 | 1
26.6176 | 6.6331 | 1
34.6434 | 21.4762 | 1
34.9612 | 0.18259 | 1
97.6007 | 35.8535 | 1
16.4345 | 40.5841 | 1
91.5113 | 67.8171 | 1
62.4502 | 29.4047 | 1
26.3566 | 63.0372 | 1
25.2771 | 22.6109 | 1
91.27 | -21.826 | 1
19.691 | -27.5909 | 1
35.9423 | 57.137 | 1
91.2781 | 12.8065 | 1
1.8515 | 5.8893 | 1
24.5333 | 13.6339 | 1
50.5622 | 7.2966 | 1
96.4686 | 69.4463 | 1
17.5171 | -6.3884 | 1
42.4475 | -20.2608 | 1
2.7501 | -27.5713 | 1
8.7492 | -25.6426 | 1
62.6542 | 50.4898 | 1
73.103 | 5.5743 | 1
97.4361 | 35.3186 | 1
38.9802 | 62.6494 | 1
77.1498 | -11.472 | 1
81.4643 | 56.8635 | 1
9.5931 | -25.6522 | 1
84.109 | 18.2932 | 1
56.9791 | 61.1074 | 1
92.3732 | 18.5607 | 1
5.0172 | 7.6349 | 1
70.4004 | 1.1709 | 1
38.6512 | 12.6433 | 1
16.6085 | -14.2977 | 1
61.4725 | 49.7836 | 1
46.1975 | 9.5579 | 1
14.2731 | -14.0788 | 1
37.7989 | 31.8932 | 1
65.7855 | -22.53 | 1
29.3051 | -1.6449 | 1
50.3321 | 31.1557 | 1
58.9936 | 43.7252 | 1
56.7259 | -24.5368 | 1
14.8461 | 44.3776 | 1
86.9909 | 17.5878 | 1
89.9478 | 60.4676 | 1
57.011 | 21.8315 | 1
66.5643 | -29.0658 | 1
98.9322 | -6.9045 | 1
69.3693 | 21.7401 | 1
3.5803 | 2.2044 | 1
39.9781 | 21.7293 | 1
50.5617 | 22.1456 | 1
94.2767 | -10.6173 | 1
58.4315 | 10.255 | 1
70.0275 | 20.5907 | 1
98.5457 | -5.9931 | 1
21.8799 | 55.0276 | 1
98.8245 | -15.8693 | 1
79.4638 | -28.0978 | 1
81.6783 | 40.9419 | 1
83.044 | 11.923 | 1
5.6423 | 66.9381 | 1
63.119 | 29.7632 | 1
68.0194 | -15.1273 | 1
88.0241 | -22.015 | 1
18.9069 | 13.0518 | 1
51.5371 | 65.9707 | 1
38.9131 | 57.5241 | 1
7.4672 | -23.2367 | 1
45.6519 | 5.9228 | 1
61.4463 | -1.2411 | 1
78.4498 | -9.6176 | 1
16.3939 | -0.95535 | 1
25.0028 | 58.7036 | 1
14.3371 | 0.71831 | 1
42.9461 | 66.9596 | 1
42.3973 | 37.5721 | 1
94.3646 | 4.5725 | 1
6.9287 | -27.8657 | 1
57.5135 | 14.8058 | 1
51.9805 | 35.0095 | 1
2.6779 | 54.5327 | 1
44.377 | 4.7492 | 1
78.1288 | 58.3074 | 1
46.4195 | 48.2585 | 1
1.9207 | 16.7816 | 1
21.8443 | 50.8961 | 1
64.6707 | 1.4356 | 1
16.1311 | 58.1026 | 1
61.2575 | 50.794 | 1
90.7221 | 34.0933 | 1
68.4435 | -20.6357 | 1
4.0432 | 18.3482 | 1
49.2137 | 36.535 | 1
90.18 | -5.3246 | 1
71.0976 | -8.4464 | 1
40.768 | -29.5339 | 1
12.1748 | -17.8062 | 1
36.5895 | 10.3215 | 1
14.2883 | 59.8401 | 1
45.18 | 24.1312 | 1
72.673 | -22.5102 | 1
41.1696 | 54.3056 | 1
4.2352 | 66.2913 | 1
99.0025 | -9.6905 | 1
42.2187 | 32.6403 | 1
44.7746 | 43.9631 | 1
23.2627 | 51.5178 | 1
13.6335 | 25.422 | 1
46.9583 | -27.928 | 1
47.9964 | 34.8752 | 1
0.22999 | 8.7249 | 1
5.7744 | -12.1739 | 1
92.7511 | -24.5118 | 1
28.3281 | 50.5889 | 1
45.179 | 16.5032 | 1
2.7759 | -10.512 | 1
50.1753 | 5.939 | 1
2.2955 | -17.827 | 1
32.0651 | -13.8432 | 1
1.6179 | -20.1791 | 1
41.9257 | -21.9304 | 1
92.8908 | 1.1308 | 1
44.4852 | 30.5458 | 1
23.1686 | 16.1362 | 1
59.0371 | 55.3989 | 1
43.6166 | 66.1799 | 1
56.4381 | 30.9304 | 1
2.772 | 68.695 | 1
92.7613 | 67.9426 | 1
76.3578 | 17.6528 | 1
1.2643 | 51.4111 | 1
79.9217 | -4.7109 | 1
69.487 | 3.749 | 1
59.2179 | -0.46978 | 1
2.9911 | 66.8547 | 1
34.2224 | 12.5533 | 1
12.7405 | -4.5813 | 1
43.982 | -15.8161 | 1
93.4434 | 28.9819 | 1
17.3942 | -18.1215 | 1
10.5685 | 48.1625 | 1
82.951 | 17.9395 | 1
28.6371 | -23.1391 | 1
86.2876 | -23.1739 | 1
44.6494 | 10.2808 | 1
83.461 | 28.8964 | 1
74.1544 | -9.5992 | 1
21.7165 | 31.7825 | 1
9.6627 | 19.62 | 1
66.8516 | 36.9444 | 1
58.0641 | 43.9307 | 1
0.88693 | 50.7201 | 1
77.7048 | 32.9443 | 1
90.5093 | -23.1449 | 1
9.3681 | 42.2422 | 1
35.673 | 65.3513 | 1
74.8352 | 19.5928 | 1
67.8378 | -13.2344 | 1
51.8203 | 63.9885 | 1
52.2765 | 50.622 | 1
28.6204 | -19.5323 | 1
7.247 | 57.0941 | 1
64.9664 | 16.9677 | 1
9.869 | 39.5442 | 1
51.6631 | -22.8512 | 1
80.5608 | 19.7886 | 1
54.8508 | 43.9992 | 1
58.5307 | 60.6081 | 1
54.9106 | -15.3273 | 1
1.1261 | -1.4321 | 1
86.4041 | 56.1503 | 1
20.8997 | 33.1558 | 1
96.6618 | 39.9702 | 1
54.2777 | 40.3005 | 1
7.2193 | 12.9761 | 1
57.1107 | 44.4336 | 1
49.3372 | 56.0806 | 1
34.5504 | 49.228 | 1
65.7931 | 31.5358 | 1
38.8999 | 20.7469 | 1
34.6469 | 56.0082 | 1
69.2644 | 56.8325 | 1
44.2376 | 16.3215 | 1
69.6844 | -18.9097 | 1
36.6464 | 52.6488 | 1
1.8926 | 63.1354 | 1
35.0529 | 37.1497 | 1
95.8895 | 60.1243 | 1
5.1249 | 56.2985 | 1
31.029 | -1.0481 | 1
25.6744 | 65.6258 | 1
74.7782 | -4.4182 | 1
40.9584 | 28.1575 | 1
90.2732 | 12.1016 | 1
51.7858 | 64.9096 | 1
78.5178 | 40.0695 | 1
93.7979 | 24.0908 | 1
80.9279 | 39.4899 | 1
12.2447 | 0.68021 | 1
62.6365 | 7.4381 | 1
56.8285 | 0.90677 | 1
39.6078 | 1.589 | 1
85.9163 | 58.7789 | 1
96.276 | 37.3025 | 1
37.8181 | 27.7706 | 1
14.6143 | 61.5845 | 1
25.1286 | 30.1319 | 1
78.7726 | 55.3575 | 1
88.5758 | 27.46 | 1
48.9279 | 48.261 | 1
5.0356 | 15.2991 | 1
20.8673 | 14.8044 | 1
32.1989 | 17.4326 | 1
87.0407 | 18.7017 | 1
67.9435 | 15.4811 | 1
94.1261 | 51.2901 | 1
27.418 | 26.2418 | 1
53.1726 | -11.6091 | 1
60.2633 | 7.7113 | 1
54.26 | -11.5968 | 1
51.5059 | -14.7673 | 1
47.3179 | 68.9407 | 1
82.9848 | -19.2021 | 1
86.8773 | 0.99522 | 1
45.4676 | 29.5517 | 1
78.7669 | 0.99404 | 1
55.478 | 57.1157 | 1
27.0104 | -27.374 | 1
84.0961 | -18.6848 | 1
37.667 | -22.1124 | 1
3.4513 | -19.7711 | 1
87.4545 | 17.0342 | 1
59.9351 | 3.6656 | 1
11.2515 | 15.8013 | 1
62.6688 | 51.4571 | 1
66.3107 | -1.4495 | 1
55.0025 | -14.1956 | 1
10.2822 | -6.2407 | 1
3.0308 | -13.1221 | 1
25.1639 | 66.088 | 1
19.8634 | -13.1633 | 1
79.6402 | 62.2848 | 1
18.6098 | 67.0539 | 1
21.6606 | 65.2172 | 1
53.8631 | 43.4861 | 1
33.4604 | 26.7551 | 1
6.2926 | 26.4005 | 1
71.1992 | -0.93155 | 1
46.8817 | 3.3067 | 1
100.2031 | 27.0864 | 1
0.06508 | 32.0354 | 1
73.6877 | -20.6062 | 1
21.0145 | 63.6049 | 1
95.0219 | -11.0114 | 1
26.8039 | 52.0918 | 1
54.506 | 4.7193 | 1
93.721 | -19.1867 | 1
53.1639 | 69.9526 | 1
94.432 | -14.1166 | 1
33.228 | 27.9367 | 1
8.0832 | 7.4237 | 1
99.3212 | 42.7677 | 1
87.9503 | 43.0234 | 1
5.3114 | 59.7888 | 1
7.6976 | 1.2245 | 1
74.4348 | 54.6055 | 1
65.0695 | -1.8298 | 1
72.801 | 48.6963 | 1
17.7739 | 10.8655 | 1
44.8599 | 12.9433 | 1
51.1885 | -17.3349 | 1
68.7549 | 5.6839 | 1
68.8931 | -9.9688 | 1
51.0238 | -2.5219 | 1
51.3151 | -2.0398 | 1
80.1302 | 54.408 | 1
96.0838 | -16.1013 | 1
50.1522 | 66.234 | 1
21.7475 | -2.852 | 1
32.2992 | 66.3186 | 1
42.2078 | -12.9068 | 1
11.1338 | 9.1218 | 1
97.4014 | 67.8818 | 1
1.2657 | 23.9704 | 1
26.4165 | -22.0201 | 1
19.4919 | 11.7531 | 1
94.1346 | -11.0474 | 1
94.4874 | 57.3775 | 1
8.1628 | 52.1405 | 1
6.5031 | 51.566 | 1
5.0705 | 32.6907 | 1
67.4435 | 38.2012 | 1
39.6809 | 53.1838 | 1
17.0546 | 47.7309 | 1
40.6428 | 4.7321 | 1
5.1219 | -6.1183 | 1
80.8758 | 11.5569 | 1
76.1882 | -3.2165 | 1
84.3849 | 41.0647 | 1
68.9449 | -14.17 | 1
2.5376 | 17.3195 | 1
27.9361 | 6.5786 | 1
12.8218 | 12.8149 | 1
82.1678 | -9.3494 | 1
54.2863 | 12.2433 | 1
73.4473 | 19.8438 | 1
13.4951 | 23.1501 | 1
21.7027 | 4.2283 | 1
35.76 | 31.2819 | 1
81.9129 | 44.2255 | 1
63.5542 | 63.7282 | 1
7.7014 | 45.3035 | 1
1.4468 | 51.4368 | 1
31.287 | 68.9475 | 1
15.5538 | -22.4558 | 1
23.7766 | 5.0833 | 1
60.9024 | -8.8382 | 1
55.9718 | 61.4571 | 1
59.7882 | -13.1817 | 1
43.6011 | 55.0999 | 1
42.3693 | 62.632 | 1
74.3905 | -20.5149 | 1
5.6024 | -22.6341 | 1
51.1631 | 18.2731 | 1
76.0865 | 22.4329 | 1
8.0045 | 30.5352 | 1
4.6412 | 38.7643 | 1
9.8074 | 4.6109 | 1
96.171 | 13.7486 | 1
12.054 | 38.7667 | 1
13.9996 | -16.1439 | 1
29.7603 | 45.0139 | 1
63.9204 | 30.5178 | 1
28.3691 | 48.2763 | 1
10.53 | 31.1593 | 1
88.8944 | 60.3649 | 1
94.4002 | -29.4211 | 1
27.1359 | -29.87 | 1
70.8615 | 6.9272 | 1
8.844 | -12.5966 | 1
72.013 | 34.0047 | 1
57.6264 | -29.3355 | 1
45.6225 | 47.0726 | 1
10.4208 | 64.5476 | 1
38.666 | 60.3828 | 1
74.6983 | -2.7666 | 1
2.5547 | -1.445 | 1
19.5957 | 1.8387 | 1
95.3512 | 22.2496 | 1
92.711 | 58.757 | 1
62.4727 | -28.1073 | 1
20.5925 | 12.9121 | 1
61.7517 | -6.9154 | 1
18.0765 | 57.1553 | 1
5.028 | -28.954 | 1
67.9869 | -20.4573 | 1
38.8194 | 68.9034 | 1
49.824 | 56.7977 | 1
19.7289 | 18.4351 | 1
3.2803 | -27.7004 | 1
95.7521 | -15.5989 | 1
30.3242 | 3.9566 | 1
63.6375 | -26.5583 | 1
17.8666 | 58.2641 | 1
53.5654 | 19.6447 | 1
31.561 | 21.8014 | 1
17.4874 | 41.9844 | 1
40.4724 | 61.3323 | 1
87.1809 | 13.5806 | 1
48.8422 | 37.7031 | 1
15.6022 | 17.0526 | 1
44.6634 | 25.4358 | 1
69.2453 | 56.844 | 1
51.0201 | -8.2246 | 1
24.4979 | 51.9666 | 1
36.8287 | 26.5342 | 1
75.2914 | 31.3904 | 1
83.1454 | 40.2432 | 1
1.1329 | 52.2184 | 1
51.0182 | 56.0815 | 1
14.5715 | -20.4359 | 1
96.925 | 69.8035 | 1
49.3068 | 2.3294 | 1
67.1016 | -16.2821 | 1
86.4459 | 19.1429 | 1
64.1828 | -6.8186 | 1
86.8067 | -20.8885 | 1
48.2049 | -0.038641 | 1
75.0893 | 33.2919 | 1
63.6722 | -16.7479 | 1
72.0317 | 1.8138 | 1
6.5721 | 68.8284 | 1
100.5428 | -3.0747 | 1
54.1199 | 31.1333 | 1
15.5869 | -5.9157 | 1
12.1816 | 33.609 | 1
21.759 | 9.3785 | 1
43.1261 | 23.0713 | 1
33.2767 | 25.1959 | 1
48.8293 | 51.5044 | 1
11.5838 | 24.1627 | 1
39.8625 | 65.6122 | 1
86.5606 | 45.3009 | 1
44.7692 | 10.2469 | 1
68.4301 | 33.7234 | 1
70.0094 | 15.1918 | 1
51.8174 | 46.3837 | 1
68.2969 | 28.2339 | 1
7.2825 | 58.9146 | 1
50.5436 | 1.3059 | 1
51.4673 | 59.7768 | 1
87.5736 | -18.3614 | 1
9.2026 | 64.8957 | 1
65.5258 | 8.1912 | 1
86.78 | -7.7293 | 1
17.7955 | 57.713 | 1
84.863 | 44.3548 | 1
81.4664 | -26.9651 | 1
12.3748 | 15.99 | 1
41.0928 | -6.9725 | 1
42.5163 | 51.8878 | 1
14.982 | 20.2051 | 1
58.1431 | 58.594 | 1
6.4502 | -16.0635 | 1
74.3274 | 62.7514 | 1
15.952 | -29.3828 | 1
16.09 | 1.5647 | 1
77.9232 | -16.8053 | 1
2.7811 | -20.0449 | 1
78.9751 | 64.9978 | 1
81.6901 | 64.6946 | 1
90.6457 | 17.4446 | 1
56.9381 | 8.8987 | 1
80.1355 | 48.8482 | 1
43.186 | -11.7055 | 1
83.4744 | -11.8667 | 1
64.5218 | 65.9853 | 1
56.3971 | 22.9037 | 1
100.3529 | -6.6503 | 1
11.9714 | 10.3551 | 1
12.7539 | -21.814 | 1
24.1106 | 55.802 | 1
40.1876 | 15.0504 | 1
5.4735 | 65.8515 | 1
55.5486 | 8.6631 | 1
89.4271 | 10.6915 | 1
28.4829 | -20.2972 | 1
93.2204 | 57.2768 | 1
63.5141 | 13.6359 | 1
61.7085 | 12.3575 | 1
24.431 | 68.9874 | 1
83.9564 | 64.7981 | 1
68.5751 | 36.3797 | 1
0.76088 | 7.0805 | 1
62.5789 | 11.1656 | 1
16.7251 | -1.9844 | 1
17.8399 | -11.7795 | 1
10.8275 | 53.5905 | 1
35.5246 | -8.4959 | 1
44.2377 | 63.026 | 1
84.2692 | -21.3755 | 1
70.4844 | 6.167 | 1
96.3446 | -15.08 | 1
100.6701 | 25.3717 | 1
10.4794 | -15.8266 | 1
87.7469 | 56.1829 | 1
27.2589 | -0.11719 | 1
95.1177 | 49.0498 | 1
7.0328 | 14.1007 | 1
100.3622 | 36.2693 | 1
80.7944 | 40.7247 | 1
11.0631 | 5.1171 | 1
74.6749 | -2.0738 | 1
98.0981 | 16.719 | 1
31.7492 | -17.5927 | 1
56.8805 | 10.6654 | 1
33.1402 | 28.9671 | 1
87.4273 | 36.2237 | 1
0.92577 | 4.3242 | 1
69.4018 | -20.4984 | 1
14.1161 | 62.8615 | 1
52.6381 | 51.7241 | 1
15.828 | 49.2328 | 1
85.887 | 31.5481 | 1
94.7303 | 7.9369 | 1
19.5934 | 44.8492 | 1
51.4182 | 29.8504 | 1
91.293 | 25.1155 | 1
51.0327 | 69.3736 | 1
65.2875 | 58.4091 | 1
27.105 | 36.9434 | 1
78.1382 | -28.1694 | 1
87.0102 | 35.6604 | 1
70.8102 | 53.0039 | 1
76.2994 | 6.6544 | 1
14.1001 | -19.6878 | 1
52.0116 | 48.1864 | 1
2.1372 | -12.3964 | 1
2.8188 | 9.719 | 1
89.4121 | 68.1272 | 1
20.5985 | 5.6382 | 1
13.9457 | 9.0017 | 1
2.3017 | 13.7614 | 1
82.3882 | 68.5109 | 1
32.6058 | -8.5184 | 1
99.2665 | 50.1326 | 1
43.8841 | 14.4847 | 1
29.2462 | 33.7146 | 1
20.1753 | -15.2975 | 1
21.6295 | 66.2852 | 1
78.7311 | 10.277 | 1
44.1632 | 43.9185 | 1
31.1915 | 36.2961 | 1
65.5692 | -21.7015 | 1
94.7359 | -18.1234 | 1
82.5093 | 54.8227 | 1
3.3509 | 36.7251 | 1
95.6051 | 64.9485 | 1
66.0454 | -3.6249 | 1
19.6865 | 44.987 | 1
75.3225 | 29.3272 | 1
65.3753 | 57.4203 | 1
86.7575 | 69.6439 | 1
93.1673 | -15.9645 | 1
66.2231 | -5.4856 | 1
97.4076 | 62.5825 | 1
80.6881 | 44.5478 | 1
71.9859 | -10.0089 | 1
28.2278 | 6.3324 | 1
12.695 | 51.7033 | 1
28.6281 | 5.3266 | 1
83.8969 | 55.5866 | 1
86.9792 | 13.1376 | 1
86.8369 | -16.5747 | 1
20.7654 | -9.3403 | 1
33.364 | -26.9249 | 1
48.2924 | 45.0385 | 1
2.9767 | -1.2699 | 1
67.0191 | 23.4024 | 1
11.4868 | 56.7272 | 1
83.7502 | -2.693 | 1
62.8467 | -7.1022 | 1
9.3707 | 59.9803 | 1
51.1478 | -26.0148 | 1
73.3252 | 21.959 | 1
98.9997 | -11.5838 | 1
40.4339 | -29.0677 | 1
19.3747 | 62.0391 | 1
71.5157 | -11.2724 | 1
83.8527 | -9.8168 | 1
89.3481 | 5.7121 | 1
32.2648 | 6.4937 | 1
92.411 | 65.7695 | 1
5.854 | 34.5635 | 1
62.5445 | -21.1592 | 1
76.7031 | 26.1006 | 1
73.1936 | 26.0569 | 1
38.0657 | 8.3367 | 1
69.729 | 40.776 | 1
10.6797 | 43.6134 | 1
40.2172 | 33.0294 | 1
45.9992 | -24.5098 | 1
78.1892 | -15.5144 | 1
77.4358 | -2.9652 | 1
22.4203 | -13.1222 | 1
61.6981 | -16.3548 | 1
22.419 | 69.7388 | 1
40.4241 | 63.4749 | 1
31.6713 | 57.7157 | 1
19.0117 | -2.9095 | 1
22.5138 | -18.7179 | 1
48.8914 | 38.8218 | 1
39.7145 | -12.6559 | 1
71.0169 | 39.5152 | 1
27.1571 | 48.5157 | 1
50.6441 | 31.9351 | 1
42.6514 | -24.2187 | 1
95.3584 | 51.9965 | 1
56.4312 | 58.2198 | 1
21.1084 | -24.6515 | 1
37.5345 | 33.5628 | 1
48.3397 | 44.2171 | 1
89.9435 | -27.7921 | 1
1.3976 | 21.5457 | 1
21.5983 | -15.8007 | 1
71.652 | 1.8728 | 1
86.0391 | 64.1478 | 1
85.9418 | -12.2269 | 1
64.5616 | 16.6002 | 1
93.186 | -27.9544 | 1
54.5415 | 16.5567 | 1
23.8999 | 33.3512 | 1
25.5936 | 28.0853 | 1
47.4736 | 21.673 | 1
93.8432 | -11.3152 | 1
51.55 | 2.0801 | 1
79.3494 | -12.3845 | 1
28.7412 | 67.0955 | 1
74.9851 | 60.1523 | 1
32.9879 | 9.1237 | 1
3.0301 | -22.694 | 1
49.2524 | 7.4412 | 1
100.1749 | 1.0632 | 1
70.2652 | -21.318 | 1
77.4066 | 29.6278 | 1
30.8732 | 61.623 | 1
5.6935 | 8.2766 | 1
51.2236 | 40.9599 | 1
57.8931 | 17.2854 | 1
71.8888 | 66.7536 | 1
78.4862 | 5.3568 | 1
78.3194 | -12.3688 | 1
73.436 | -15.5331 | 1
55.9765 | -12.1955 | 1
87.3433 | 18.0869 | 1
42.2828 | 42.3314 | 1
99.2725 | 68.574 | 1
26.2529 | 66.8085 | 1
78.4145 | -12.7264 | 1
52.7188 | 25.5671 | 1
68.4822 | 2.449 | 1
39.5075 | 30.1818 | 1
27.2787 | 12.8357 | 1
78.4794 | 31.2783 | 1
93.7037 | 52.7288 | 1
85.0945 | 28.3426 | 1
74.1499 | 64.7789 | 1
39.9798 | -15.117 | 1
62.3756 | -17.2427 | 1
67.7208 | 45.9085 | 1
81.4186 | 34.209 | 1
41.999 | -7.6377 | 1
77.2162 | 7.418 | 1
33.4177 | 29.9735 | 1
2.1368 | 22.4995 | 1
18.1706 | -7.7736 | 1
59.5778 | 8.8164 | 1
8.5093 | 66.3256 | 1
63.3955 | 42.2389 | 1
12.3373 | -1.0426 | 1
78.2649 | 4.3857 | 1
83.823 | 16.5339 | 1
98.6471 | 10.3833 | 1
29.3802 | 45.038 | 1
87.1558 | 54.049 | 1
96.1067 | 47.7336 | 1
84.4486 | 9.1625 | 1
47.7549 | 30.2832 | 1
62.5533 | 37.8166 | 1
63.9876 | -17.5113 | 1
46.6579 | 60.7788 | 1
13.6181 | 51.4144 | 1
37.0224 | 3.3389 | 1
84.9056 | -9.2871 | 1
38.2061 | 60.8495 | 1
89.7006 | -28.6995 | 1
45.4065 | 14.9775 | 1
43.79 | 19.8932 | 1
94.3143 | 3.3393 | 1
76.7094 | 27.3344 | 1
82.2672 | 44.7317 | 1
21.4308 | 36.639 | 1
40.7104 | 57.3082 | 1
78.811 | -15.6263 | 1
57.8035 | -17.7836 | 1
0.35402 | -1.0379 | 1
1.3329 | -0.6247 | 1
77.2293 | -13.7751 | 1
85.3283 | 35.4696 | 1
60.927 | 3.4106 | 1
77.4437 | 36.27 | 1
18.2141 | 54.2567 | 1
14.7949 | -15.3471 | 1
5.2958 | 5.373 | 1
78.8586 | 46.1972 | 1
100.234 | 33.0404 | 1
83.4314 | -20.7144 | 1
0.36301 | 66.7033 | 1
31.5557 | 63.9487 | 1
39.7867 | 62.3659 | 1
15.8086 | -5.6491 | 1
67.6683 | -22.1293 | 1
36.6406 | -24.1209 | 1
80.2972 | 28.7516 | 1
86.6695 | 45.5949 | 1
81.9111 | 62.4963 | 1
51.7408 | 67.6108 | 1
49.6444 | -19.7377 | 1
31.8387 | 1.3012 | 1
48.0693 | 2.2328 | 1
69.2603 | 2.9923 | 1
37.1543 | 27.5714 | 1
72.9922 | 34.2162 | 1
42.6232 | 40.888 | 1
63.2518 | 42.3743 | 1
7.5039 | -11.0195 | 1
72.489 | 29.5933 | 1
14.5683 | 45.3751 | 1
52.219 | 35.7436 | 1
35.9023 | -14.7261 | 1
43.9147 | -23.3912 | 1
51.9435 | 12.7303 | 1
85.6211 | -9.9457 | 1
45.2025 | 43.0672 | 1
13.3585 | 7.3334 | 1
5.7561 | -25.4637 | 1
26.0395 | -19.551 | 1
67.9411 | -21.4675 | 1
62.5577 | -29.6961 | 1
45.4463 | -22.9598 | 1
0.83285 | 65.6829 | 1
62.0007 | 44.2539 | 1
74.0831 | 16.6611 | 1
85.9247 | 61.6845 | 1
2.3672 | 29.8938 | 1
52.6391 | -24.6084 | 1
84.1348 | 8.6937 | 1
60.8446 | 64.8959 | 1
71.7581 | -5.3981 | 1
91.6447 | 30.5104 | 1
86.2981 | 17.4446 | 1
22.7943 | 47.4412 | 1
94.5525 | 38.6174 | 1
56.9265 | 3.3082 | 1
78.2967 | -20.615 | 1
22.7061 | -26.4643 | 1
74.6603 | 35.6956 | 1
96.9495 | -26.0535 | 1
40.3333 | 8.6426 | 1
1.804 | -3.2907 | 1
65.2158 | 64.6467 | 1
56.6207 | 65.543 | 1
23.7631 | 11.1547 | 1
68.5957 | 60.8608 | 1
6.561 | 52.4722 | 1
72.7245 | 3.7274 | 1
15.3731 | -6.7831 | 1
90.5241 | 46.8742 | 1
2.2479 | -25.3379 | 1
60.3744 | 68.2692 | 1
71.5947 | -2.1138 | 1
51.0628 | 58.924 | 1
28.3705 | 48.9779 | 1
11.8017 | 62.566 | 1
68.4111 | -3.5622 | 1
80.9354 | 37.9882 | 1
96.8625 | 51.5672 | 1
22.3961 | -2.8746 | 1
69.417 | 16.9396 | 1
93.2229 | 52.6766 | 1
40.3459 | 57.6541 | 1
13.1252 | 20.922 | 1
72.516 | 37.4194 | 1
73.2956 | 41.5859 | 1
64.9989 | 42.3053 | 1
84.3329 | 15.9472 | 1
71.0533 | 32.1616 | 1
42.5771 | 54.458 | 1
48.3821 | 65.6924 | 1
62.5842 | 12.4869 | 1
1.8622 | -8.0958 | 1
87.3181 | 62.6738 | 1
76.7841 | 69.0717 | 1
98.6959 | -28.4792 | 1
42.8762 | 6.1909 | 1
59.8946 | 34.3804 | 1
48.6611 | 13.5068 | 1
20.1443 | -2.9474 | 1
30.1181 | -20.8504 | 1
43.8196 | 12.8968 | 1
83.7887 | -5.1394 | 1
41.248 | -19.624 | 1
31.1105 | 37.1365 | 1
18.1248 | 55.2027 | 1
83.8571 | 65.9394 | 1
65.6766 | -23.1578 | 1
34.5148 | 43.0501 | 1
75.7879 | -16.8669 | 1
75.4206 | 1.0037 | 1
65.3672 | 0.37642 | 1
17.6133 | -12.7276 | 1
39.7224 | -12.2545 | 1
51.3731 | 0.08266 | 1
25.7803 | 9.129 | 1
56.0458 | -17.2826 | 1
18.7877 | 22.9331 | 1
83.864 | 68.1478 | 1
71.377 | 49.6373 | 1
28.8057 | 33.2652 | 1
37.6403 | 24.0404 | 1
100.9308 | 20.13 | 1
15.9604 | 65.777 | 1
93.5304 | 64.2368 | 1
58.0331 | 24.3537 | 1
97.5481 | 64.2752 | 1
35.4714 | 25.599 | 1
58.644 | 65.9582 | 1
69.8419 | 12.1851 | 1
3.081 | 52.5212 | 1
42.3942 | 24.189 | 1
52.7103 | -21.0888 | 1
78.9154 | -7.3008 | 1
48.3933 | 27.5448 | 1
3.0021 | 16.3376 | 1
84.7601 | 35.1894 | 1
95.6537 | 65.2139 | 1
10.2311 | 0.27422 | 1
78.8345 | -26.5132 | 1
45.0865 | 23.4331 | 1
84.2553 | -26.0909 | 1
62.937 | 62.6674 | 1
39.9008 | 20.2111 | 1
91.1389 | 38.3859 | 1
71.3105 | 8.9763 | 1
34.4252 | 54.4112 | 1
1.7335 | -3.5107 | 1
45.7313 | -15.9047 | 1
48.9928 | -7.3865 | 1
94.482 | 51.4308 | 1
87.3931 | -12.8177 | 1
77.1642 | 33.6948 | 1
55.5389 | 2.443 | 1
0.63384 | -18.803 | 1
97.9808 | 19.6286 | 1
94.9605 | 46.4117 | 1
94.7047 | 35.2884 | 1
100.2017 | 32.3888 | 1
85.8503 | -18.7344 | 1
71.3392 | -0.87631 | 1
61.6914 | 49.0415 | 1
61.763 | 30.1115 | 1
51.1801 | -1.0086 | 1
79.6163 | 55.9267 | 1
31.1528 | 19.2027 | 1
2.69 | 56.2079 | 1
70.4335 | 22.1224 | 1
2.4246 | -22.3181 | 1
80.5862 | 16.5501 | 1
12.5815 | 0.54788 | 1
32.756 | -6.8927 | 1
52.2465 | -13.0428 | 1
44.5062 | 4.1509 | 1
47.8715 | -1.1865 | 1
52.058 | 48.8371 | 1
93.8124 | 22.4301 | 1
47.0337 | 45.0514 | 1
52.7466 | 24.8971 | 1
84.999 | -12.8319 | 1
6.1703 | -10.3468 | 1
74.3801 | 26.5582 | 1
57.899 | 51.8317 | 1
67.2577 | 47.7538 | 1
25.5053 | -1.7819 | 1
71.5954 | -1.2235 | 1
36.1617 | -0.70773 | 1
48.6493 | 64.5581 | 1
74.4215 | 68.5066 | 1
50.5041 | 52.3662 | 1
70.0604 | 14.066 | 1
84.7341 | -4.401 | 1
40.0975 | 63.2402 | 1
72.3829 | -19.9319 | 1
22.4362 | 50.5917 | 1
65.2214 | 61.4807 | 1
41.1039 | -16.7308 | 1
50.4966 | -6.4497 | 1
63.3267 | -3.6496 | 1
56.5221 | -16.0061 | 1
86.7245 | 43.0597 | 1
57.5642 | 51.0949 | 1
69.8124 | 23.5781 | 1
88.1672 | 63.5376 | 1
73.0542 | 28.3271 | 1
69.0877 | 43.5203 | 1
4.3731 | -22.926 | 1
40.7577 | -20.9087 | 1
80.1541 | -11.3207 | 1
51.0745 | 25.4041 | 1
96.4227 | 66.2271 | 1
66.7535 | 21.1898 | 1
59.5266 | 51.5169 | 1
7.3695 | -10.0487 | 1
39.3793 | 12.5143 | 1
40.6135 | 67.8174 | 1
67.9279 | 22.3253 | 1
41.7755 | 60.1525 | 1
40.3162 | 33.3141 | 1
95.7205 | -4.8305 | 1
32.3308 | 23.0775 | 1
57.8511 | 66.0735 | 1
66.5269 | -22.0771 | 1
15.4075 | 39.0221 | 1
83.294 | -26.732 | 1
23.1079 | 55.7355 | 1
38.4834 | -1.4871 | 1
3.6267 | 44.305 | 1
58.3772 | 69.8962 | 1
75.9503 | 46.9968 | 1
76.5997 | 66.5972 | 1
95.1543 | 63.8905 | 1
51.1219 | 12.87 | 1
76.3374 | 19.3199 | 1
84.9537 | 41.9199 | 1
69.7865 | -14.5278 | 1
82.0196 | 17.4551 | 1
44.7931 | 69.5631 | 1
63.6457 | 20.4681 | 1
43.0761 | -4.179 | 1
98.1417 | 42.4417 | 1
36.7284 | -21.6839 | 1
2.0186 | 54.4355 | 1
46.9516 | 22.6614 | 1
49.3044 | -25.1244 | 1
19.6847 | -20.2073 | 1
39.9739 | -19.243 | 1
52.9592 | 1.7463 | 1
54.5492 | -29.6869 | 1
66.8709 | 27.2036 | 1
31.5046 | 48.1791 | 1
19.7593 | 26.1871 | 1
47.9943 | 25.9553 | 1
27.4053 | -11.0162 | 1
48.2122 | 60.1947 | 1
12.2275 | -18.0433 | 1
53.8593 | 56.0895 | 1
16.114 | -26.2576 | 1
87.7308 | 0.75227 | 1
57.1284 | 46.5563 | 1
6.8133 | -1.8475 | 1
23.4554 | 55.9875 | 1
85.9599 | 5.1587 | 1
59.3712 | 49.7151 | 1
54.1203 | 39.5295 | 1
51.5748 | -9.089 | 1
54.6807 | -17.0529 | 1
66.9305 | 9.0938 | 1
89.3205 | -6.0921 | 1
46.7647 | 51.6375 | 1
96.2518 | 12.917 | 1
32.1095 | 43.8042 | 1
35.3328 | 32.3586 | 1
42.8332 | 14.7946 | 1
31.3938 | -12.5276 | 1
46.3453 | 19.8994 | 1
2.5314 | 27.6659 | 1
66.6415 | 17.0666 | 1
43.2287 | -19.9761 | 1
4.6052 | -21.0121 | 1
26.1496 | 51.3145 | 1
87.4701 | 11.6447 | 1
15.9263 | 18.4979 | 1
1.5458 | 69.029 | 1
87.6325 | 40.9538 | 1
57.2923 | -18.1625 | 1
82.238 | 56.6063 | 1
11.257 | 16.755 | 1
10.4421 | 49.2781 | 1
51.3683 | 6.4505 | 1
91.174 | -17.8198 | 1
3.0502 | -16.3566 | 1
79.8053 | 44.014 | 1
62.7321 | 32.5997 | 1
22.053 | -17.0228 | 1
67.2888 | -25.9947 | 1
18.8553 | 17.9414 | 1
48.8459 | 17.5958 | 1
20.2673 | 25.0399 | 1
0.62845 | 1.5374 | 1
51.7973 | -21.3813 | 1
74.9891 | 18.8819 | 1
41.8431 | 2.6929 | 1
68.4452 | 52.2445 | 1
20.4028 | 40.0379 | 1
7.6542 | 13.7371 | 1
73.8003 | 61.0965 | 1
38.9917 | 46.5912 | 1
52.4243 | -20.0357 | 1
5.4704 | -0.1021 | 1
50.3741 | -21.5251 | 1
69.5176 | -12.7801 | 1
35.502 | -12.8921 | 1
6.7262 | -22.5731 | 1
68.214 | 53.3271 | 1
90.6813 | -12.6284 | 1
83.7435 | -21.4908 | 1
10.6607 | -0.49921 | 1
4.456 | 33.5708 | 1
24.5006 | 25.8965 | 1
31.5284 | -15.1525 | 1
52.4867 | 29.4576 | 1
97.1066 | 63.0201 | 1
21.7331 | 45.785 | 1
4.837 | 7.2657 | 1
95.8323 | 51.9943 | 1
48.7444 | 56.3444 | 1
98.6302 | 9.2159 | 1
30.8926 | -28.2812 | 1
88.0654 | 2.033 | 1
90.617 | -19.8597 | 1
38.1959 | 34.638 | 1
41.0548 | 9.679 | 1
11.527 | -12.9649 | 1
1.3615 | -7.0207 | 1
47.2452 | -0.68457 | 1
78.5506 | 41.6485 | 1
24.3374 | 41.266 | 1
29.9878 | 40.4996 | 1
83.6983 | 8.5518 | 1
86.7654 | 59.5046 | 1
28.5784 | 28.8526 | 1
72.429 | 57.2586 | 1
49.4385 | 6.234 | 1
8.811 | 55.1408 | 1
11.0228 | -2.6008 | 1
28.2767 | -26.7443 | 1
13.5946 | 19.4676 | 1
20.5347 | 51.7952 | 1
43.9901 | 56.7882 | 1
96.5758 | -25.9766 | 1
26.9945 | 48.6509 | 1
19.8296 | -8.2002 | 1
30.0218 | 29.3104 | 1
6.5785 | 42.7685 | 1
85.2501 | 9.2695 | 1
39.1735 | -27.5258 | 1
54.2434 | -12.3886 | 1
66.1779 | 31.7013 | 1
78.055 | 60.9682 | 1
8.5457 | 17.5118 | 1
15.6721 | 5.1808 | 1
47.9837 | 43.0767 | 1
66.8135 | 51.4385 | 1
67.7836 | -11.1209 | 1
43.4375 | 60.2868 | 1
100.5773 | -12.5675 | 1
71.7808 | -7.0858 | 1
20.5958 | 51.9502 | 1
32.1714 | -26.5786 | 1
93.1131 | 17.1618 | 1
99.675 | 52.5052 | 1
48.1887 | 67.0376 | 1
89.946 | -18.4311 | 1
87.3351 | 55.8479 | 1
100.6273 | -20.2597 | 1
87.8205 | 39.3656 | 1
0.10404 | 50.7548 | 1
83.1292 | 35.5551 | 1
90.4414 | -17.6846 | 1
15.547 | 12.4002 | 1
45.7223 | 62.9566 | 1
41.0655 | 66.4667 | 1
36.387 | 22.7286 | 1
77.4629 | 42.6564 | 1
30.6903 | 32.837 | 1
27.4169 | -11.3042 | 1
80.4683 | 31.031 | 1
74.6963 | -27.2216 | 1
90.8997 | 29.3283 | 1
57.6396 | 20.8705 | 1
24.8426 | 8.775 | 1
31.4471 | 33.928 | 1
80.786 | 22.6646 | 1
29.2601 | -23.1145 | 1
64.5403 | 4.7751 | 1
10.6674 | 13.9214 | 1
11.5395 | 52.6817 | 1
80.9722 | 32.9232 | 1
15.0084 | -22.3932 | 1
88.3468 | 8.4619 | 1
87.5434 | 12.9575 | 1
12.8748 | 31.5912 | 1
35.034 | 4.3599 | 1
97.0667 | -28.9457 | 1
70.8421 | 7.1466 | 1
2.8058 | 34.1834 | 1
32.7699 | 16.7673 | 1
86.4303 | 40.8944 | 1
60.7398 | 22.6986 | 1
40.0484 | 47.5651 | 1
86.3581 | -26.3129 | 1
39.7547 | -29.9836 | 1
12.1973 | -25.5165 | 1
78.616 | -20.8508 | 1
59.4844 | 33.5314 | 1
24.4878 | -25.69 | 1
70.2504 | 49.9114 | 1
37.9759 | 32.701 | 1
17.715 | 16.6946 | 1
1.9219 | 17.0591 | 1
14.2337 | 41.6934 | 1
30.6083 | -20.3518 | 1
97.65 | 57.8409 | 1
3.3833 | 65.0563 | 1
97.8635 | 9.3073 | 1
77.4003 | 21.2731 | 1
98.5749 | 15.7704 | 1
93.8078 | -17.2475 | 1
80.4807 | 69.2173 | 1
18.868 | -18.3681 | 1
29.6926 | -13.126 | 1
81.8162 | -22.4721 | 1
74.9895 | 5.181 | 1
71.6638 | 46.347 | 1
36.6821 | 43.4172 | 1
99.7333 | 63.5546 | 1
68.6695 | 15.831 | 1
19.0292 | 64.4641 | 1
95.2981 | 14.5477 | 1
82.5793 | 43.7535 | 1
56.9784 | 11.8009 | 1
6.8176 | -1.3794 | 1
38.8368 | 40.7629 | 1
34.6841 | 55.9079 | 1
29.7566 | 51.0165 | 1
97.0974 | 3.4097 | 1
9.8574 | 46.3735 | 1
52.8554 | 52.2113 | 1
59.7286 | 27.3756 | 1
17.3874 | -8.5647 | 1
67.7355 | 58.4727 | 1
89.0338 | -29.7742 | 1
21.5928 | 28.3286 | 1
89.8627 | 54.8452 | 1
40.5126 | 30.3057 | 1
43.4749 | -21.9852 | 1
89.3051 | 64.7583 | 1
75.7958 | 1.3452 | 1
98.8015 | -28.5243 | 1
59.2775 | 68.3496 | 1
78.439 | 1.1167 | 1
23.7965 | 34.6628 | 1
35.3987 | -16.0723 | 1
69.3546 | 45.1793 | 1
94.9499 | -2.99 | 1
78.0337 | 66.8083 | 1
57.9106 | -17.1253 | 1
23.3705 | 38.4592 | 1
54.5464 | 58.9293 | 1
24.0655 | -6.4955 | 1
38.4556 | 23.4774 | 1
64.2442 | -9.8308 | 1
0.21706 | -29.8102 | 1
84.1628 | 62.1626 | 1
54.8197 | 58.4653 | 1
37.5791 | -10.7578 | 1
54.871 | 62.1062 | 1
77.1866 | -17.4937 | 1
70.1383 | 8.3443 | 1
90.1769 | 4.2934 | 1
42.629 | 40.9142 | 1
49.0649 | -16.02 | 1
75.982 | -10.9996 | 1
58.175 | -17.5456 | 1
4.8411 | 58.0344 | 1
21.1316 | 52.3933 | 1
18.0969 | -7.6606 | 1
34.1155 | -10.1336 | 1
23.3213 | 44.2695 | 1
47.533 | -4.725 | 1
92.8456 | 12.5759 | 1
39.0375 | 16.5174 | 1
82.6629 | -21.3915 | 1
71.9282 | -29.8383 | 1
75.6454 | -1.6711 | 1
30.0058 | 57.022 | 1
74.7446 | 40.2146 | 1
5.6046 | 31.842 | 1
66.9472 | 33.5971 | 1
23.3408 | 13.3561 | 1
75.7886 | -1.5419 | 1
92.119 | 53.7254 | 1
62.6911 | 67.7276 | 1
15.6186 | 58.3696 | 1
84.578 | 56.7896 | 1
85.9167 | -26.507 | 1
27.0749 | 53.2621 | 1
98.7318 | -2.2175 | 1
57.7361 | 6.5426 | 1
45.262 | 28.1047 | 1
77.4191 | -24.7597 | 1
17.196 | -24.1423 | 1
99.0506 | -6.5344 | 1
74.6242 | 64.7673 | 1
95.8227 | 49.194 | 1
18.04 | 18.3208 | 1
0.21586 | 68.7863 | 1
99.0081 | -19.2633 | 1
20.5224 | 67.4189 | 1
41.2658 | 58.7015 | 1
36.5503 | 65.9481 | 1
91.0119 | 14.0722 | 1
0.25697 | 43.3559 | 1
3.849 | 44.4598 | 1
3.0046 | 68.6696 | 1
49.5898 | -11.2043 | 1
21.5468 | -7.4134 | 1
14.0168 | -18.6324 | 1
22.2594 | -15.8522 | 1
30.4637 | 66.2405 | 1
20.6471 | 11.1293 | 1
94.2153 | 4.9524 | 1
37.567 | 56.1529 | 1
61.3474 | 47.0139 | 1
31.2049 | 8.433 | 1
10.9834 | -15.1633 | 1
10.602 | 10.8061 | 1
7.31 | -6.185 | 1
84.4456 | 20.6321 | 1
74.5245 | 38.0097 | 1
76.9878 | 25.6041 | 1
94.3357 | -13.8795 | 1
57.5234 | -15.3413 | 1
85.1647 | 44.2066 | 1
54.8536 | 60.881 | 1
53.4975 | -4.5979 | 1
39.1965 | 32.0072 | 1
20.7091 | 59.5582 | 1
49.5438 | 33.9986 | 1
7.487 | 9.3257 | 1
19.2974 | 59.7896 | 1
74.8093 | -21.0612 | 1
2.6304 | 11.2706 | 1
32.0412 | -3.9682 | 1
3.6455 | -8.1112 | 1
52.7667 | -14.1038 | 1
9.3251 | 20.789 | 1
16.8915 | -10.9863 | 1
98.0045 | 25.6676 | 1
48.816 | 42.0802 | 1
8.9007 | 15.7942 | 1
26.6153 | -29.3306 | 1
51.7158 | -15.3039 | 1
54.5758 | 3.9375 | 1
24.7988 | 51.8339 | 1
9.8556 | 2.5762 | 1
42.2225 | -7.7956 | 1
19.6714 | 18.6122 | 1
3.5589 | 0.87737 | 1
28.0506 | -1.3787 | 1
35.2531 | 18.1296 | 1
24.4305 | 51.2194 | 1
26.6765 | -11.3217 | 1
22.5286 | -11.9209 | 1
21.7181 | 45.0975 | 1
65.4878 | -21.3986 | 1
11.8054 | 52.5425 | 1
43.2659 | -22.0427 | 1
27.0907 | 26.6127 | 1
32.1948 | 42.7672 | 1
72.9827 | 5.735 | 1
63.7455 | -15.2681 | 1
76.9544 | 37.6811 | 1
93.6053 | 2.6168 | 1
53.6523 | -11.1969 | 1
62.6302 | -15.2789 | 1
20.1044 | 42.9484 | 1
98.6016 | 6.1493 | 1
31.2505 | 56.4926 | 1
78.2948 | -26.9035 | 1
19.5124 | -15.5517 | 1
61.4608 | 24.8069 | 1
9.4226 | 61.4606 | 1
1.9651 | 13.9894 | 1
24.4474 | 24.9853 | 1
27.6253 | 41.1044 | 1
98.1467 | 7.4117 | 1
15.7052 | 63.3455 | 1
41.3116 | -10.5107 | 1
95.5121 | 27.5594 | 1
30.5745 | 69.2129 | 1
99.0149 | 24.7794 | 1
37.3816 | 36.7765 | 1
100.866 | 52.9662 | 1
53.4839 | -0.87123 | 1
29.8101 | -11.5148 | 1
9.5953 | 1.9001 | 1
60.8684 | 50.9123 | 1
11.9648 | -26.1329 | 1
5.8858 | -18.523 | 1
98.1134 | 50.7984 | 1
2.2015 | -1.3855 | 1
77.0971 | 36.1087 | 1
9.8304 | -19.0061 | 1
97.4115 | 28.2171 | 1
5.7826 | -14.8572 | 1
78.4841 | -15.2727 | 1
85.3211 | 1.394 | 1
72.9668 | 31.4201 | 1
68.257 | 67.7026 | 1
45.9343 | -21.8436 | 1
40.7173 | 22.5078 | 1
32.6014 | -19.1508 | 1
64.1905 | 21.3319 | 1
95.385 | 62.6475 | 1
62.5512 | 53.3518 | 1
92.2816 | 66.7419 | 1
38.3946 | 52.1926 | 1
24.8561 | -12.0744 | 1
3.7592 | -24.7273 | 1
1.9365 | 38.2231 | 1
46.9463 | 24.6236 | 1
96.1537 | -19.0359 | 1
22.2013 | 46.942 | 1
41.1349 | 5.1764 | 1
46.508 | 33.0648 | 1
50.913 | -5.0153 | 1
44.8837 | 26.1323 | 1
54.8616 | 60.1026 | 1
82.5219 | 9.7631 | 1
58.1245 | 8.6627 | 1
28.3551 | 55.0731 | 1
32.5678 | -11.165 | 1
10.9324 | -25.3438 | 1
52.0714 | 45.7375 | 1
97.42 | 11.0964 | 1
72.1057 | 12.6286 | 1
3.2157 | 4.6149 | 1
84.8151 | -2.4863 | 1
25.3309 | -15.277 | 1
48.6168 | -18.2124 | 1
71.9361 | -28.2906 | 1
73.6493 | -12.3656 | 1
80.0675 | 65.3027 | 1
53.688 | -8.582 | 1
40.339 | -29.5426 | 1
36.4171 | -2.2821 | 1
15.0754 | 24.1637 | 1
87.0446 | 53.2625 | 1
82.1759 | -0.38356 | 1
76.7985 | 3.4721 | 1
56.0045 | 57.488 | 1
84.6134 | 11.583 | 1
11.6015 | 58.1283 | 1
12.2764 | 15.8191 | 1
42.8297 | 9.0793 | 1
80.3185 | 57.9684 | 1
52.6272 | 12.8887 | 1
17.8473 | 1.9662 | 1
74.0098 | 23.6845 | 1
22.0761 | 6.2818 | 1
74.5361 | 43.0215 | 1
17.4041 | 35.3151 | 1
55.2486 | 7.6527 | 1
45.1749 | -14.4233 | 1
89.896 | 54.5979 | 1
1.8315 | -28.1007 | 1
80.9805 | -15.0758 | 1
14.4981 | 39.2846 | 1
82.3522 | 56.8918 | 1
48.6706 | 18.2133 | 1
37.6696 | 65.8944 | 1
20.3585 | 69.4024 | 1
1.6601 | 62.8836 | 1
0.97731 | 47.1163 | 1
74.8272 | 6.3682 | 1
44.2765 | -27.626 | 1
41.6023 | 47.6254 | 1
31.7798 | 68.006 | 1
85.0206 | 68.8245 | 1
12.2448 | 19.1176 | 1
32.2724 | 31.5991 | 1
4.4291 | 53.6379 | 1
20.9666 | 32.0361 | 1
19.4889 | 6.2376 | 1
3.619 | 43.6827 | 1
54.1802 | 61.4008 | 1
100.0419 | -0.44078 | 1
33.6954 | 46.8238 | 1
79.1567 | 7.1622 | 1
41.324 | -25.6607 | 1
23.3699 | 37.4051 | 1
9.0185 | 47.8706 | 1
68.2097 | 48.986 | 1
67.2009 | -5.4194 | 1
32.6144 | 68.014 | 1
65.333 | 34.8761 | 1
87.3733 | 11.4709 | 1
56.1462 | 10.1491 | 1
48.3723 | 26.5567 | 1
69.2386 | 59.1786 | 1
20.2046 | 59.3277 | 1
64.0472 | 59.1809 | 1
29.2841 | 31.7521 | 1
88.7315 | -25.2705 | 1
7.44 | 40.4332 | 1
72.1231 | 18.4964 | 1
3.5564 | -16.4669 | 1
83.1624 | 56.2381 | 1
48.3069 | 61.08 | 1
16.9463 | -21.4536 | 1
74.0345 | 36.0441 | 1
20.5513 | -8.2347 | 1
5.4884 | -23.1494 | 1
92.44 | 23.3792 | 1
100.8281 | 40.9387 | 1
93.7107 | 17.8333 | 1
38.1481 | 19.7205 | 1
32.4268 | -19.8178 | 1
52.8971 | 4.4795 | 1
37.7265 | 67.767 | 1
6.6251 | 14.029 | 1
20.4145 | 25.823 | 1
52.6989 | 49.0528 | 1
6.743 | 52.3332 | 1
5.894 | -2.2536 | 1
86.6692 | 50.8163 | 1
90.8272 | 38.9617 | 1
81.4048 | 55.659 | 1
76.5111 | 60.3516 | 1
59.8181 | 27.3518 | 1
33.4204 | -26.4336 | 1
77.9024 | 11.4572 | 1
51.2238 | 11.4098 | 1
66.8195 | 53.3647 | 1
78.9458 | 52.6543 | 1
94.0202 | 32.2152 | 1
100.5377 | 34.3425 | 1
89.0479 | 14.7629 | 1
66.5987 | -11.7959 | 1
7.3128 | 31.2198 | 1
27.79 | 31.956 | 1
39.2464 | 43.8095 | 1
19.599 | 44.6462 | 1
47.6486 | -3.926 | 1
17.6874 | -5.7417 | 1
88.0286 | -14.3527 | 1
76.2595 | 22.8043 | 1
60.2685 | -19.8811 | 1
29.8303 | -28.1141 | 1
48.0067 | -27.6038 | 1
69.6266 | -16.8885 | 1
1.3894 | -25.1636 | 1
98.492 | 0.8262 | 1
33.784 | 5.9028 | 1
91.7724 | 20.0711 | 1
89.6002 | 13.9862 | 1
33.5338 | 50.3499 | 1
46.8271 | 32.2447 | 1
56.6796 | 54.5527 | 1
21.7734 | -2.6487 | 1
38.5554 | -28.0753 | 1
30.9811 | 22.4356 | 1
37.6694 | 15.891 | 1
44.8934 | 14.8115 | 1
98.5801 | 68.3401 | 1
76.3876 | 21.8874 | 1
33.2164 | 3.832 | 1
79.9931 | 6.1724 | 1
26.9603 | -25.353 | 1
16.9279 | 66.8589 | 1
85.2737 | 13.702 | 1
18.846 | -5.3957 | 1
69.2686 | 12.3069 | 1
80.4039 | 31.965 | 1
31.1463 | 13.8761 | 1
40.7961 | 28.7935 | 1
3.4573 | 40.3537 | 1
24.9912 | 59.6937 | 1
78.9686 | 6.4084 | 1
17.8632 | -14.5355 | 1
26.0861 | -28.8516 | 1
81.8911 | -2.2811 | 1
79.106 | -3.1003 | 1
79.2793 | 43.8649 | 1
66.9778 | 56.7934 | 1
44.5785 | -28.906 | 1
75.586 | -0.34933 | 1
17.334 | 65.0118 | 1
69.5892 | 2.9484 | 1
86.1703 | 14.0366 | 1
76.9287 | 25.8648 | 1
77.5343 | -25.5943 | 1
74.202 | 42.2864 | 1
56.8762 | 47.4106 | 1
70.1166 | 27.8745 | 1
73.5544 | -8.3584 | 1
9.9706 | -7.6381 | 1
9.7717 | -26.7603 | 1
50.0757 | -12.3402 | 1
93.4028 | -18.3599 | 1
35.1071 | 16.1714 | 1
7.4747 | 68.3634 | 1
83.9812 | -12.2578 | 1
14.983 | 12.4742 | 1
45.2846 | -8.7598 | 1
31.9087 | -1.6496 | 1
68.7128 | -1.8719 | 1
89.9074 | 61.7644 | 1
75.0295 | 9.7367 | 1
63.0323 | -26.1773 | 1
89.9959 | 16.651 | 1
61.7109 | 20.9235 | 1
65.5885 | 55.182 | 1
86.5498 | 67.5091 | 1
19.42 | 56.8816 | 1
91.7394 | 61.3581 | 1
46.9873 | 57.8285 | 1
53.697 | 46.9939 | 1
69.8951 | 57.6315 | 1
27.7875 | 55.1844 | 1
7.0557 | -24.0772 | 1
75.2225 | 31.0371 | 1
49.9843 | 47.2589 | 1
49.2615 | -6.7705 | 1
49.374 | -14.6087 | 1
93.2061 | 47.2096 | 1
92.2376 | -23.0665 | 1
3.1771 | -27.1012 | 1
37.1573 | 8.683 | 1
37.0978 | 51.4618 | 1
86.9781 | -2.6525 | 1
8.84 | 35.7921 | 1
53.5026 | -28.5848 | 1
48.8857 | 57.4384 | 1
67.4324 | -22.4907 | 1
100.2569 | 16.1785 | 1
55.1156 | 25.3962 | 1
4.4068 | 33.3079 | 1
13.6297 | -22.1142 | 1
23.3303 | 53.941 | 1
84.6064 | -2.2844 | 1
7.2336 | 11.4951 | 1
75.0696 | 32.648 | 1
25.7287 | 66.2113 | 1
39.8844 | 62.0617 | 1
41.5021 | -8.6337 | 1
17.968 | -18.0123 | 1
91.4971 | 36.7481 | 1
56.8397 | -1.825 | 1
97.984 | 39.9919 | 1
94.8853 | -24.114 | 1
50.3122 | 13.5165 | 1
96.006 | 64.0904 | 1
89.0919 | 27.8347 | 1
53.9415 | -9.4993 | 1
66.5525 | 32.5895 | 1
14.6769 | 20.2153 | 1
81.6832 | -7.2465 | 1
79.8028 | -11.2767 | 1
13.717 | -9.8829 | 1
92.0996 | -10.4431 | 1
1.4643 | 69.6384 | 1
50.1088 | -25.0082 | 1
87.8393 | 27.0607 | 1
2.7056 | -18.2406 | 1
66.838 | 34.5958 | 1
16.0415 | 7.8209 | 1
35.2481 | 50.3138 | 1
63.2296 | -27.9096 | 1
78.361 | -10.9559 | 1
15.2285 | -27.8341 | 1
51.9444 | 18.458 | 1
27.0443 | -13.9069 | 1
34.1557 | 23.7688 | 1
47.698 | 60.1619 | 1
26.7147 | -2.8314 | 1
4.4618 | 64.6689 | 1
100.6228 | 61.5251 | 1
73.0727 | -10.3071 | 1
27.0488 | 60.4775 | 1
33.1347 | 15.1284 | 1
49.3892 | 61.8923 | 1
15.0978 | -29.7102 | 1
80.5654 | 42.8307 | 1
63.7015 | 56.0543 | 1
59.4546 | -4.8774 | 1
60.0425 | 53.2895 | 1
16.5363 | 59.3721 | 1
2.0255 | -20.2486 | 1
66.5115 | 63.642 | 1
8.5577 | 13.5649 | 1
93.8608 | 25.0038 | 1
48.1776 | -17.238 | 1
86.7171 | 45.0554 | 1
12.3288 | 31.4354 | 1
96.1997 | -2.8175 | 1
97.2041 | 37.4466 | 1
97.4334 | 62.3727 | 1
52.543 | 33.1877 | 1
17.283 | 63.4596 | 1
53.6715 | -29.7899 | 1
0.86052 | 5.9115 | 1
97.7335 | 56.5737 | 1
58.6641 | 19.8509 | 1
60.1861 | -9.8412 | 1
64.8398 | 3.645 | 1
76.2638 | -10.5528 | 1
87.6451 | -20.2288 | 1
11.421 | 26.0697 | 1
58.0053 | 38.7877 | 1
34.6901 | 41.2439 | 1
30.646 | 54.4128 | 1
20.8575 | 9.6258 | 1
96.1149 | -14.519 | 1
41.1629 | 55.2865 | 1
92.1253 | -12.5422 | 1
8.3736 | 32.6228 | 1
2.9416 | -19.3515 | 1
31.6504 | 19.7209 | 1
14.8925 | 0.91858 | 1
18.0211 | -14.795 | 1
96.7872 | 35.5153 | 1
23.776 | 62.3637 | 1
17.7551 | 4.4822 | 1
39.1974 | -23.1845 | 1
75.2539 | 1.3631 | 1
16.6756 | 60.5757 | 1
20.4159 | 41.394 | 1
77.6805 | 39.3795 | 1
90.6817 | -18.3618 | 1
33.415 | 53.7831 | 1
6.6995 | -4.7634 | 1
91.855 | 6.1051 | 1
10.5282 | 69.8471 | 1
46.3327 | -15.1251 | 1
58.8259 | 18.1298 | 1
57.1146 | 29.4106 | 1
70.8978 | 2.3487 | 1
27.8953 | 13.0858 | 1
62.7344 | -28.3106 | 1
33.3784 | 18.1994 | 1
30.0778 | 65.2543 | 1
60.5809 | -10.1943 | 1
67.5194 | -16.9799 | 1
76.4015 | 33.5899 | 1
86.1634 | 61.0366 | 1
80.5182 | -9.5111 | 1
93.5155 | 68.6039 | 1
66.3769 | 36.4904 | 1
96.5982 | -12.3509 | 1
11.484 | -4.9049 | 1
98.0256 | -2.602 | 1
74.753 | 41.2535 | 1
61.936 | -3.8215 | 1
50.0962 | 59.8617 | 1
22.2967 | -27.6728 | 1
64.1845 | 48.2469 | 1
39.2835 | 1.3859 | 1
58.2684 | 31.9587 | 1
32.7464 | 17.0813 | 1
81.303 | 16.0374 | 1
73.1362 | 57.7594 | 1
10.3357 | 15.5335 | 1
85.3275 | 33.5126 | 1
7.4585 | 38.7407 | 1
84.5347 | 56.0688 | 1
93.106 | -23.3646 | 1
42.047 | 46.8387 | 1
15.8251 | 11.6682 | 1
45.6237 | -22.0081 | 1
57.7502 | 7.2577 | 1
65.3679 | -17.6419 | 1
36.6429 | -13.4272 | 1
49.7925 | 60.99 | 1
39.1357 | -3.8977 | 1
84.9985 | -13.5427 | 1
40.7328 | 38.5558 | 1
29.4935 | 39.9948 | 1
11.0847 | 22.4208 | 1
7.2593 | 54.4361 | 1
17.4095 | 47.0521 | 1
32.7235 | 20.7778 | 1
89.9785 | 37.8507 | 1
25.7075 | 69.4552 | 1
53.7909 | 69.3391 | 1
69.4735 | 4.6458 | 1
100.7667 | 13.2628 | 1
75.2813 | 1.2556 | 1
42.023 | 60.4073 | 1
38.4908 | 61.8956 | 1
9.5363 | 26.0861 | 1
87.277 | 0.75565 | 1
67.4213 | -4.9565 | 1
31.7047 | -16.2442 | 1
5.4788 | -29.9379 | 1
35.42 | 68.9984 | 1
22.3182 | 27.5937 | 1
14.1992 | 1.9024 | 1
30.1923 | -11.8335 | 1
2.1715 | 10.2975 | 1
45.5874 | 31.1453 | 1
26.4593 | 53.4097 | 1
80.2035 | 42.2117 | 1
62.9365 | -2.2874 | 1
88.5679 | 61.5211 | 1
65.2461 | -16.5167 | 1
72.2311 | -29.9885 | 1
27.0561 | -29.7864 | 1
40.0906 | 65.425 | 1
68.5795 | 4.5612 | 1
75.8672 | 63.269 | 1
34.5354 | 49.7052 | 1
84.2072 | 59.0837 | 1
76.7023 | 46.4576 | 1
87.2518 | -7.1095 | 1
81.7292 | -10.4702 | 1
99.0505 | -23.7992 | 1
23.2087 | 58.6185 | 1
79.2294 | 32.756 | 1
25.5351 | 64.6059 | 1
23.7081 | -9.4004 | 1
56.6663 | -27.4916 | 1
44.6673 | 3.3309 | 1
65.6001 | 19.3991 | 1
59.3614 | 27.1969 | 1
63.5748 | -27.1482 | 1
93.5567 | -2.7005 | 1
1.782 | -24.2606 | 1
62.2576 | 51.4663 | 1
11.5061 | 11.3428 | 1
8.0656 | -22.1308 | 1
21.0096 | -6.5352 | 1
44.3718 | 2.967 | 1
85.9052 | 40.1832 | 1
22.0171 | 68.9414 | 1
70.4995 | 57.5077 | 1
16.7138 | -19.2822 | 1
50.4915 | 4.596 | 1
83.4214 | -25.3148 | 1
35.3314 | -10.5885 | 1
43.7609 | 10.1175 | 1
29.0515 | 51.8658 | 1
33.2794 | 46.5705 | 1
2.4087 | -25.9667 | 1
38.8267 | -10.6546 | 1
25.0805 | 6.1786 | 1
82.917 | 41.915 | 1
28.4559 | 17.445 | 1
99.3841 | 28.6802 | 1
13.7846 | -25.0784 | 1
37.8788 | 41.3244 | 1
95.4193 | -12.6121 | 1
10.4957 | 36.8129 | 1
18.7877 | 7.4549 | 1
53.8628 | -10.4653 | 1
38.9167 | -18.2376 | 1
2.4673 | 46.5819 | 1
65.2109 | -10.435 | 1
69.6201 | -9.8923 | 1
86.028 | -19.2322 | 1
42.4039 | 58.5027 | 1
31.667 | 22.316 | 1
21.3558 | 65.0114 | 1
53.8411 | 60.1852 | 1
89.5979 | -26.8403 | 1
93.1413 | 65.2185 | 1
10.6228 | 3.0479 | 1
71.6145 | 4.3309 | 1
34.4281 | 41.1668 | 1
73.6269 | 61.7831 | 1
41.4508 | -8.589 | 1
25.2026 | -19.3479 | 1
59.0473 | 2.3882 | 1
0.52781 | 28.8389 | 1
83.735 | 68.8374 | 1
9.6534 | 10.93 | 1
37.2831 | 26.6938 | 1
16.0649 | -1.9043 | 1
54.0032 | 38.5783 | 1
79.787 | -13.7009 | 1
86.7558 | 5.2042 | 1
47.7393 | 20.1485 | 1
44.1087 | 15.7566 | 1
12.9905 | 44.183 | 1
71.5721 | 28.1741 | 1
81.2491 | -0.24546 | 1
49.2627 | 67.4677 | 1
20.0338 | -28.6835 | 1
81.52 | 50.1702 | 1
98.332 | 8.6006 | 1
45.3446 | 11.5882 | 1
58.4154 | 9.7003 | 1
6.3873 | -14.2387 | 1
51.4888 | 15.2501 | 1
58.9436 | -9.2908 | 1
1.3736 | 23.7704 | 1
44.3611 | 37.2616 | 1
63.9799 | 3.7891 | 1
84.8472 | 11.5733 | 1
69.8287 | 54.5227 | 1
32.5888 | 17.2772 | 1
92.1607 | 12.2457 | 1
8.3745 | 34.446 | 1
21.515 | 51.9388 | 1
64.9619 | -0.41657 | 1
86.2734 | 39.3525 | 1
19.3131 | 0.40581 | 1
10.0346 | 64.8721 | 1
26.519 | -1.5149 | 1
29.5097 | 41.6456 | 1
61.9344 | 39.7228 | 1
17.2242 | 43.0711 | 1
52.2426 | 43.8204 | 1
97.6387 | 27.0707 | 1
100.1163 | 63.1263 | 1
54.598 | 28.449 | 1
94.9073 | 47.1744 | 1
47.2558 | 45.6907 | 1
39.5595 | 25.0254 | 1
41.2764 | 37.473 | 1
84.5554 | 48.8932 | 1
42.3576 | 58.8835 | 1
39.2122 | -27.7021 | 1
1.8583 | 29.3725 | 1
69.1335 | 17.1652 | 1
72.2258 | 59.6384 | 1
35.6523 | 2.1693 | 1
50.2803 | 42.2943 | 1
23.6733 | -18.4436 | 1
64.6986 | 60.3293 | 1
31.4444 | 46.254 | 1
69.8565 | 28.6396 | 1
7.3401 | 67.7886 | 1
13.3397 | 13.5061 | 1
99.2498 | 56.9806 | 1
87.4235 | 57.2232 | 1
8.7548 | 40.6191 | 1
46.6658 | 30.7105 | 1
55.364 | 4.2746 | 1
18.956 | -19.1604 | 1
9.6789 | 65.4591 | 1
59.2982 | 3.9358 | 1
22.0648 | 31.3383 | 1
5.7017 | 40.9293 | 1
78.0994 | -7.2223 | 1
12.6666 | -14.8646 | 1
68.9289 | 62.7653 | 1
13.3818 | 30.9625 | 1
89.2147 | -9.2518 | 1
65.5676 | -1.1477 | 1
80.3344 | 19.3639 | 1
51.0793 | 69.035 | 1
75.9128 | 57.6712 | 1
48.6249 | -7.2013 | 1
71.6454 | 35.1546 | 1
94.1993 | 20.0428 | 1
88.0477 | 18.2465 | 1
97.1593 | 23.9536 | 1
62.842 | 49.3343 | 1
54.8221 | 43.5328 | 1
11.7007 | 39.7759 | 1
75.319 | 52.0295 | 1
39.4836 | 14.21 | 1
41.6286 | 35.6505 | 1
60.2584 | 34.9696 | 1
35.3008 | 30.6891 | 1
60.6976 | -29.7471 | 1
73.564 | -2.3763 | 1
8.7221 | -20.9207 | 1
20.1857 | 41.7538 | 1
79.9557 | 29.8411 | 1
56.6782 | -1.7284 | 1
60.2989 | 21.3776 | 1
15.5421 | 27.4413 | 1
19.4493 | 46.2145 | 1
61.6672 | -21.6019 | 1
37.8721 | -26.2943 | 1
16.2198 | -9.2646 | 1
52.2995 | 53.5144 | 1
95.4474 | 67.7326 | 1
1.7291 | 49.5023 | 1
22.509 | 12.8845 | 1
73.8905 | 23.8085 | 1
14.2279 | -1.7243 | 1
26.2905 | 66.5093 | 1
57.7151 | 31.5131 | 1
79.0454 | 24.123 | 1
91.2245 | 10.0665 | 1
100.434 | -12.4285 | 1
95.6409 | -27.0578 | 1
50.2042 | 15.6505 | 1
97.0924 | -0.79296 | 1
12.005 | -27.6317 | 1
32.9806 | 6.2529 | 1
28.3576 | -8.1884 | 1
96.7746 | 2.229 | 1
4.2185 | 12.9078 | 1
78.0773 | 8.8612 | 1
67.9753 | -28.1645 | 1
87.0142 | -14.1652 | 1
7.7904 | 65.7314 | 1
29.2223 | 57.1131 | 1
78.5514 | 40.0419 | 1
17.9491 | -24.3836 | 1
34.818 | 67.963 | 1
25.5048 | 36.2945 | 1
60.1598 | -10.2404 | 1
86.583 | 22.949 | 1
95.433 | 5.1638 | 1
33.8955 | -17.3349 | 1
36.6441 | 54.49 | 1
33.282 | 52.186 | 1
93.5787 | 6.0397 | 1
78.5147 | 65.1953 | 1
100.2797 | -11.953 | 1
26.5727 | 3.732 | 1
42.5517 | 13.7406 | 1
11.6699 | 34.6918 | 1
47.6241 | 44.9919 | 1
53.6425 | 2.3322 | 1
68.6859 | 51.4664 | 1
33.53 | 26.1007 | 1
3.3079 | 36.7233 | 1
23.5045 | 5.5046 | 1
25.1483 | 47.3897 | 1
68.309 | 18.3497 | 1
32.9808 | 58.1517 | 1
39.9607 | 2.3325 | 1
2.5504 | 26.3086 | 1
87.7368 | -19.8481 | 1
77.3829 | 34.7175 | 1
54.2117 | 34.5041 | 1
60.7126 | 55.2986 | 1
81.922 | 42.9512 | 1
70.6151 | -8.2555 | 1
25.1028 | -3.6934 | 1
73.2363 | 0.97635 | 1
42.9296 | -14.9646 | 1
28.4927 | -29.2478 | 1
77.2884 | 33.5215 | 1
83.5374 | -3.7301 | 1
37.8205 | -4.7702 | 1
17.1616 | 45.2192 | 1
89.3091 | 63.7344 | 1
58.8671 | -20.9337 | 1
87.5758 | 3.1676 | 1
79.9089 | 58.8167 | 1
54.6598 | 47.7096 | 1
91.7943 | 25.6258 | 1
10.886 | 23.8146 | 1
94.9985 | 10.384 | 1
99.0178 | 31.2166 | 1
94.6695 | -12.1564 | 1
51.9837 | 36.8212 | 1
82.1234 | 63.1762 | 1
28.8261 | 23.2029 | 1
10.0824 | 64.0566 | 1
95.1313 | -29.8547 | 1
29.4994 | -0.77911 | 1
5.6999 | 61.3272 | 1
51.9716 | -20.4461 | 1
11.6374 | 19.2723 | 1
70.7706 | -25.4395 | 1
48.503 | 67.6649 | 1
69.5769 | -13.1104 | 1
15.3548 | 4.4264 | 1
22.1408 | 39.1441 | 1
28.1079 | 12.189 | 1
96.4483 | 60.7309 | 1
19.6266 | 57.742 | 1
32.1611 | 29.354 | 1
94.5625 | 18.2267 | 1
42.0814 | -3.8902 | 1
55.2915 | 28.2679 | 1
61.2627 | 19.8532 | 1
92.662 | 63.0207 | 1
61.9293 | 46.3523 | 1
6.5568 | 65.1023 | 1
75.3127 | -23.9313 | 1
97.8964 | 5.3378 | 1
0.4914 | 47.5331 | 1
28.9045 | 3.9876 | 1
7.7199 | -2.9208 | 1
21.273 | 0.41035 | 1
45.7108 | 42.0925 | 1
76.2467 | 43.4772 | 1
62.179 | 28.6941 | 1
27.8229 | 29.5113 | 1
84.4711 | -26.7264 | 1
45.604 | -11.0152 | 1
84.9618 | 50.2473 | 1
56.6343 | 60.3946 | 1
29.7463 | 19.6692 | 1
32.5784 | 47.5923 | 1
20.7561 | 57.5753 | 1
80.8388 | 68.7127 | 1
31.9074 | -2.6528 | 1
72.9209 | -6.505 | 1
51.7976 | 20.236 | 1
4.4541 | -15.1317 | 1
38.9289 | 67.3337 | 1
5.611 | -16.5326 | 1
55.1428 | 24.2062 | 1
17.8081 | -28.5476 | 1
52.0893 | -19.1993 | 1
57.0019 | 22.3381 | 1
41.0008 | -14.3044 | 1
11.6129 | 8.6217 | 1
92.2456 | -29.0115 | 1
74.4839 | 69.7232 | 1
98.7928 | 38.5235 | 1
95.3301 | -18.356 | 1
97.341 | -3.8628 | 1
80.4784 | -18.8062 | 1
83.934 | 14.4518 | 1
68.6179 | -26.1824 | 1
89.8256 | 62.7234 | 1
96.8718 | -21.2258 | 1
97.3483 | 5.4042 | 1
33.0773 | 45.1721 | 1
34.5535 | -18.2301 | 1
98.9681 | 34.4476 | 1
25.8743 | -16.1246 | 1
45.5053 | -22.9646 | 1
77.5606 | -24.738 | 1
48.5184 | 53.3497 | 1
65.8617 | 16.8942 | 1
1.1181 | 35.6096 | 1
100.8658 | 8.8814 | 1
96.5223 | 10.995 | 1
6.1871 | 50.2675 | 1
100.0793 | 5.9579 | 1
76.9979 | 52.4889 | 1
36.7803 | -22.2189 | 1
66.4789 | 37.7914 | 1
71.7583 | 51.3239 | 1
87.261 | 13.1315 | 1
76.6988 | 67.2514 | 1
92.9212 | -21.9011 | 1
63.089 | -13.0875 | 1
54.7942 | 41.4004 | 1
45.5263 | 20.3655 | 1
69.5473 | -3.1324 | 1
89.9714 | 24.8553 | 1
48.4715 | 66.0248 | 1
54.8979 | 16.51 | 1
47.3572 | 45.3994 | 1
39.5094 | -25.1631 | 1
15.4852 | 12.2922 | 1
64.7974 | 15.6962 | 1
48.9649 | -13.409 | 1
9.4078 | 31.3494 | 1
9.2905 | 26.6737 | 1
87.3187 | 1.7812 | 1
0.38895 | -1.3479 | 1
67.2049 | 29.1139 | 1
40.9598 | 30.7155 | 1
89.1939 | -5.6677 | 1
99.1588 | 13.1101 | 1
33.9033 | -4.3686 | 1
96.3116 | -7.0395 | 1
32.9442 | -7.6145 | 1
60.286 | -11.5826 | 1
52.9223 | -13.043 | 1
36.8444 | -26.8288 | 1
34.8996 | 49.1236 | 1
52.274 | 43.0583 | 1
41.0648 | 68.0593 | 1
71.051 | 6.4768 | 1
35.7996 | 68.6179 | 1
7.499 | -2.1736 | 1
76.0332 | 10.9415 | 1
78.1672 | -9.7115 | 1
81.8425 | -16.908 | 1
45.1388 | -3.0509 | 1
94.3673 | 32.1948 | 1
57.5955 | 9.0961 | 1
91.4804 | 11.6504 | 1
84.7889 | 66.3759 | 1
62.9365 | 34.2572 | 1
28.9944 | 22.4566 | 1
68.7832 | -8.8532 | 1
61.852 | 48.3778 | 1
63.8263 | 5.3273 | 1
93.7016 | 32.4805 | 1
45.7418 | 22.545 | 1
47.1968 | 20.7698 | 1
77.1366 | 26.1419 | 1
29.1877 | 4.8349 | 1
88.5526 | 40.5155 | 1
12.6015 | 8.6711 | 1
60.381 | -22.0249 | 1
71.6111 | 4.8353 | 1
12.0033 | -21.1332 | 1
4.6845 | 18.4848 | 1
52.5271 | -13.6258 | 1
0.45873 | 60.9672 | 1
15.4354 | 7.5799 | 1
60.2776 | 16.4272 | 1
13.4039 | 53.9359 | 1
65.4385 | 7.5849 | 1
63.4778 | 25.3272 | 1
70.3428 | 40.8338 | 1
1.9629 | 58.5484 | 1
34.1099 | 7.7789 | 1
40.9247 | 51.0992 | 1
62.2543 | 57.9615 | 1
45.1435 | 61.4318 | 1
48.4702 | -5.9063 | 1
37.967 | 53.122 | 1
13.7102 | 45.968 | 1
2.8259 | 46.2022 | 1
38.3975 | 28.3156 | 1
96.8252 | -29.8624 | 1
27.0274 | 45.5926 | 1
30.3656 | 38.0739 | 1
90.0949 | 50.8795 | 1
7.6933 | 19.7364 | 1
16.8852 | 6.3816 | 1
10.1879 | 38.8904 | 1
22.3831 | -8.3276 | 1
100.0558 | 28.2041 | 1
54.8004 | -0.38738 | 1
46.0317 | -29.1516 | 1
49.9131 | 19.9565 | 1
39.1438 | 27.828 | 1
62.1888 | 16.8328 | 1
40.999 | 25.1305 | 1
27.2427 | 10.7811 | 1
52.6602 | -7.9315 | 1
68.3968 | -14.1351 | 1
7.9856 | 24.0374 | 1
36.8202 | 59.3805 | 1
4.0961 | -1.0454 | 1
63.7967 | 60.247 | 1
43.5373 | 7.4614 | 1
71.545 | 34.0226 | 1
47.8359 | 68.7209 | 1
75.7301 | -10.0799 | 1
3.0319 | 53.2158 | 1
12.572 | 5.9334 | 1
76.9361 | 33.8812 | 1
76.0326 | 28.8643 | 1
93.9865 | 50.8171 | 1
91.7619 | 41.571 | 1
69.1939 | 28.9412 | 1
88.6264 | 13.5829 | 1
2.9649 | 60.9159 | 1
87.3829 | 7.4407 | 1
45.3686 | 50.408 | 1
76.9158 | 38.3108 | 1
62.0619 | 36.2058 | 1
18.3909 | 42.6096 | 1
26.8804 | -8.9032 | 1
60.9517 | 32.6155 | 1
60.2938 | 57.262 | 1
90.0207 | 4.4183 | 1
10.0572 | 29.1604 | 1
96.9071 | -27.7251 | 1
31.0524 | -9.1355 | 1
25.2803 | 5.7637 | 1
8.7936 | 62.8625 | 1
82.0795 | -16.0222 | 1
24.4788 | 2.0645 | 1
60.2877 | 56.101 | 1
46.3202 | 12.8467 | 1
35.4228 | 51.2494 | 1
16.6027 | 29.1073 | 1
83.5715 | -8.0327 | 1
53.8445 | -0.073423 | 1
56.2116 | -9.3949 | 1
14.3477 | -1.3084 | 1
12.9357 | -22.6112 | 1
2.7264 | 44.4279 | 1
20.3089 | -3.7284 | 1
60.5259 | 21.4201 | 1
70.4478 | -4.5662 | 1
13.0673 | 45.7676 | 1
28.275 | 25.7389 | 1
57.5216 | 68.9183 | 1
22.7406 | 41.0637 | 1
59.7883 | 19.4129 | 1
91.3413 | -11.6926 | 1
81.6573 | -13.8951 | 1
25.2829 | -9.9832 | 1
82.1424 | 59.8515 | 1
18.8569 | 9.6204 | 1
83.2782 | 66.6733 | 1
59.1281 | 21.1842 | 1
53.8571 | 8.8305 | 1
71.6796 | 30.9626 | 1
89.5041 | 53.3981 | 1
30.2136 | -18.3866 | 1
18.0161 | 41.8025 | 1
38.3205 | 49.8799 | 1
5.5743 | -4.5063 | 1
74.8048 | 8.9995 | 1
85.1536 | 21.5123 | 1
87.4563 | -18.3847 | 1
3.3345 | -8.7231 | 1
61.8777 | -15.1914 | 1
7.4284 | -23.6167 | 1
26.6043 | 48.7592 | 1
13.5955 | 34.8664 | 1
9.0236 | 42.9085 | 1
89.8937 | 15.9999 | 1
1.2963 | 5.6008 | 1
75.6552 | -7.2672 | 1
60.9603 | 59.0203 | 1
74.8718 | 63.7685 | 1
43.1277 | 51.1102 | 1
85.4281 | 2.3413 | 1
5.9743 | 66.0558 | 1
36.3593 | 31.9911 | 1
73.0607 | 0.71133 | 1
59.6242 | 41.3547 | 1
100.6834 | -4.8035 | 1
84.5279 | 9.1975 | 1
29.9581 | 18.2715 | 1
14.4196 | -24.7795 | 1
71.8871 | -3.4906 | 1
3.2092 | 50.6588 | 1
62.6097 | 14.522 | 1
54.2049 | 0.89288 | 1
37.2025 | 61.4858 | 1
56.6005 | -19.4552 | 1
64.9288 | -10.614 | 1
61.8654 | 0.17157 | 1
16.734 | 61.292 | 1
31.022 | 40.3836 | 1
4.8145 | 49.2253 | 1
16.1001 | -25.4286 | 1
33.2317 | 14.8243 | 1
54.9562 | 57.1742 | 1
86.3504 | 32.5942 | 1
43.4217 | 55.6991 | 1
65.8454 | -7.1333 | 1
80.9829 | -6.4569 | 1
76.5569 | 13.0147 | 1
39.9125 | 40.1654 | 1
73.4373 | 37.4426 | 1
90.2804 | -13.2979 | 1
27.9946 | 54.2243 | 1
79.0643 | -11.4952 | 1
7.5427 | 44.9048 | 1
80.6874 | 14.7462 | 1
100.8837 | -14.5771 | 1
46.689 | 1.0886 | 1
89.6906 | 6.4828 | 1
25.4263 | 53.9823 | 1
85.2654 | 60.3706 | 1
77.4053 | 51.9019 | 1
36.2713 | 51.0006 | 1
54.1583 | 15.53 | 1
41.5061 | -29.6075 | 1
5.2898 | -27.1981 | 1
34.9664 | 13.5263 | 1
55.0096 | 51.4377 | 1
81.7863 | -12.2196 | 1
64.3529 | 15.2805 | 1
48.4514 | 54.0836 | 1
89.0094 | -0.59032 | 1
29.6319 | 61.5321 | 1
78.6022 | 7.8187 | 1
55.6637 | 62.1703 | 1
36.3027 | 14.2002 | 1
68.9035 | 44.1644 | 1
43.0944 | 22.8062 | 1
61.8252 | 64.0585 | 1
96.4877 | 33.39 | 1
83.119 | 27.3166 | 1
28.9946 | 32.7854 | 1
97.507 | 12.5076 | 1
29.6791 | 7.6047 | 1
5.6456 | 45.4304 | 1
11.7507 | 39.7624 | 1
29.7493 | 3.0483 | 1
77.8697 | -4.0173 | 1
49.8024 | 12.7807 | 1
83.6388 | 16.7722 | 1
23.0579 | 41.1417 | 1
90.0883 | -11.7349 | 1
29.8515 | 49.8206 | 1
48.9477 | 67.1325 | 1
62.766 | 2.2297 | 1
34.0502 | -15.8671 | 1
71.646 | 65.1813 | 1
96.5428 | 13.8257 | 1
97.8862 | -23.2766 | 1
99.8091 | 38.2289 | 1
10.8574 | 65.3081 | 1
77.8034 | 35.9405 | 1
29.1191 | 32.511 | 1
6.4401 | -24.4889 | 1
96.6382 | 63.2137 | 1
34.1848 | 61.518 | 1
15.4563 | -12.3312 | 1
11.6544 | -6.4299 | 1
43.7579 | 50.7103 | 1
0.71765 | 34.4313 | 1
84.1865 | 63.7831 | 1
35.6707 | 9.5305 | 1
19.0408 | 53.8395 | 1
2.1936 | 55.9157 | 1
89.2801 | 19.391 | 1
44.8409 | 3.995 | 1
16.0702 | -1.1471 | 1
46.2003 | 56.6206 | 1
6.7177 | -20.1432 | 1
5.0552 | -0.75527 | 1
78.2449 | 12.9819 | 1
80.1367 | -3.0054 | 1
97.4429 | 43.862 | 1
83.376 | 4.3133 | 1
73.88 | 2.6079 | 1
21.899 | 34.4294 | 1
58.2258 | 63.1429 | 1
6.7752 | 61.3656 | 1
39.9489 | 9.4989 | 1
54.8953 | 3.2216 | 1
84.0071 | 6.7328 | 1
78.3046 | 2.1618 | 1
67.8262 | 25.2264 | 1
23.2985 | -22.568 | 1
54.0814 | 35.3899 | 1
20.6787 | -26.9914 | 1
59.714 | -12.6623 | 1
19.2986 | 42.2487 | 1
55.7601 | -4.7621 | 1
56.2766 | -29.5792 | 1
57.7858 | -10.4664 | 1
81.8588 | -10.8516 | 1
32.0121 | 56.2887 | 1
54.479 | -8.1152 | 1
9.2254 | 38.475 | 1
86.668 | 5.1102 | 1
100.2105 | -22.8616 | 1
95.1959 | 7.157 | 1
58.2921 | 6.4156 | 1
56.5902 | -29.1042 | 1
43.6593 | -20.6698 | 1
89.3914 | 14.5283 | 1
89.3668 | 33.5582 | 1
99.9056 | 60.4794 | 1
6.3421 | 47.5549 | 1
95.2958 | -23.0454 | 1
53.5249 | -20.5842 | 1
26.9765 | -15.3072 | 1
49.5458 | 37.4652 | 1
6.4764 | -11.4659 | 1
12.9468 | 6.1447 | 1
89.4857 | -13.6362 | 1
3.5548 | -6.5892 | 1
13.7162 | 42.0698 | 1
18.2289 | 38.7241 | 1
40.1094 | -26.0802 | 1
6.3168 | -15.3842 | 1
62.4587 | 27.1554 | 1
98.5301 | 4.0472 | 1
80.0563 | 26.4894 | 1
15.2149 | 30.3892 | 1
53.7835 | 51.1648 | 1
66.8629 | 26.3009 | 1
76.0923 | 11.0765 | 1
13.6338 | 37.3514 | 1
56.581 | 54.1352 | 1
55.159 | 60.165 | 1
59.8264 | 46.5951 | 1
40.2988 | 10.0366 | 1
44.161 | 8.419 | 1
2.1631 | -21.5235 | 1
65.0948 | 66.1139 | 1
88.6223 | 15.1858 | 1
53.4868 | -28.8914 | 1
66.0696 | 47.3216 | 1
66.5621 | 61.9716 | 1
94.3614 | 17.7012 | 1
46.5127 | 26.4649 | 1
5.1089 | 8.6582 | 1
45.2388 | -2.8925 | 1
7.8352 | 3.1845 | 1
14.5831 | -9.2485 | 1
18.2182 | 49.0155 | 1
67.7021 | 24.0574 | 1
35.4037 | 14.9786 | 1
48.1958 | 63.3871 | 1
83.242 | 57.3514 | 1
90.9592 | 34.2467 | 1
49.7114 | -1.8161 | 1
49.7261 | -20.7829 | 1
67.0279 | 69.5316 | 1
95.538 | 48.1536 | 1
52.3876 | 53.7662 | 1
39.0243 | 68.2933 | 1
27.886 | -23.8245 | 1
0.98061 | 4.7949 | 1
22.3819 | -25.9869 | 1
84.8515 | 54.5013 | 1
36.4426 | 10.3513 | 1
92.4782 | -5.6311 | 1
64.7821 | -10.6381 | 1
44.1886 | 24.8294 | 1
83.6035 | 57.364 | 1
63.1446 | -18.5092 | 1
35.0616 | 3.6159 | 1
22.7163 | -21.5167 | 1
82.2178 | -0.28407 | 1
90.2598 | -7.2552 | 1
84.3386 | -19.2621 | 1
75.1221 | 56.7814 | 1
11.6817 | 42.3415 | 1
77.5241 | 8.5296 | 1
5.0023 | 26.572 | 1
57.0562 | 9.1488 | 1
92.984 | 27.1593 | 1
79.2545 | 41.0978 | 1
52.6012 | 64.5922 | 1
7.2551 | -20.2291 | 1
32.2064 | 12.3148 | 1
31.8845 | -21.9238 | 1
92.7293 | 11.9504 | 1
49.7053 | 28.6608 | 1
96.9952 | 24.7151 | 1
70.6817 | 7.7181 | 1
85.5371 | 28.7466 | 1
55.8982 | 61.3288 | 1
68.1966 | 19.3281 | 1
24.6551 | -27.9028 | 1
81.6366 | 2.7432 | 1
84.2833 | 47.3696 | 1
68.4354 | 40.1066 | 1
57.1505 | 63.2906 | 1
22.9459 | -17.8463 | 1
18.063 | 16.6391 | 1
30.9018 | 26.6481 | 1
2.326 | -21.1213 | 1
62.1048 | -22.7488 | 1
42.2139 | 28.0364 | 1
83.6073 | -13.5287 | 1
90.047 | -22.7627 | 1
7.1554 | -8.8721 | 1
6.1137 | -7.814 | 1
31.9792 | -12.8608 | 1
35.4594 | 16.6649 | 1
77.4428 | -28.9204 | 1
69.1937 | -25.7209 | 1
68.3531 | 4.5855 | 1
89.6295 | 1.7491 | 1
75.3243 | 14.9506 | 1
100.2988 | 22.8778 | 1
65.3323 | 58.7723 | 1
92.3862 | 62.319 | 1
18.7185 | 45.1192 | 1
44.7304 | 55.2326 | 1
25.7032 | 64.35 | 1
78.6632 | 14.8586 | 1
37.5029 | 24.3704 | 1
57.0056 | 34.5271 | 1
5.8945 | 12.1932 | 1
92.1056 | 55.4422 | 1
51.933 | -28.4111 | 1
72.9132 | 33.867 | 1
76.792 | 18.6725 | 1
93.2531 | 16.8589 | 1
82.5652 | 56.4038 | 1
7.3634 | 68.9401 | 1
33.5201 | -6.2305 | 1
7.331 | 12.69 | 1
79.0832 | -11.2049 | 1
50.3862 | 61.7908 | 1
25.195 | 20.4916 | 1
26.2544 | -15.5753 | 1
31.3268 | 65.8234 | 1
77.4279 | -24.0401 | 1
98.9253 | -18.8037 | 1
70.7526 | 44.6719 | 1
14.5095 | 67.8932 | 1
23.2138 | -2.4629 | 1
11.5365 | 53.6355 | 1
18.8506 | 18.3629 | 1
22.9076 | 60.0176 | 1
73.4873 | 60.111 | 1
17.9461 | 43.1548 | 1
33.7383 | 35.2354 | 1
70.3525 | 10.9632 | 1
91.3065 | 46.2931 | 1
60.3865 | -13.8753 | 1
39.2847 | -3.2314 | 1
11.5972 | -14.054 | 1
0.86156 | 61.9637 | 1
12.6054 | 3.5972 | 1
60.9156 | -27.3449 | 1
81.1496 | -3.0536 | 1
27.8521 | 56.5511 | 1
6.2778 | 15.0958 | 1
16.9266 | -12.0505 | 1
89.9804 | -10.387 | 1
26.1481 | 53.9672 | 1
2.3606 | 45.7977 | 1
86.3977 | -24.374 | 1
87.7231 | 52.9266 | 1
30.7957 | 21.268 | 1
35.1634 | -28.1889 | 1
72.9142 | -25.864 | 1
26.7782 | 56.9422 | 1
48.2321 | 29.7946 | 1
22.5504 | 27.4128 | 1
55.6162 | 12.9298 | 1
50.3212 | -15.4407 | 1
91.2973 | -4.535 | 1
58.6039 | 18.8084 | 1
78.0992 | -12.3056 | 1
69.4453 | 35.8555 | 1
19.9548 | -20.9549 | 1
72.4856 | -2.4187 | 1
76.0712 | -19.099 | 1
71.4568 | -3.9069 | 1
72.2503 | -29.107 | 1
24.9613 | -1.755 | 1
33.9027 | 24.8364 | 1
50.4271 | 20.5907 | 1
96.7481 | 61.2078 | 1
29.4965 | 64.0014 | 1
86.0864 | 49.2717 | 1
24.1163 | 10.3599 | 1
37.5784 | 27.1025 | 1
100.238 | 46.5209 | 1
17.2813 | 0.3178 | 1
45.3608 | -2.0892 | 1
51.3814 | 62.2755 | 1
72.1922 | -20.484 | 1
8.8592 | -27.7717 | 1
55.388 | -15.7522 | 1
70.9537 | 43.9777 | 1
37.3485 | -13.5687 | 1
16.3042 | -24.0968 | 1
6.7299 | 11.3176 | 1
74.2219 | -29.1866 | 1
47.1298 | 49.3168 | 1
54.8384 | 55.0765 | 1
19.7191 | 42.9746 | 1
70.5913 | 47.6714 | 1
30.1627 | 22.82 | 1
58.1192 | 67.2119 | 1
81.5868 | -27.5927 | 1
56.0935 | -1.2246 | 1
21.7264 | 17.7852 | 1
48.7358 | 22.7042 | 1
35.2384 | 5.9613 | 1
42.6242 | 43.7408 | 1
31.664 | 8.3487 | 1
84.2629 | 53.9717 | 1
46.356 | -5.6128 | 1
70.6188 | 45.5627 | 1
60.5485 | 4.2814 | 1
66.7531 | -23.9553 | 1
8.6916 | 46.2301 | 1
73.033 | 19.8619 | 1
30.8954 | 27.5471 | 1
94.2923 | 20.7858 | 1
89.7295 | -10.3823 | 1
8.1977 | -3.7724 | 1
45.1152 | 43.8302 | 1
23.2196 | -21.2386 | 1
86.8507 | 37.3493 | 1
59.3975 | 43.2227 | 1
46.1759 | 69.8225 | 1
58.7213 | -20.0555 | 1
44.7875 | 59.421 | 1
81.7483 | 34.4605 | 1
77.8124 | -23.6818 | 1
74.4912 | 36.304 | 1
83.4407 | 23.2102 | 1
98.4564 | 68.2077 | 1
28.7488 | 30.5097 | 1
17.9693 | 5.0096 | 1
6.3336 | -10.3169 | 1
83.0937 | -4.6716 | 1
72.1827 | 55.1385 | 1
83.2661 | -1.8508 | 1
80.0798 | 58.5484 | 1
46.2828 | 8.248 | 1
5.3433 | 11.676 | 1
75.5469 | 23.6407 | 1
95.2511 | 4.3755 | 1
27.9726 | 5.6931 | 1
43.7996 | 37.9671 | 1
65.9623 | 21.438 | 1
26.2695 | 9.2392 | 1
19.3721 | 65.2217 | 1
14.4711 | -16.3936 | 1
69.6522 | 19.4377 | 1
77.6042 | -16.8163 | 1
29.9705 | 63.5266 | 1
15.6183 | 69.7543 | 1
38.9739 | 54.9838 | 1
21.7518 | -23.4585 | 1
75.4755 | -1.244 | 1
0.02926 | -13.8972 | 1
83.463 | -7.4594 | 1
30.9057 | -17.1863 | 1
60.1867 | 0.9341 | 1
7.1069 | 2.8585 | 1
67.056 | -4.8974 | 1
44.1383 | 10.9628 | 1
61.5098 | 58.3555 | 1
75.0411 | -0.70845 | 1
43.8229 | -20.2697 | 1
40.5078 | 21.7806 | 1
37.1203 | 43.1297 | 1
58.7357 | -3.9143 | 1
93.2597 | 50.683 | 1
12.3247 | 53.101 | 1
28.1757 | 61.3958 | 1
4.396 | -5.6228 | 1
52.0399 | 43.9098 | 1
64.7986 | -14.197 | 1
40.2578 | 44.8947 | 1
97.5296 | -23.2411 | 1
62.6298 | 37.3215 | 1
29.7965 | 55.0316 | 1
86.7698 | 7.3155 | 1
20.895 | -24.6167 | 1
53.0047 | 64.2191 | 1
29.4542 | -21.6078 | 1
70.8391 | 1.7145 | 1
63.2589 | 7.916 | 1
8.3155 | 46.0617 | 1
90.2815 | 16.0541 | 1
42.0984 | 39.2409 | 1
83.0449 | 43.5881 | 1
15.4602 | 31.9048 | 1
10.8873 | 24.6349 | 1
56.1943 | 14.8313 | 1
25.6363 | -1.0745 | 1
69.0301 | 12.5448 | 1
100.4179 | 6.0011 | 1
17.4241 | 18.8636 | 1
78.5043 | -22.2017 | 1
96.6383 | 33.795 | 1
25.7001 | 23.3828 | 1
99.5777 | 55.8488 | 1
81.8075 | -20.7265 | 1
31.7567 | -0.68982 | 1
28.7927 | 27.5255 | 1
81.9714 | 21.8074 | 1
73.9754 | 8.1666 | 1
94.5491 | -5.3273 | 1
90.0896 | 26.5534 | 1
93.7096 | 57.5424 | 1
6.4967 | -7.6609 | 1
43.0721 | -3.1795 | 1
37.0768 | 20.1112 | 1
3.1521 | 38.7739 | 1
76.6135 | 69.0537 | 1
40.6761 | 69.9795 | 1
74.0904 | 17.0384 | 1
21.4019 | -24.7167 | 1
59.6127 | 51.9303 | 1
39.1686 | -14.6374 | 1
24.3354 | 67.0771 | 1
97.9713 | 44.4428 | 1
74.3066 | -7.2907 | 1
68.6466 | 13.717 | 1
51.5529 | 65.2967 | 1
85.2307 | 25.7803 | 1
16.4693 | 42.071 | 1
15.678 | 64.5459 | 1
46.8029 | 5.4106 | 1
15.3274 | 26.3704 | 1
33.088 | 15.3876 | 1
95.0115 | -24.4641 | 1
66.6512 | 2.7373 | 1
13.4236 | 19.3499 | 1
89.5377 | 33.5323 | 1
13.7126 | -29.3808 | 1
72.4715 | 52.1855 | 1
58.2656 | -5.4605 | 1
81.9669 | 25.4761 | 1
54.0116 | 58.5602 | 1
15.8464 | 55.8878 | 1
52.3726 | 61.1687 | 1
36.0715 | 30.6884 | 1
4.3409 | 26.6919 | 1
7.4387 | -26.0216 | 1
74.4093 | 61.0038 | 1
24.4173 | -19.5737 | 1
76.7562 | -23.7843 | 1
2.4281 | 11.8049 | 1
94.754 | -2.946 | 1
91.9381 | 57.8328 | 1
38.941 | 17.672 | 1
35.5707 | 34.8713 | 1
26.2998 | -7.0061 | 1
80.7034 | 28.8082 | 1
97.7534 | 47.9149 | 1
6.6711 | -23.8148 | 1
97.3193 | 59.1277 | 1
45.7827 | 34.703 | 1
73.6918 | 17.2271 | 1
52.0714 | -18.3197 | 1
12.2221 | -7.9447 | 1
89.6289 | 58.6159 | 1
19.8922 | 49.0842 | 1
41.7476 | 40.371 | 1
10.0519 | 46.4006 | 1
50.2031 | 66.8831 | 1
8.5 | 20.4393 | 1
11.4103 | 0.4014 | 1
19.7525 | 40.9479 | 1
84.9235 | 37.2776 | 1
18.0488 | 3.8232 | 1
40.2234 | 10.5107 | 1
67.3029 | 52.3518 | 1
84.7334 | -11.067 | 1
59.7216 | 66.2817 | 1
50.3265 | 48.034 | 1
18.8493 | -2.1147 | 1
79.6013 | 56.7934 | 1
94.342 | 12.9594 | 1
86.2013 | 19.5306 | 1
87.3185 | 23.4242 | 1
65.7232 | 57.368 | 1
73.8615 | 59.9287 | 1
66.4835 | 69.2099 | 1
51.3966 | 15.6494 | 1
4.8795 | 14.6113 | 1
78.6425 | -24.3495 | 1
84.9873 | 47.7288 | 1
3.6979 | 43.8703 | 1
49.1567 | -20.9292 | 1
44.2309 | 44.4862 | 1
7.3554 | 28.9438 | 1
13.3003 | -17.6567 | 1
37.8918 | 59.9974 | 1
3.2928 | -20.7023 | 1
8.1771 | 31.5717 | 1
32.2976 | 41.9976 | 1
16.1691 | 47.5448 | 1
55.761 | 47.6554 | 1
15.4716 | -6.365 | 1
57.5688 | -16.0848 | 1
39.345 | 9.5271 | 1
27.4808 | 17.8335 | 1
20.7842 | -5.6067 | 1
51.9801 | 50.6128 | 1
96.9294 | 11.4873 | 1
21.8576 | -15.3112 | 1
2.1499 | -11.1217 | 1
69.4002 | -17.243 | 1
1.4054 | -9.0665 | 1
82.5746 | 61.5625 | 1
44.4558 | 5.5935 | 1
74.1325 | -21.4062 | 1
35.5922 | -21.2608 | 1
77.1446 | -4.0009 | 1
17.914 | -19.0483 | 1
79.3633 | 28.7824 | 1
4.4686 | 29.6147 | 1
47.8341 | 3.0176 | 1
89.14 | 58.1848 | 1
81.4128 | -8.169 | 1
30.9868 | 1.5735 | 1
4.0062 | 62.1639 | 1
13.6489 | 42.2993 | 1
26.0466 | 9.7359 | 1
3.6782 | 46.4328 | 1
91.8222 | 60.0592 | 1
63.1426 | 23.5221 | 1
80.4081 | 19.0442 | 1
93.1538 | -7.1783 | 1
1.5708 | 63.9031 | 1
99.5097 | 18.1434 | 1
85.6938 | -16.2282 | 1
79.4229 | 51.9108 | 1
55.0434 | 50.7434 | 1
47.1483 | -18.083 | 1
46.2156 | 59.0425 | 1
30.8226 | 17.2187 | 1
61.0283 | 52.7242 | 1
96.5656 | 48.7348 | 1
26.9386 | -11.9594 | 1
59.3832 | 17.1829 | 1
8.3401 | -11.8289 | 1
54.3914 | 21.3469 | 1
54.717 | 39.4954 | 1
96.5008 | 62.3775 | 1
45.6965 | 14.2484 | 1
87.0459 | 28.683 | 1
18.1169 | 56.8293 | 1
50.7267 | 40.5743 | 1
63.3062 | 8.5717 | 1
42.2322 | 13.9981 | 1
42.4001 | 7.7842 | 1
62.79 | 13.2683 | 1
1.5318 | -15.5416 | 1
30.9916 | -21.7532 | 1
19.9579 | 46.4572 | 1
23.0544 | 67.051 | 1
58.373 | -9.6632 | 1
100.6246 | -3.6593 | 1
26.652 | 56.4219 | 1
82.922 | 12.5661 | 1
8.7398 | -5.8648 | 1
50.1584 | 46.5708 | 1
11.6347 | 52.8502 | 1
59.9224 | 4.9466 | 1
87.7223 | 56.4813 | 1
28.1791 | 39.7017 | 1
72.4461 | -1.8713 | 1
36.9436 | 57.2471 | 1
25.5155 | -0.71527 | 1
7.7734 | 63.5567 | 1
66.5892 | 18.7309 | 1
87.4392 | -6.7917 | 1
89.404 | -10.9923 | 1
86.1648 | -15.753 | 1
77.1277 | 51.661 | 1
28.972 | 61.6001 | 1
43.6369 | -27.7446 | 1
15.2492 | 40.0023 | 1
33.6015 | 4.9294 | 1
60.4953 | 16.5561 | 1
0.20732 | 56.4563 | 1
77.349 | 20.4296 | 1
8.5564 | 46.0557 | 1
96.3871 | -25.6024 | 1
11.8213 | -23.7288 | 1
37.6065 | 24.3343 | 1
22.4681 | 29.0941 | 1
72.9857 | 19.339 | 1
82.5748 | 68.733 | 1
79.2737 | 21.6531 | 1
85.2178 | 19.5649 | 1
53.1571 | 14.1873 | 1
68.5323 | 67.5867 | 1
26.9366 | 65.8569 | 1
85.8826 | -29.5489 | 1
34.4607 | 6.7796 | 1
83.8025 | -28.4876 | 1
51.2792 | 57.5613 | 1
63.2958 | 59.1348 | 1
97.4701 | 48.7347 | 1
5.7799 | 46.7851 | 1
19.476 | 12.0068 | 1
42.4712 | 10.1794 | 1
35.6778 | -12.5921 | 1
11.7949 | 19.9142 | 1
65.3917 | -24.559 | 1
86.4145 | 68.1688 | 1
93.291 | 8.3896 | 1
25.7472 | 55.4991 | 1
1.1842 | 3.0842 | 1
79.8183 | 59.4418 | 1
54.7004 | 21.7298 | 1
17.2625 | -29.7864 | 1
19.3268 | -14.8601 | 1
96.5853 | 10.3401 | 1
75.226 | -3.9276 | 1
62.9684 | 57.1015 | 1
54.6867 | -3.4232 | 1
55.4479 | -10.6067 | 1
31.4613 | 1.9033 | 1
32.0704 | 1.9394 | 1
16.0996 | -27.0139 | 1
71.8604 | 52.7713 | 1
40.7733 | 35.6328 | 1
64.6982 | 59.1352 | 1
11.6978 | 1.7741 | 1
80.9093 | -29.236 | 1
4.305 | -25.2789 | 1
1.5094 | -2.8076 | 1
12.2315 | 0.26349 | 1
36.099 | 52.7355 | 1
62.9005 | 68.1065 | 1
39.1874 | 35.9113 | 1
2.6669 | -22.5776 | 1
41.7492 | 42.1889 | 1
9.2533 | -14.4537 | 1
9.8546 | 53.6685 | 1
62.4554 | -29.9197 | 1
31.7123 | -28.5072 | 1
34.0984 | 51.9513 | 1
56.0193 | 33.7113 | 1
19.1397 | 27.5571 | 1
23.8556 | 41.3264 | 1
37.9791 | 64.243 | 1
79.3395 | 36.4829 | 1
63.2102 | 16.651 | 1
33.7545 | 39.7462 | 1
94.684 | 8.7327 | 1
13.0411 | 10.2174 | 1
96.0591 | 28.3232 | 1
89.9709 | 42.6177 | 1
18.4649 | 39.1082 | 1
79.0789 | 41.4098 | 1
65.9456 | -6.9937 | 1
99.2869 | -1.966 | 1
14.0511 | -19.8467 | 1
50.5474 | 21.0723 | 1
90.2632 | 57.5342 | 1
37.5404 | -3.9758 | 1
37.8579 | 7.7945 | 1
37.5049 | -6.8295 | 1
98.0219 | 8.1972 | 1
60.9256 | -29.4206 | 1
23.095 | 62.5823 | 1
73.5884 | 20.3791 | 1
13.9346 | 1.6189 | 1
13.6129 | 67.137 | 1
71.6977 | 24.8153 | 1
13.2055 | 67.1588 | 1
23.8108 | 56.7262 | 1
34.8468 | -17.4784 | 1
65.7974 | 59.7718 | 1
84.34 | 42.1683 | 1
85.9735 | 26.3257 | 1
92.9098 | 67.33 | 1
94.0491 | 29.0774 | 1
8.146 | 28.4413 | 1
24.1338 | -5.5085 | 1
8.8312 | 53.8778 | 1
87.122 | -10.1806 | 1
32.1173 | -17.7322 | 1
64.9584 | 47.4084 | 1
86.4658 | 10.8481 | 1
69.0453 | -0.21937 | 1
4.1864 | 17.1015 | 1
89.039 | 34.9721 | 1
42.2561 | 53.9279 | 1
92.3725 | 28.2906 | 1
99.6434 | 48.7831 | 1
0.62012 | -18.1977 | 1
83.9973 | 14.1962 | 1
83.4798 | 6.3732 | 1
11.1539 | 37.8437 | 1
9.6658 | 15.6585 | 1
89.9045 | 67.8632 | 1
19.8389 | 1.3006 | 1
46.8027 | 49.4534 | 1
14.2347 | -16.5933 | 1
93.1453 | 45.1365 | 1
70.7102 | 5.8814 | 1
26.6053 | -16.8555 | 1
9.1829 | 20.1586 | 1
17.6461 | 40.0239 | 1
45.5949 | -23.88 | 1
18.0781 | 62.9625 | 1
99.7524 | 60.7598 | 1
88.9536 | 18.5168 | 1
99.0827 | 35.9207 | 1
51.6351 | 2.245 | 1
94.6459 | 45.2378 | 1
12.0978 | 54.2937 | 1
92.362 | -6.2504 | 1
48.6655 | -8.8809 | 1
9.7184 | -27.7434 | 1
35.848 | 47.3811 | 1
56.507 | 3.2223 | 1
46.7386 | -7.0011 | 1
62.1828 | -12.3905 | 1
62.6207 | 55.7326 | 1
40.8178 | 32.8089 | 1
65.0571 | 65.2814 | 1
18.1172 | 15.0054 | 1
76.4662 | 57.6753 | 1
36.2423 | 60.9714 | 1
11.3488 | 33.4036 | 1
55.0649 | 30.874 | 1
55.9065 | 11.1634 | 1
86.9793 | 45.1597 | 1
61.0478 | -16.4662 | 1
87.3778 | 34.9366 | 1
42.2638 | 41.189 | 1
23.4278 | 51.4651 | 1
7.8405 | 26.6596 | 1
4.9598 | -12.3434 | 1
53.9367 | 25.0317 | 1
29.012 | 39.3446 | 1
40.6406 | 9.8396 | 1
33.2253 | 7.2241 | 1
30.5328 | 16.9375 | 1
51.4632 | -15.6759 | 1
34.1427 | 15.4664 | 1
86.0983 | 49.336 | 1
5.309 | -9.7777 | 1
46.1543 | 25.1873 | 1
82.9215 | -23.6386 | 1
1.4787 | -11.192 | 1
85.0123 | 17.1737 | 1
58.0381 | -2.0368 | 1
59.3473 | 39.7931 | 1
63.063 | 48.9999 | 1
59.6597 | 9.0499 | 1
37.3765 | 39.3135 | 1
92.7649 | 41.0162 | 1
17.6263 | 49.6452 | 1
57.1969 | -2.5837 | 1
35.2163 | 29.1402 | 1
42.3322 | 31.4199 | 1
21.1875 | -12.7214 | 1
69.0302 | -14.4132 | 1
75.5753 | -28.1682 | 1
84.1895 | -29.2877 | 1
21.2214 | 44.4089 | 1
15.1176 | 51.4955 | 1
47.2409 | 51.7225 | 1
95.3234 | 26.5416 | 1
10.9037 | -29.2412 | 1
20.3784 | 37.2025 | 1
94.2651 | -29.7483 | 1
0.14995 | 61.3438 | 1
51.5257 | 9.995 | 1
49.1481 | 68.3601 | 1
26.5277 | 17.8181 | 1
7.9073 | 5.605 | 1
44.5547 | -6.6383 | 1
82.6633 | -15.2231 | 1
3.7423 | 59.788 | 1
12.4697 | -3.9582 | 1
46.4901 | 24.868 | 1
22.7104 | 14.7841 | 1
75.4851 | 9.4288 | 1
90.993 | 6.5135 | 1
77.1317 | 62.7627 | 1
59.1049 | -2.139 | 1
22.0028 | -21.1326 | 1
11.7874 | -21.1186 | 1
13.2968 | 46.58 | 1
18.6973 | 40.513 | 1
8.8266 | -9.7475 | 1
5.1021 | -25.1192 | 1
9.7115 | 16.6399 | 1
21.7275 | 15.5072 | 1
18.1789 | -20.4424 | 1
27.4196 | 48.8351 | 1
19.0759 | -13.7508 | 1
93.687 | 19.8802 | 1
28.0722 | 64.4344 | 1
11.4094 | -13.7251 | 1
54.1018 | 30.9417 | 1
100.9909 | 18.9632 | 1
53.3655 | 30.8586 | 1
48.4952 | -27.8247 | 1
35.6028 | -2.4629 | 1
84.7679 | 2.0682 | 1
26.7563 | -0.095606 | 1
8.5273 | 65.0742 | 1
92.7691 | 48.8299 | 1
87.4353 | 16.3233 | 1
14.1774 | 65.1122 | 1
26.272 | 54.8218 | 1
42.7627 | -8.1024 | 1
98.0669 | -0.84676 | 1
81.7822 | -4.4299 | 1
33.7861 | 33.3019 | 1
38.0783 | 34.5422 | 1
86.0183 | 60.9091 | 1
28.4431 | -23.0177 | 1
100.9616 | -10.9271 | 1
54.7775 | -4.9889 | 1
2.5577 | -8.2563 | 1
16.266 | -28.1006 | 1
10.6695 | -5.4097 | 1
85.3854 | 52.3415 | 1
45.2396 | 49.8053 | 1
38.8418 | 11.7333 | 1
85.9764 | 46.1689 | 1
55.9576 | -25.3752 | 1
90.3995 | 64.666 | 1
9.8633 | 49.1207 | 1
57.0015 | 54.8333 | 1
64.0629 | -1.7506 | 1
82.3462 | 53.4516 | 1
74.7338 | 58.8946 | 1
30.978 | -17.0869 | 1
12.2489 | 65.0418 | 1
80.9863 | -4.6976 | 1
45.582 | -24.3607 | 1
95.438 | 30.0529 | 1
45.0115 | -8.0349 | 1
94.1628 | 65.5488 | 1
67.0193 | 22.5676 | 1
76.2732 | 15.2681 | 1
60.9942 | 66.6065 | 1
39.5764 | 27.6009 | 1
49.6326 | 24.6064 | 1
5.9142 | -8.3258 | 1
37.8801 | 37.0125 | 1
84.81 | 38.0111 | 1
66.8783 | 51.6768 | 1
1.4796 | 47.3563 | 1
46.4564 | 46.2573 | 1
24.8587 | -13.1088 | 1
84.7639 | 3.7517 | 1
7.7064 | 13.115 | 1
34.238 | 67.0925 | 1
51.7263 | 55.552 | 1
91.5188 | 51.8713 | 1
87.7621 | -18.0263 | 1
44.8965 | -14.5638 | 1
50.7774 | -28.3056 | 1
2.9034 | -10.6785 | 1
57.0436 | -3.5417 | 1
12.6939 | 20.2494 | 1
9.2609 | 58.1122 | 1
40.8192 | 7.0076 | 1
84.0077 | 0.43167 | 1
42.0924 | 60.4822 | 1
36.3308 | -14.153 | 1
10.3451 | -10.4402 | 1
11.4326 | -18.2465 | 1
43.7722 | 19.8916 | 1
20.892 | 57.5748 | 1
31.0529 | -14.897 | 1
91.8449 | 31.7596 | 1
45.1026 | 31.4092 | 1
55.6028 | 0.10527 | 1
91.3878 | -26.3343 | 1
7.8612 | -25.1436 | 1
45.351 | -3.7331 | 1
24.1108 | 59.447 | 1
61.3662 | 52.2437 | 1
21.9976 | 12.0077 | 1
75.2872 | 50.9181 | 1
55.8047 | 59.6627 | 1
70.2465 | -2.6837 | 1
5.2759 | -23.8158 | 1
53.2996 | 4.1929 | 1
49.1945 | 54.2143 | 1
12.6539 | 14.2005 | 1
81.8129 | 53.2349 | 1
86.8642 | 28.1774 | 1
9.403 | 37.4552 | 1
24.4099 | 13.5856 | 1
57.2121 | 42.1418 | 1
13.2994 | -27.0843 | 1
4.6629 | 19.0408 | 1
93.2827 | 20.4017 | 1
32.9464 | 56.7028 | 1
99.7868 | -16.2045 | 1
70.4939 | -17.1313 | 1
31.3889 | -14.8513 | 1
19.6146 | 44.0509 | 1
12.4315 | 56.0715 | 1
46.9234 | 60.0588 | 1
72.0537 | 24.3804 | 1
23.4508 | 61.3216 | 1
31.7076 | 12.2817 | 1
82.658 | 26.6731 | 1
81.753 | -6.1475 | 1
3.8017 | -25.2168 | 1
94.4285 | 21.5858 | 1
38.8647 | 65.8156 | 1
55.2247 | 65.5163 | 1
32.9323 | -18.093 | 1
93.2168 | 47.74 | 1
1.5118 | -19.859 | 1
12.6419 | -25.9805 | 1
99.3243 | -28.7941 | 1
22.2762 | 51.4755 | 1
13.7567 | 43.1662 | 1
42.5754 | 56.2887 | 1
80.2108 | 3.9503 | 1
70.4553 | 23.3506 | 1
85.5365 | -26.1542 | 1
43.6328 | -19.9785 | 1
6.0365 | 19.7241 | 1
39.2386 | 37.3353 | 1
60.0008 | -13.6105 | 1
52.9608 | -26.9747 | 1
25.3253 | -14.3121 | 1
93.9637 | 21.9308 | 1
79.6263 | 25.8223 | 1
68.9477 | 52.6888 | 1
54.3569 | 59.9675 | 1
57.827 | 46.0885 | 1
23.2061 | -25.5612 | 1
20.5351 | 68.4437 | 1
6.5731 | 54.9585 | 1
77.6705 | -5.0147 | 1
89.3841 | -1.5513 | 1
56.3048 | -3.9969 | 1
83.6845 | 68.4952 | 1
38.5676 | -14.0539 | 1
49.554 | -4.8867 | 1
70.1208 | -2.238 | 1
70.0763 | 44.7408 | 1
32.1735 | 27.2403 | 1
3.5362 | 44.2069 | 1
21.5662 | 6.5135 | 1
42.5708 | 15.3764 | 1
12.2026 | 12.8684 | 1
5.0453 | 68.1468 | 1
37.0393 | 43.8193 | 1
89.4131 | 24.1333 | 1
81.8215 | 11.2803 | 1
3.049 | 28.2378 | 1
40.4663 | 37.0053 | 1
8.1228 | -24.9783 | 1
54.4444 | 66.4202 | 1
57.9597 | 67.1944 | 1
74.4633 | 38.8704 | 1
5.9294 | 28.0656 | 1
43.8295 | 61.2377 | 1
83.584 | -12.383 | 1
97.2147 | 22.194 | 1
6.3066 | 54.1444 | 1
49.5171 | 11.3822 | 1
25.1466 | 8.2846 | 1
26.9357 | 30.521 | 1
35.4655 | 41.9796 | 1
8.8026 | 0.73767 | 1
91.9928 | -17.9062 | 1
96.8863 | 51.5504 | 1
10.477 | 42.9243 | 1
74.8573 | 38.8108 | 1
86.9531 | 20.792 | 1
68.6968 | 11.5043 | 1
22.2015 | 55.3053 | 1
72.3859 | 22.7957 | 1
2.3072 | 46.6268 | 1
88.7569 | 69.0323 | 1
13.2537 | -14.6476 | 1
5.1628 | -16.3356 | 1
37.6326 | 60.2343 | 1
14.5122 | 45.8681 | 1
52.2715 | 15.8493 | 1
58.8482 | 65.0425 | 1
45.4381 | 56.8331 | 1
31.9135 | 2.7237 | 1
10.8568 | 19.1339 | 1
28.2298 | 64.1314 | 1
65.8981 | -9.6309 | 1
30.2961 | -18.5456 | 1
63.4534 | -11.9143 | 1
15.2724 | 61.6442 | 1
81.6147 | -17.3166 | 1
97.9632 | 36.2095 | 1
52.8428 | -3.9769 | 1
40.4725 | -2.1128 | 1
94.9435 | 30.4851 | 1
10.5485 | 14.6793 | 1
80.187 | 5.1814 | 1
27.1076 | -25.2938 | 1
63.399 | 50.8616 | 1
30.2918 | 24.3901 | 1
20.3338 | -21.2581 | 1
33.0418 | -11.9219 | 1
90.3543 | 18.8488 | 1
39.7477 | 61.2957 | 1
28.7972 | -28.3227 | 1
27.1977 | 43.7881 | 1
97.1998 | 50.3938 | 1
91.2909 | -26.532 | 1
49.0858 | 4.2176 | 1
28.6574 | 66.0801 | 1
61.6151 | 58.9325 | 1
73.2977 | 3.4944 | 1
30.1972 | 60.7387 | 1
85.9069 | 11.269 | 1
17.2702 | 17.9129 | 1
21.727 | 67.8881 | 1
30.2953 | 68.2778 | 1
42.4684 | 28.9895 | 1
49.2083 | -1.6752 | 1
61.0427 | -5.7138 | 1
17.8878 | 49.1715 | 1
4.3929 | -10.9349 | 1
100.48 | 21.4741 | 1
93.6077 | -8.245 | 1
66.3451 | -23.7732 | 1
84.6328 | 19.7576 | 1
63.3583 | -24.6622 | 1
29.215 | -23.6439 | 1
87.6882 | 51.5399 | 1
5.2438 | 59.4578 | 1
80.964 | 11.2833 | 1
2.2101 | 7.2478 | 1
34.539 | 8.0851 | 1
75.4286 | -25.652 | 1
97.5396 | -14.0308 | 1
65.8641 | -28.1137 | 1
98.4318 | -25.0438 | 1
73.6687 | -28.1455 | 1
90.4235 | 4.7633 | 1
70.93 | 33.4116 | 1
47.0278 | -7.5786 | 1
60.8356 | -9.277 | 1
81.6727 | -10.8483 | 1
15.1495 | 2.136 | 1
73.5218 | -19.7407 | 1
73.7359 | 57.5665 | 1
34.9894 | 50.412 | 1
58.9183 | 20.9977 | 1
31.0846 | -2.7347 | 1
20.3332 | -1.2854 | 1
60.6214 | -26.2109 | 1
58.1024 | 42.8407 | 1
8.9926 | 35.7506 | 1
82.0901 | 6.8488 | 1
18.449 | 22.1845 | 1
100.3881 | 23.747 | 1
21.2999 | -19.0153 | 1
64.7407 | 41.2959 | 1
41.05 | 32.4673 | 1
32.8247 | 49.6284 | 1
64.4892 | 23.9324 | 1
79.4324 | 27.8878 | 1
34.2115 | -23.0659 | 1
48.8655 | 47.8159 | 1
91.1639 | -28.3246 | 1
33.3264 | 31.814 | 1
100.0548 | 19.6351 | 1
86.4955 | -12.2181 | 1
6.8602 | 60.2645 | 1
94.7764 | 21.7144 | 1
5.968 | 43.2799 | 1
75.8027 | 35.3089 | 1
78.7774 | 61.5078 | 1
64.4481 | 10.9522 | 1
81.4659 | -9.1846 | 1
74.9586 | 42.544 | 1
91.5377 | 20.4546 | 1
31.3218 | 23.6707 | 1
41.9538 | -25.8413 | 1
3.9282 | 52.6558 | 1
44.9053 | 63.2477 | 1
53.6717 | 59.215 | 1
57.8118 | 17.0097 | 1
68.7732 | 32.0184 | 1
100.8018 | 68.1719 | 1
46.338 | -23.5426 | 1
49.7611 | 40.5892 | 1
3.832 | 38.6454 | 1
42.4635 | 32.8544 | 1
45.5761 | 53.9076 | 1
2.3486 | 43.2508 | 1
92.3342 | 51.2903 | 1
62.8168 | -7.9497 | 1
31.2229 | 55.4163 | 1
79.1705 | 55.2302 | 1
96.7753 | -2.1512 | 1
7.5702 | 44.085 | 1
75.0173 | 48.2821 | 1
30.6766 | -25.545 | 1
87.8639 | -29.7801 | 1
94.2686 | -4.9469 | 1
59.0036 | 44.8144 | 1
57.9813 | -12.6882 | 1
9.864 | -29.7571 | 1
48.296 | 52.7176 | 1
51.4687 | 1.3169 | 1
99.9428 | 18.0795 | 1
10.6207 | 55.9277 | 1
23.3744 | 54.9155 | 1
70.64 | 27.0781 | 1
94.3899 | -18.1046 | 1
67.195 | 38.3239 | 1
30.8013 | 51.6377 | 1
95.3909 | -26.8054 | 1
69.3138 | -19.1737 | 1
92.839 | -7.407 | 1
82.8869 | -18.512 | 1
96.4328 | -18.3268 | 1
39.8226 | 65.7544 | 1
78.3327 | 7.2625 | 1
45.2091 | 26.424 | 1
34.8719 | -9.3886 | 1
45.2177 | 62.3393 | 1
95.4287 | 7.8059 | 1
81.8337 | 30.2376 | 1
87.5553 | -3.114 | 1
61.6722 | 48.58 | 1
4.2356 | 15.1527 | 1
91.1947 | -0.080875 | 1
5.4611 | 39.8571 | 1
17.5286 | 66.1391 | 1
12.3398 | 23.0953 | 1
25.5154 | 27.7101 | 1
56.6297 | -26.3496 | 1
53.5975 | 13.1332 | 1
20.9758 | 34.8257 | 1
94.1588 | -15.462 | 1
79.3757 | 50.8239 | 1
26.7294 | 26.1815 | 1
49.4569 | 10.8038 | 1
81.9801 | 4.5418 | 1
86.7126 | -18.9724 | 1
17.5966 | -6.619 | 1
22.3699 | 4.6116 | 1
65.6939 | 69.3652 | 1
98.3152 | 1.3489 | 1
51.2035 | -28.7195 | 1
97.0199 | 66.5965 | 1
61.5285 | 5.8718 | 1
84.3277 | 22.3701 | 1
13.7516 | 50.154 | 1
61.6797 | -27.2849 | 1
90.7705 | 56.1971 | 1
33.6733 | 31.6316 | 1
71.4796 | -27.0799 | 1
73.7486 | 23.4054 | 1
70.0312 | -6.335 | 1
62.9368 | 50.2477 | 1
44.1629 | 56.816 | 1
66.7191 | 54.9585 | 1
98.6911 | -9.148 | 1
4.7398 | 6.1921 | 1
4.5884 | 27.1578 | 1
52.9428 | 14.1737 | 1
60.0467 | 26.0313 | 1
6.5323 | 35.9837 | 1
8.4241 | 8.5363 | 1
16.2448 | 15.2285 | 1
75.6118 | -2.5345 | 1
90.4549 | -27.0914 | 1
36.67 | 27.7255 | 1
24.8917 | -1.2321 | 1
49.7462 | -20.4008 | 1
51.448 | -19.4181 | 1
71.9743 | 31.0993 | 1
24.6614 | -9.2104 | 1
66.3889 | 51.1899 | 1
8.8396 | 30.0868 | 1
13.231 | -24.3929 | 1
62.2342 | 56.8994 | 1
7.1699 | 45.9547 | 1
40.6742 | 46.7226 | 1
3.1901 | -16.2795 | 1
100.5439 | 8.3134 | 1
75.0975 | 53.5227 | 1
32.5582 | -4.1739 | 1
77.7705 | -18.4263 | 1
17.1215 | 9.2311 | 1
5.2328 | 64.313 | 1
26.9234 | -18.5037 | 1
58.0993 | 52.6023 | 1
64.3128 | 49.953 | 1
21.6444 | 31.3456 | 1
41.2977 | 23.3702 | 1
5.9502 | 64.3217 | 1
1.0211 | 47.9246 | 1
38.7957 | 55.1613 | 1
22.8218 | 19.3602 | 1
62.6274 | 49.3531 | 1
66.1618 | -1.237 | 1
38.5517 | 32.0702 | 1
57.0954 | 49.9757 | 1
5.0408 | 44.1173 | 1
46.5728 | 36.5358 | 1
57.5399 | 12.901 | 1
58.9057 | 62.8064 | 1
66.5906 | 67.2762 | 1
76.3194 | 17.9761 | 1
82.6439 | -22.5851 | 1
3.1612 | 25.1653 | 1
45.5949 | -3.0235 | 1
34.2856 | 46.7338 | 1
80.1806 | 44.158 | 1
68.4885 | 37.9846 | 1
26.0957 | 27.3851 | 1
66.3957 | -24.762 | 1
100.1601 | -5.9096 | 1
17.5276 | 4.5422 | 1
69.8903 | 69.9261 | 1
30.7082 | 69.2817 | 1
76.1852 | 49.3259 | 1
18.6154 | 57.6154 | 1
7.816 | -4.5294 | 1
26.3051 | 62.4193 | 1
61.8566 | 18.8984 | 1
43.3676 | 31.8269 | 1
26.4969 | 10.5885 | 1
69.6882 | 34.4169 | 1
60.0164 | 52.6712 | 1
54.8682 | 20.7971 | 1
79.3206 | 30.6652 | 1
33.1469 | 56.995 | 1
14.0215 | 10.6075 | 1
19.2915 | 26.1659 | 1
31.8859 | 39.7993 | 1
34.1275 | 39.4687 | 1
100.5317 | 47.726 | 1
83.8946 | 45.8336 | 1
19.5516 | 38.6919 | 1
53.2073 | -1.6134 | 1
91.5488 | 10.1299 | 1
42.8089 | -16.9861 | 1
36.8635 | 22.6371 | 1
67.2307 | 2.4159 | 1
14.9728 | 29.284 | 1
39.7932 | 36.4113 | 1
69.5487 | 33.6827 | 1
23.1187 | 60.9224 | 1
45.2431 | -1.2178 | 1
86.3071 | -27.1815 | 1
44.2401 | 28.237 | 1
62.8376 | -21.3644 | 1
68.1597 | -21.2081 | 1
22.9725 | 25.101 | 1
31.1643 | 7.8878 | 1
73.0342 | 18.5524 | 1
34.1201 | -15.2917 | 1
52.5661 | 48.7461 | 1
81.1601 | 10.5846 | 1
3.4036 | 52.7635 | 1
87.8768 | -7.785 | 1
61.3368 | 19.8307 | 1
94.3819 | -7.7258 | 1
80.757 | 36.8566 | 1
33.5102 | -15.6509 | 1
85.7329 | 28.0458 | 1
34.3668 | -9.7285 | 1
20.7893 | -28.4902 | 1
50.7312 | 58.5677 | 1
63.9973 | 48.9855 | 1
57.9104 | 14.2915 | 1
66.675 | 50.9488 | 1
9.8563 | -27.9935 | 1
56.8037 | 62.8403 | 1
22.1755 | 13.7327 | 1
61.339 | -15.9348 | 1
27.3468 | 14.5139 | 1
61.5375 | 53.1264 | 1
0.81645 | 37.4107 | 1
49.3019 | -19.0297 | 1
11.9437 | -9.0195 | 1
76.8466 | 46.1561 | 1
45.6195 | 4.4093 | 1
18.2177 | -15.6303 | 1
1.1831 | 24.3779 | 1
12.7956 | -8.2871 | 1
84.6518 | 14.1985 | 1
17.4289 | 53.5811 | 1
32.8709 | -10.4463 | 1
2.1574 | -19.4243 | 1
99.5858 | 28.902 | 1
61.2216 | 24.6556 | 1
0.29137 | -10.4648 | 1
61.2748 | 32.3868 | 1
86.3704 | 62.108 | 1
36.2814 | 34.2949 | 1
34.1666 | 5.0313 | 1
38.2808 | 24.161 | 1
73.7048 | 69.3154 | 1
100.9045 | -27.8754 | 1
99.4749 | 68.2526 | 1
54.1719 | 1.1302 | 1
80.3117 | 21.6514 | 1
75.8193 | 65.9746 | 1
21.0922 | 11.5625 | 1
59.6027 | 62.9689 | 1
96.3622 | -17.1898 | 1
16.8974 | 5.8652 | 1
56.5952 | -10.372 | 1
19.4586 | 16.6802 | 1
61.2702 | 58.3353 | 1
17.9823 | 62.1825 | 1
73.9261 | 69.5011 | 1
22.6651 | 6.5722 | 1
14.423 | -29.1337 | 1
89.0087 | -13.0155 | 1
76.4672 | -7.588 | 1
22.538 | 66.2556 | 1
50.5374 | 46.866 | 1
72.1345 | -26.7171 | 1
36.059 | 31.5799 | 1
80.8355 | 60.1753 | 1
29.3954 | -29.0488 | 1
87.0623 | 41.632 | 1
49.1105 | 55.8196 | 1
31.32 | -24.431 | 1
36.313 | -10.2785 | 1
31.3299 | 45.9811 | 1
57.0793 | -5.0093 | 1
72.5526 | 32.5491 | 1
99.9524 | 59.4565 | 1
51.3432 | -25.9179 | 1
7.4881 | 55.1487 | 1
29.5126 | 52.0602 | 1
88.2824 | 1.6521 | 1
7.0018 | -22.2566 | 1
91.9062 | 5.8024 | 1
71.8487 | 16.8349 | 1
49.3425 | -23.814 | 1
25.5027 | 54.9336 | 1
58.0343 | 52.0895 | 1
69.368 | -19.1254 | 1
11.415 | 61.0172 | 1
26.5803 | -10.4376 | 1
65.0493 | 29.8185 | 1
72.1216 | 43.9438 | 1
62.7277 | 26.6197 | 1
30.4306 | 64.2918 | 1
8.7165 | 41.7343 | 1
69.9988 | -14.6968 | 1
8.7071 | 36.088 | 1
86.5577 | 48.1305 | 1
85.235 | -7.9285 | 1
39.2634 | 16.5845 | 1
74.8812 | 59.4201 | 1
1.5888 | 29.863 | 1
45.3876 | -4.2072 | 1
70.2603 | 27.5487 | 1
48.6253 | -6.6686 | 1
88.6781 | 0.90415 | 1
51.1224 | 28.0866 | 1
100.6854 | -12.5287 | 1
12.1444 | 16.6695 | 1
62.7744 | 5.3926 | 1
75.1254 | -18.9186 | 1
43.7773 | -23.6916 | 1
50.8973 | 4.3931 | 1
40.2928 | 43.9323 | 1
37.0464 | -0.65091 | 1
69.9385 | 40.6146 | 1
60.802 | 1.4199 | 1
69.0916 | -12.3038 | 1
48.845 | 24.3478 | 1
42.0708 | 17.9798 | 1
45.2998 | 45.7551 | 1
78.6275 | 44.0332 | 1
71.4654 | 42.1822 | 1
55.5444 | -7.5847 | 1
79.9218 | -13.9024 | 1
55.6021 | -12.6649 | 1
56.3142 | -25.4715 | 1
5.8132 | -19.3107 | 1
25.527 | 40.3028 | 1
66.2356 | 8.8313 | 1
2.2196 | -12.9652 | 1
5.414 | -13.3466 | 1
89.7338 | -23.4363 | 1
17.5582 | -4.5604 | 1
43.1262 | 1.6512 | 1
94.4804 | -10.668 | 1
54.2123 | 2.8048 | 1
62.3389 | 49.9569 | 1
6.2454 | 52.2726 | 1
82.5995 | 10.5003 | 1
85.8362 | -9.184 | 1
62.6924 | 66.7575 | 1
28.7833 | -18.5092 | 1
73.4557 | 58.7636 | 1
45.1717 | 69.7663 | 1
28.2277 | -7.5394 | 1
37.9018 | 8.2367 | 1
72.3265 | 54.3927 | 1
32.1031 | 44.8939 | 1
66.1559 | 58.1117 | 1
77.5865 | 14.41 | 1
97.4798 | 66.7578 | 1
9.177 | 37.8595 | 1
41.1746 | 29.5298 | 1
61.2135 | -20.6067 | 1
12.6673 | 67.9822 | 1
56.0522 | 11.7924 | 1
46.5749 | 36.2958 | 1
51.0169 | 9.6833 | 1
6.2732 | 61.5365 | 1
24.3294 | -15.0266 | 1
32.6494 | 68.0498 | 1
63.1937 | -7.6193 | 1
38.3598 | 12.0757 | 1
71.0537 | -28.798 | 1
62.5181 | 8.0619 | 1
45.5617 | 0.58346 | 1
10.4715 | -14.6086 | 1
59.9025 | 42.1261 | 1
5.153 | -14.8853 | 1
63.4766 | 21.2895 | 1
48.5596 | 68.0535 | 1
56.0943 | 33.6392 | 1
32.1148 | -3.2409 | 1
52.5424 | -25.088 | 1
27.0424 | 9.5066 | 1
47.8426 | 51.4633 | 1
80.0615 | 54.4377 | 1
100.6829 | -0.50778 | 1
32.5628 | 7.4856 | 1
45.2412 | 65.3969 | 1
58.6902 | 61.0599 | 1
2.5423 | 22.5541 | 1
18.6905 | 46.6151 | 1
9.0025 | -4.0906 | 1
19.6673 | -20.1643 | 1
59.8183 | 54.2232 | 1
57.7356 | 10.3466 | 1
99.3784 | 65.1803 | 1
81.2883 | 1.1758 | 1
37.5036 | -26.2293 | 1
96.6272 | 68.8368 | 1
58.9455 | 61.4801 | 1
38.5711 | -13.9818 | 1
56.431 | -26.1984 | 1
82.2119 | -9.4891 | 1
98.1388 | 37.7865 | 1
61.2304 | 64.211 | 1
22.235 | 15.762 | 1
29.1643 | 31.0893 | 1
63.1288 | -13.9434 | 1
62.8583 | 22.0107 | 1
49.6001 | 22.7637 | 1
8.349 | 34.2254 | 1
93.9484 | -4.1513 | 1
40.9711 | -8.5482 | 1
14.8446 | 17.5069 | 1
52.3285 | 18.3867 | 1
86.5946 | -14.7739 | 1
72.5724 | -22.4991 | 1
35.6707 | -23.9996 | 1
68.7995 | 51.49 | 1
81.5525 | -16.4349 | 1
84.026 | 55.0053 | 1
0.090552 | -27.4828 | 1
40.3592 | 3.1448 | 1
75.4898 | 4.2257 | 1
76.683 | 10.1913 | 1
63.7064 | 34.6405 | 1
82.732 | 40.3971 | 1
20.2644 | -3.301 | 1
68.5758 | 50.1794 | 1
56.518 | 6.0441 | 1
83.8918 | 9.3661 | 1
55.9979 | 28.4251 | 1
11.7048 | 34.9195 | 1
17.7535 | 32.8859 | 1
21.1037 | -28.7176 | 1
33.955 | 50.1166 | 1
3.6773 | 49.4181 | 1
6.6692 | 27.1235 | 1
1.943 | 39.2278 | 1
11.7945 | 35.318 | 1
93.2214 | -27.4594 | 1
51.8346 | 64.5417 | 1
34.735 | 44.9433 | 1
52.2985 | 0.3923 | 1
8.6462 | 14.1251 | 1
51.6972 | 40.2014 | 1
82.3565 | 57.5845 | 1
43.9941 | 21.4062 | 1
50.6505 | -18.3384 | 1
89.0458 | -2.8728 | 1
89.1136 | 0.047215 | 1
20.3592 | 5.1753 | 1
36.804 | 63.7421 | 1
45.0554 | 9.0444 | 1
68.5136 | 43.8636 | 1
73.9865 | 61.3691 | 1
98.7712 | -27.2117 | 1
22.4361 | 35.3045 | 1
97.3065 | -27.2595 | 1
75.5409 | -14.0824 | 1
73.9219 | -7.0292 | 1
55.8565 | 24.7377 | 1
0.067606 | 34.6749 | 1
59.5364 | -12.8182 | 1
81.0671 | 66.6411 | 1
61.3393 | 67.6435 | 1
80.7224 | -28.9781 | 1
61.5837 | 44.362 | 1
47.5114 | 54.1395 | 1
29.6549 | 36.6793 | 1
45.3128 | 38.6259 | 1
80.1177 | 15.2419 | 1
69.1907 | -20.9184 | 1
52.9973 | 48.5524 | 1
5.4587 | -25.8513 | 1
33.841 | 6.3715 | 1
11.6668 | 52.3842 | 1
88.3826 | -23.9945 | 1
87.8735 | 55.6271 | 1
25.1196 | 38.9862 | 1
9.0314 | 64.3405 | 1
93.4793 | 54.3952 | 1
63.2637 | 48.7438 | 1
83.4565 | -29.1971 | 1
100.3189 | 4.4076 | 1
29.4262 | 2.3286 | 1
8.1476 | 68.0491 | 1
37.4471 | 23.9396 | 1
82.3953 | 51.5675 | 1
24.1504 | 8.0625 | 1
49.4909 | 31.7243 | 1
25.9855 | 28.3686 | 1
17.9444 | -12.1655 | 1
88.4669 | 33.403 | 1
95.6435 | 55.5198 | 1
37.9905 | -14.7576 | 1
45.4247 | 16.0713 | 1
1.4613 | 29.5559 | 1
84.8911 | -14.1792 | 1
41.7749 | 21.5682 | 1
26.5721 | 60.5807 | 1
60.6792 | 59.2519 | 1
32.8438 | 44.8392 | 1
75.8973 | -18.3625 | 1
48.0912 | 63.6628 | 1
34.7613 | 34.4555 | 1
34.1516 | -13.5978 | 1
11.0562 | 57.1317 | 1
50.462 | 31.7933 | 1
46.1642 | -26.9201 | 1
82.9265 | 41.1731 | 1
19.451 | -20.0341 | 1
9.7701 | -5.147 | 1
44.0236 | 55.0398 | 1
4.3102 | 48.0212 | 1
7.0119 | 11.1048 | 1
99.4049 | 13.8442 | 1
68.1648 | -16.3742 | 1
28.988 | -16.9052 | 1
32.0019 | -12.374 | 1
39.8793 | 3.9302 | 1
78.7027 | 17.2977 | 1
71.3944 | 27.6295 | 1
59.8096 | 8.8975 | 1
90.8161 | 17.8276 | 1
67.4874 | 32 | 1
35.7648 | 34.0725 | 1
73.5055 | 5.1776 | 1
5.8651 | 16.2191 | 1
5.6062 | -13.5202 | 1
85.479 | 19.2491 | 1
45.5078 | 23.2095 | 1
96.4799 | 58.8074 | 1
32.2901 | 58.6715 | 1
39.7942 | -20.1594 | 1
89.139 | 68.0865 | 1
81.598 | 9.4072 | 1
11.4971 | 33.9048 | 1
1.938 | -10.0018 | 1
16.5218 | 3.6282 | 1
29.7002 | -7.5551 | 1
4.7837 | 26.1739 | 1
94.2571 | -11.6065 | 1
17.2443 | 27.6429 | 1
99.2327 | 46.5085 | 1
29.4098 | -25.6323 | 1
53.7491 | 4.4418 | 1
51.6596 | 43.591 | 1
54.3902 | 56.8254 | 1
70.6636 | 30.6518 | 1
66.291 | -18.5269 | 1
83.5528 | 12.3258 | 1
33.5932 | 11.0274 | 1
46.3425 | 65.3346 | 1
94.7225 | -24.1464 | 1
66.9347 | 10.9762 | 1
20.1434 | -3.9628 | 1
51.8105 | 47.5438 | 1
3.9888 | 63.2672 | 1
12.6362 | -19.772 | 1
91.3866 | 49.5908 | 1
45.4284 | -26.2865 | 1
16.5278 | 0.30168 | 1
75.1556 | -18.0719 | 1
74.067 | 37.5106 | 1
35.1194 | 15.9384 | 1
34.884 | 39.9853 | 1
36.8967 | 16.444 | 1
13.7058 | 17.5753 | 1
100.3852 | 66.8925 | 1
35.6546 | 57.5351 | 1
57.8248 | 61.832 | 1
69.9631 | -6.1518 | 1
35.9241 | -4.1338 | 1
70.7825 | -16.2831 | 1
29.1336 | 43.3573 | 1
85.3437 | -15.9071 | 1
52.9239 | -10.619 | 1
8.1643 | -6.1828 | 1
92.2207 | -17.3699 | 1
65.548 | 54.8415 | 1
58.3233 | 49.2891 | 1
26.4326 | 31.7804 | 1
71.9808 | 45.7146 | 1
22.1084 | 17.8102 | 1
42.3598 | 36.058 | 1
64.9167 | -11.6013 | 1
16.4563 | 67.9722 | 1
100.8668 | -4.1846 | 1
15.5924 | -6.3866 | 1
51.1643 | -23.6739 | 1
82.6874 | -24.0695 | 1
24.8851 | 38.8227 | 1
62.5427 | -5.2176 | 1
60.141 | 44.4017 | 1
81.4472 | 54.7152 | 1
41.3395 | 45.1526 | 1
3.9843 | -11.1558 | 1
11.5911 | 49.6829 | 1
17.8931 | -3.1335 | 1
49.8169 | -24.3391 | 1
68.3242 | 41.9401 | 1
45.9353 | 39.0111 | 1
80.6174 | 36.4247 | 1
49.5019 | -1.0825 | 1
83.2311 | 54.2827 | 1
79.1489 | -1.2355 | 1
65.2027 | -10.4526 | 1
12.7782 | -15.0505 | 1
46.1324 | 68.4241 | 1
48.2056 | 35.2132 | 1
45.1455 | 50.7953 | 1
34.2654 | 15.1561 | 1
93.5233 | 63.2023 | 1
32.0859 | -2.2292 | 1
62.7915 | -0.14496 | 1
33.4904 | 32.1329 | 1
95.0596 | 42.0609 | 1
56.1772 | -14.886 | 1
51.2125 | 30.0607 | 1
16.055 | -9.7861 | 1
35.6033 | 24.4616 | 1
18.7356 | 35.1732 | 1
46.5255 | 59.7154 | 1
28.2633 | -22.3894 | 1
93.7436 | -25.0089 | 1
48.6744 | 59.1661 | 1
14.676 | 44.8609 | 1
18.064 | -10.2829 | 1
77.6411 | 44.3205 | 1
68.3312 | 26.2941 | 1
100.5786 | 12.5927 | 1
70.2019 | 28.684 | 1
67.9025 | -11.2533 | 1
69.0868 | 28.1627 | 1
98.1042 | 63.0653 | 1
92.4801 | 29.9552 | 1
88.802 | 10.5216 | 1
58.0646 | 33.8975 | 1
51.7661 | 37.8682 | 1
38.5886 | -3.0616 | 1
7.7583 | -12.7937 | 1
56.5205 | -19.5977 | 1
39.7127 | 65.3654 | 1
67.4433 | 14.6096 | 1
12.5028 | -14.5187 | 1
42.9314 | -3.2444 | 1
17.0949 | 0.1178 | 1
32.9232 | 31.191 | 1
44.9989 | -21.7364 | 1
18.4787 | 53.876 | 1
9.0334 | -3.0852 | 1
69.7032 | 22.7139 | 1
95.1189 | 20.0773 | 1
8.9683 | -12.6307 | 1
92.0106 | 59.7823 | 1
8.8195 | 60.169 | 1
35.5921 | -15.6429 | 1
2.7084 | 18.1864 | 1
7.0288 | 37.3346 | 1
68.3226 | -29.3377 | 1
38.2645 | 2.1259 | 1
100.2742 | 42.0608 | 1
62.8628 | 47.9935 | 1
34.1404 | -10.4809 | 1
44.2217 | 49.4643 | 1
29.6401 | 50.5406 | 1
13.7675 | 26.7484 | 1
50.5423 | 51.5458 | 1
37.4132 | -6.3849 | 1
71.3167 | -19.7126 | 1
28.5291 | 61.7822 | 1
86.2953 | -23.8354 | 1
57.2429 | 51.9432 | 1
56.6249 | -11.7116 | 1
15.3592 | 16.1163 | 1
81.103 | -15.9859 | 1
71.1182 | 47.8757 | 1
39.6595 | -27.6811 | 1
66.434 | 63.4705 | 1
84.6575 | 58.0141 | 1
67.5138 | -15.0458 | 1
76.157 | 46.9168 | 1
99.4219 | 57.3831 | 1
50.4166 | 20.1497 | 1
16.563 | 47.0984 | 1
55.0448 | 10.1011 | 1
80.7203 | 52.6056 | 1
91.576 | 7.2976 | 1
81.3161 | 33.3105 | 1
53.2785 | 60.1451 | 1
40.2946 | 1.1709 | 1
33.0126 | 20.4553 | 1
84.3524 | 57.1172 | 1
84.8559 | 0.72976 | 1
3.4429 | -27.4806 | 1
4.5694 | 68.7528 | 1
5.7732 | -29.4698 | 1
93.8483 | 25.8349 | 1
38.7616 | 64.5129 | 1
10.6898 | 34.2351 | 1
59.0666 | 35.9276 | 1
79.7891 | 5.1278 | 1
94.9178 | 41.4003 | 1
39.8302 | -17.4311 | 1
42.8086 | 36.0017 | 1
8.4016 | 44.8222 | 1
67.9049 | -20.027 | 1
28.4319 | -3.3331 | 1
47.0703 | 31.2717 | 1
67.6345 | 42.5381 | 1
17.7491 | 14.8418 | 1
82.8784 | 24.1415 | 1
99.9154 | -25.9205 | 1
62.8652 | -2.3156 | 1
67.3206 | 13.4335 | 1
94.7655 | 9.5975 | 1
19.7896 | -15.1358 | 1
57.1073 | 47.9281 | 1
60.06 | 62.1364 | 1
30.3438 | -5.8999 | 1
63.5826 | -16.1727 | 1
4.9411 | -11.0134 | 1
10.829 | -24.8729 | 1
54.7571 | -13.2526 | 1
80.0149 | 20.1221 | 1
93.3659 | 27.8141 | 1
68.2965 | 23.5322 | 1
47.6589 | -3.119 | 1
79.1728 | 22.8007 | 1
25.4176 | -21.4487 | 1
7.1469 | 35.122 | 1
81.594 | -23.777 | 1
14.6915 | 20.872 | 1
79.1824 | -28.0808 | 1
8.2312 | 37.8272 | 1
51.8386 | -3.3474 | 1
99.9792 | 23.7079 | 1
72.7041 | 21.2271 | 1
94.6546 | 13.2606 | 1
54.7271 | 23.6241 | 1
32.4806 | 68.2628 | 1
91.9688 | 6.706 | 1
57.6947 | -2.1706 | 1
100.6394 | -12.0002 | 1
73.0668 | 57.5547 | 1
65.6266 | 17.4386 | 1
67.5008 | 8.1299 | 1
80.7804 | 25.6447 | 1
86.4817 | 7.7452 | 1
51.8231 | 26.8528 | 1
42.9285 | -9.9925 | 1
67.9064 | 68.7828 | 1
75.723 | 20.2984 | 1
86.4071 | -19.77 | 1
91.9736 | -6.4732 | 1
2.38 | 29.4827 | 1
78.7299 | -6.1303 | 1
79.9281 | 15.6823 | 1
26.6269 | 54.4442 | 1
60.526 | -7.7495 | 1
68.2205 | 36.53 | 1
91.752 | 28.7738 | 1
69.7775 | 0.16531 | 1
36.7924 | 35.201 | 1
27.9804 | -15.9187 | 1
23.9214 | 67.317 | 1
54.042 | 0.59911 | 1
13.3095 | 21.8691 | 1
92.9546 | -8.509 | 1
95.0679 | 17.6358 | 1
27.9366 | 26.1052 | 1
94.0441 | 27.5341 | 1
24.4551 | 8.3331 | 1
71.6124 | -3.9835 | 1
59.1137 | 18.6574 | 1
73.2472 | 68.2883 | 1
39.778 | -24.2331 | 1
86.4556 | 39.4356 | 1
2.2949 | 34.6556 | 1
45.4947 | 18.0456 | 1
49.8849 | -10.5229 | 1
97.4894 | 6.3657 | 1
83.2316 | 25.4788 | 1
33.3029 | -28.3277 | 1
86.7538 | 32.3524 | 1
48.4417 | -19.9141 | 1
63.8482 | -1.5198 | 1
80.8215 | 49.4668 | 1
95.305 | 37.3911 | 1
80.4149 | -8.7557 | 1
42.5388 | 59.7612 | 1
69.3652 | -7.6509 | 1
66.9875 | 17.6103 | 1
41.8239 | -21.113 | 1
17.7845 | 45.8195 | 1
3.2463 | -8.4489 | 1
59.3791 | 45.3468 | 1
65.077 | 25.9002 | 1
55.727 | 7.7094 | 1
67.4125 | 53.7559 | 1
40.1093 | 69.1389 | 1
39.841 | -8.901 | 1
99.8796 | 25.9699 | 1
52.9587 | -13.3044 | 1
38.5948 | -2.5556 | 1
89.753 | -18.4357 | 1
87.1802 | -27.9887 | 1
92.5118 | 28.4 | 1
59.4351 | -12.5306 | 1
54.6545 | 52.2228 | 1
97.7368 | -21.6728 | 1
51.0968 | 46.6541 | 1
48.3133 | 8.183 | 1
54.6004 | 27.5371 | 1
37.8076 | 3.6766 | 1
48.5502 | 69.8607 | 1
59.7935 | 39.2456 | 1
55.6718 | 66.0351 | 1
23.54 | -22.8156 | 1
0.8144 | 56.8833 | 1
43.0072 | -9.886 | 1
38.6451 | 45.0069 | 1
95.4516 | 49.0724 | 1
72.3726 | 58.6135 | 1
82.8896 | -24.675 | 1
52.8732 | 16.809 | 1
7.2552 | 32.1271 | 1
93.6665 | 2.1569 | 1
7.245 | 66.8203 | 1
65.1208 | -27.9481 | 1
32.714 | -17.429 | 1
1.0257 | 12.6542 | 1
21.2104 | -14.5738 | 1
50.8627 | 14.6319 | 1
37.1636 | -17.1021 | 1
9.2006 | 27.202 | 1
93.2315 | -28.6658 | 1
2.5943 | 48.9855 | 1
70.1171 | -24.0827 | 1
33.0059 | 36.0419 | 1
75.0918 | -29.7643 | 1
89.7775 | 19.3769 | 1
96.4588 | -29.8872 | 1
10.7365 | 42.4294 | 1
85.6591 | -20.1287 | 1
99.7898 | -29.0394 | 1
88.39 | 2.2748 | 1
95.9052 | -9.2417 | 1
84.1596 | -25.1134 | 1
25.2043 | 42.338 | 1
74.6177 | 63.0564 | 1
79.3891 | 45.0414 | 1
73.713 | 22.4071 | 1
68.4542 | -17.7218 | 1
87.879 | -7.328 | 1
80.5113 | -25.007 | 1
39.1521 | 1.3798 | 1
25.7483 | -25.938 | 1
72.0798 | -19.7152 | 1
77.8027 | -8.2761 | 1
39.26 | 60.5756 | 1
3.5686 | 23.4894 | 1
31.1308 | 19.9606 | 1
92.9848 | -8.4673 | 1
91.3289 | 64.6278 | 1
97.287 | 13.9054 | 1
47.1741 | -23.526 | 1
69.3079 | 66.513 | 1
22.4258 | -1.455 | 1
50.9738 | 36.2523 | 1
27.5917 | -8.7279 | 1
63.9609 | -20.6041 | 1
96.6224 | 4.2946 | 1
55.5608 | 8.3425 | 1
63.8352 | -20.6414 | 1
58.7875 | 44.1433 | 1
24.5648 | 40.3192 | 1
98.2644 | 50.3488 | 1
64.4781 | 52.9131 | 1
37.9181 | 24.877 | 1
20.7932 | 13.4157 | 1
93.9721 | -18.4891 | 1
92.2205 | 31.868 | 1
52.9201 | 25.7754 | 1
98.964 | 53.3766 | 1
75.0939 | 0.082512 | 1
35.032 | -17.5454 | 1
77.0292 | -22.3708 | 1
37.6972 | 44.0592 | 1
25.6287 | 42.0264 | 1
12.1529 | 32.8946 | 1
9.3005 | 13.6753 | 1
34.7723 | 40.8105 | 1
88.5192 | 54.5447 | 1
62.766 | 69.6381 | 1
77.0398 | -12.4467 | 1
96.368 | 26.818 | 1
63.7233 | 19.2675 | 1
10.7397 | 4.4244 | 1
26.8185 | 54.4079 | 1
37.8908 | 18.6268 | 1
97.0641 | 16.45 | 1
54.856 | 59.6527 | 1
94.6848 | 27.3987 | 1
56.8705 | 60.1162 | 1
18.3098 | -13.6874 | 1
63.0555 | 11.4386 | 1
91.9046 | 45.6879 | 1
87.9486 | 27.066 | 1
87.1256 | 20.509 | 1
78.6147 | -2.812 | 1
27.8619 | -13.7442 | 1
90.6261 | -24.7672 | 1
16.3073 | 30.3033 | 1
77.9746 | 14.3468 | 1
19.3384 | -2.6407 | 1
55.2601 | -22.31 | 1
44.2226 | 2.8731 | 1
47.1767 | -27.1686 | 1
21.8126 | -7.7067 | 1
32.3851 | -1.3597 | 1
76.1724 | 14.6614 | 1
1.9992 | 64.5458 | 1
89.8451 | 55.7697 | 1
44.1115 | 14.5328 | 1
97.8018 | -6.1816 | 1
74.4645 | -23.2688 | 1
22.3458 | 63.7074 | 1
44.9415 | -26.9104 | 1
3.7521 | 37.3538 | 1
32.2967 | 28.1059 | 1
58.6676 | -28.9073 | 1
43.881 | -12.0381 | 1
67.6447 | 49.8374 | 1
5.2429 | -3.213 | 1
42.6255 | -2.1821 | 1
0.31575 | 69.303 | 1
43.2332 | -27.476 | 1
60.4141 | 38.8541 | 1
44.8163 | 65.9625 | 1
81.5582 | 2.5393 | 1
38.3568 | 20.8543 | 1
38.5192 | 23.0684 | 1
60.7683 | -18.0247 | 1
75.1231 | 13.0797 | 1
31.2631 | 47.3939 | 1
72.5794 | 63.0593 | 1
80.0547 | 35.3273 | 1
4.8492 | -1.9356 | 1
89.219 | -20.0172 | 1
30.2845 | 67.128 | 1
39.4236 | 56.5304 | 1
23.7103 | -17.1627 | 1
57.4516 | 1.4963 | 1
13.2314 | 7.6127 | 1
15.9223 | 47.7341 | 1
86.445 | 25.5017 | 1
64.4933 | 69.5563 | 1
66.0466 | -29.6453 | 1
80.4531 | 66.6473 | 1
63.7872 | -16.5932 | 1
39.7972 | 50.733 | 1
2.7976 | 62.2831 | 1
33.143 | 26.0596 | 1
93.9123 | 49.4911 | 1
97.2784 | 29.7571 | 1
95.5231 | 9.6881 | 1
5.0773 | 52.1504 | 1
43.0346 | 56.1766 | 1
12.7747 | 44.2827 | 1
47.6012 | 32.0369 | 1
60.5148 | 22.9678 | 1
21.5233 | 31.5279 | 1
22.151 | -4.6791 | 1
72.0552 | 41.4158 | 1
44.8435 | 21.1769 | 1
80.4996 | 46.1788 | 1
39.4587 | -14.6765 | 1
35.1688 | 39.5042 | 1
62.592 | 12.7745 | 1
89.041 | 54.7249 | 1
75.8668 | -6.6731 | 1
39.4058 | 55.288 | 1
29.5247 | -18.51 | 1
86.3855 | -26.3344 | 1
44.8738 | -5.3707 | 1
84.8612 | 41.4463 | 1
15.5339 | 9.3074 | 1
56.1154 | -29.9488 | 1
89.3753 | 39.4794 | 1
50.7795 | 22.0821 | 1
25.6498 | 7.5134 | 1
76.7817 | -23.8357 | 1
98.5415 | 59.0008 | 1
40.1653 | 25.1972 | 1
31.467 | -23.9862 | 1
37.4767 | 27.8773 | 1
73.7833 | 50.3025 | 1
50.5652 | 33.5874 | 1
18.6058 | 3.2134 | 1
65.8847 | 58.9344 | 1
69.3721 | 9.725 | 1
99.0464 | -28.0298 | 1
97.1744 | 5.6234 | 1
55.5349 | 39.5775 | 1
4.9505 | 42.5824 | 1
90.1224 | 29.5467 | 1
13.002 | -5.0601 | 1
40.0553 | 1.9013 | 1
89.0193 | 6.8638 | 1
18.6427 | 48.9022 | 1
82.0057 | -19.675 | 1
80.2117 | 25.3454 | 1
64.1222 | -11.7668 | 1
94.3938 | 67.0269 | 1
81.7832 | 18.0284 | 1
19.5793 | -10.1419 | 1
28.8924 | -4.314 | 1
26.9223 | -8.0023 | 1
17.161 | 20.6949 | 1
9.2126 | 1.2598 | 1
59.7864 | 66.8716 | 1
94.3339 | 11.9295 | 1
57.1066 | 34.568 | 1
12.9724 | 57.2354 | 1
33.4138 | 63.2313 | 1
63.7918 | 22.852 | 1
30.3553 | -21.7288 | 1
5.4387 | -20.1203 | 1
50.2078 | 41.4323 | 1
32.9846 | 19.1143 | 1
17.204 | -16.4036 | 1
65.7803 | -26.277 | 1
55.6902 | 11.1284 | 1
49.0933 | 14.9489 | 1
11.8221 | 64.6086 | 1
35.9248 | 28.8029 | 1
10.126 | 8.2036 | 1
73.9387 | -6.7089 | 1
7.329 | 44.941 | 1
68.6935 | -22.2454 | 1
72.534 | 13.1802 | 1
98.8045 | 54.4648 | 1
47.916 | -26.0467 | 1
89.8723 | 60.6694 | 1
16.516 | 62.7548 | 1
8.9322 | 4.5653 | 1
84.1378 | 11.8391 | 1
10.8773 | -8.8303 | 1
9.7968 | 42.68 | 1
24.7718 | 1.2941 | 1
93.2379 | 55.1491 | 1
88.1582 | 64.329 | 1
31.7223 | 60.0739 | 1
9.7148 | 38.9959 | 1
61.2861 | 41.8458 | 1
0.49088 | -2.1919 | 1
17.7547 | 26.9924 | 1
76.0812 | 33.9767 | 1
99.5059 | 10.611 | 1
46.538 | 53.4738 | 1
17.6645 | 25.7816 | 1
60.704 | 9.1676 | 1
70.3366 | -6.7078 | 1
99.3556 | -9.8535 | 1
68.9023 | 23.0432 | 1
37.4434 | 65.2697 | 1
71.963 | 56.5586 | 1
71.7128 | -27.6238 | 1
90.2162 | -2.5216 | 1
8.5565 | 59.2112 | 1
72.7716 | 36.7007 | 1
73.2082 | 64.1653 | 1
34.4309 | -8.416 | 1
82.0518 | -14.1958 | 1
64.6195 | 12.4276 | 1
31.1163 | -8.5132 | 1
26.9558 | 31.3537 | 1
72.5573 | -0.069187 | 1
81.8734 | -11.2721 | 1
92.209 | 7.2078 | 1
24.5799 | 10.7331 | 1
55.0371 | -17.8417 | 1
53.6042 | -0.048845 | 1
42.7077 | 22.0819 | 1
4.1778 | 47.8358 | 1
42.8528 | 37.9962 | 1
51.7226 | 29.0527 | 1
73.4321 | -16.2733 | 1
30.9226 | 2.9236 | 1
97.5848 | -2.914 | 1
84.3971 | 15.4369 | 1
63.1671 | -10.2755 | 1
83.0255 | 53.3429 | 1
55.6796 | 29.654 | 1
74.5064 | -2.2608 | 1
41.7469 | -6.7521 | 1
42.32 | 65.1591 | 1
86.0593 | 22.2871 | 1
44.7498 | 14.8864 | 1
66.2555 | -13.4414 | 1
94.4476 | 32.1466 | 1
68.3198 | 55.4307 | 1
68.0311 | -15.0172 | 1
78.4422 | 54.1286 | 1
11.2838 | 31.1905 | 1
81.1723 | -29.4016 | 1
67.8218 | 27.4897 | 1
45.6519 | 10.2387 | 1
75.5939 | 64.7211 | 1
22.8095 | -9.6098 | 1
77.607 | -23.3554 | 1
2.9196 | 49.977 | 1
97.3161 | 16.0574 | 1
8.4774 | -16.0742 | 1
5.8797 | 21.5324 | 1
19.4428 | 38.8886 | 1
76.9044 | 33.0725 | 1
39.8829 | 53.7536 | 1
46.0039 | -9.6182 | 1
86.9093 | 64.669 | 1
77.4675 | -21.4967 | 1
74.1996 | 11.9273 | 1
61.2789 | 28.2254 | 1
55.2193 | 27.3066 | 1
88.1547 | 67.0907 | 1
12.7728 | 12.8758 | 1
9.7048 | 8.31 | 1
6.2099 | 5.0974 | 1
96.513 | -15.0195 | 1
1.9766 | 34.5962 | 1
27.6307 | 2.244 | 1
39.1675 | 65.834 | 1
70.5832 | 15.5789 | 1
82.7691 | -24.7931 | 1
100.5563 | -14.1768 | 1
25.6717 | 8.5566 | 1
40.6803 | 39.238 | 1
53.0128 | 41.5312 | 1
92.6119 | -21.6636 | 1
22.2586 | 31.175 | 1
95.7814 | -11.5179 | 1
58.0161 | 32.7217 | 1
4.9877 | 56.2294 | 1
42.3499 | 16.2807 | 1
56.3848 | 62.0714 | 1
88.1453 | -19.218 | 1
35.3074 | 24.9908 | 1
98.5477 | 54.1899 | 1
35.5878 | 5.5099 | 1
67.8201 | -29.4097 | 1
65.5059 | 42.9296 | 1
56.0763 | 25.8766 | 1
89.5285 | 57.7972 | 1
69.9104 | -9.2465 | 1
73.4529 | 67.5162 | 1
63.8257 | 34.5015 | 1
10.1582 | 14.303 | 1
13.4708 | 41.0628 | 1
88.3114 | -21.5899 | 1
0.53034 | 14.0523 | 1
73.9695 | 65.7833 | 1
13.0322 | -15.9273 | 1
18.5595 | 47.3434 | 1
11.6868 | 48.3365 | 1
45.6085 | -8.7915 | 1
53.1336 | 67.6745 | 1
76.3906 | 52.5542 | 1
94.1895 | 25.0131 | 1
64.9324 | -9.204 | 1
96.6943 | -8.2937 | 1
74.0116 | 63.6393 | 1
82.383 | 33.7741 | 1
64.0108 | 52.8695 | 1
7.3555 | 40.7237 | 1
42.5372 | 48.3873 | 1
66.5279 | 23.2309 | 1
26.8661 | 27.2042 | 1
11.2556 | -2.8284 | 1
22.9916 | -12.3821 | 1
23.684 | 11.5191 | 1
13.7268 | 61.5013 | 1
98.6779 | -2.2322 | 1
99.3825 | 57.4384 | 1
17.5098 | -6.516 | 1
88.1507 | 28.0649 | 1
68.4605 | 34.2712 | 1
61.6395 | 31.7237 | 1
63.6387 | 2.7246 | 1
94.4374 | -14.8572 | 1
25.34 | -16.6996 | 1
64.8416 | 2.8366 | 1
17.6181 | 15.8184 | 1
83.4861 | -18.7259 | 1
72.518 | 45.83 | 1
75.1487 | 65.1213 | 1
88.4955 | 17.1165 | 1
88.2172 | -25.0524 | 1
90.7541 | 47.3081 | 1
57.4644 | 53.1604 | 1
16.6486 | 32.0016 | 1
48.4971 | -0.14226 | 1
88.2865 | 63.655 | 1
15.6324 | 19.2745 | 1
5.4041 | 65.9171 | 1
96.2957 | 33.6926 | 1
45.1967 | 67.8709 | 1
32.6521 | 63.5754 | 1
20.3049 | 8.7127 | 1
43.748 | 59.2438 | 1
88.2973 | 29.5285 | 1
45.7612 | -4.2153 | 1
39.6553 | 56.1186 | 1
53.7955 | 64.9127 | 1
51.8073 | 55.7001 | 1
0.11576 | -21.0024 | 1
12.5162 | -10.6907 | 1
67.5357 | 6.3022 | 1
100.2669 | -14.1365 | 1
16.5921 | 8.0228 | 1
4.8486 | 18.1474 | 1
19.9822 | 52.2999 | 1
52.8964 | 14.4606 | 1
44.8124 | 19.2206 | 1
92.0684 | -5.5077 | 1
6.4979 | 19.5276 | 1
52.0958 | 39.789 | 1
100.103 | -12.2816 | 1
100.8861 | 23.02 | 1
67.8141 | 40.0933 | 1
54.8448 | -18.1678 | 1
91.8818 | 34.5704 | 1
68.6933 | 20.3432 | 1
29.4784 | 34.1835 | 1
29.1915 | 30.6305 | 1
78.1385 | 20.3353 | 1
77.4908 | -1.8543 | 1
98.1206 | -23.4469 | 1
13.4737 | 38.1695 | 1
46.0426 | 45.739 | 1
67.3197 | 32.4042 | 1
20.6049 | 1.2076 | 1
11.4893 | 9.0403 | 1
3.4413 | -15.7149 | 1
78.3407 | 49.5372 | 1
82.4561 | 65.3519 | 1
46.9315 | -3.9625 | 1
18.2315 | 24.4618 | 1
37.9558 | 59.4562 | 1
31.5941 | 65.3114 | 1
47.1298 | 54.4767 | 1
47.6599 | 67.8825 | 1
3.3803 | -9.5027 | 1
16.0771 | -11.9728 | 1
93.5945 | 24.4556 | 1
76.0259 | -22.4577 | 1
35.0862 | 59.4499 | 1
38.7181 | 10.5764 | 1
78.1037 | 11.4225 | 1
57.8314 | 36.886 | 1
38.0299 | -2.8932 | 1
8.0766 | 47.072 | 1
9.3362 | -5.9553 | 1
51.9347 | 45.1052 | 1
27.8874 | -17.8412 | 1
31.7026 | 54.4146 | 1
28.4901 | -5.9894 | 1
53.9413 | 50.6415 | 1
22.8038 | 8.2168 | 1
18.8452 | 18.1376 | 1
76.5676 | 51.7308 | 1
21.1793 | 19.953 | 1
12.1282 | 15.9853 | 1
63.3273 | 60.0585 | 1
77.3409 | 23.1941 | 1
0.25572 | -3.2002 | 1
33.233 | -9.7069 | 1
81.5968 | 34.816 | 1
59.9868 | -5.3855 | 1
52.9645 | 31.3038 | 1
69.1534 | -14.7247 | 1
48.9497 | 34.4113 | 1
86.046 | 46.7237 | 1
65.1671 | -7.8233 | 1
96.2046 | 33.775 | 1
52.8019 | 43.3672 | 1
81.9156 | 39.8421 | 1
62.0664 | 48.8976 | 1
90.0685 | -1.352 | 1
64.2682 | 18.8764 | 1
98.9577 | -9.7581 | 1
5.9769 | 45.8442 | 1
96.856 | -5.7042 | 1
79.5714 | 48.0251 | 1
10.6202 | 48.4593 | 1
9.8901 | -8.6 | 1
77.2372 | -20.4379 | 1
66.8094 | 51.936 | 1
58.537 | 8.2927 | 1
4.3258 | -11.2279 | 1
75.4845 | 61.2681 | 1
44.0319 | 67.5406 | 1
75.1047 | 58.9 | 1
80.4128 | -3.383 | 1
98.7222 | 17.7372 | 1
20.6496 | 1.4733 | 1
53.1671 | -27.8248 | 1
47.0279 | -10.2262 | 1
47.1792 | 47.1329 | 1
94.3741 | 34.3075 | 1
83.8493 | 43.7879 | 1
31.5428 | 31.0798 | 1
64.0612 | -26.7632 | 1
68.4452 | -23.3392 | 1
91.7341 | 44.777 | 1
15.6219 | 3.3326 | 1
74.3063 | 6.3873 | 1
23.1501 | 0.20463 | 1
100.893 | -25.5765 | 1
52.4798 | -4.6535 | 1
24.3982 | 7.9095 | 1
81.7901 | -25.5884 | 1
84.7727 | 25.3733 | 1
12.9628 | 15.3351 | 1
69.4927 | -26.2279 | 1
28.4658 | 32.5371 | 1
12.0841 | 35.0272 | 1
100.0146 | 69.0238 | 1
39.2358 | 40.1055 | 1
89.9079 | 20.7316 | 1
23.7775 | 47.6642 | 1
87.1677 | 48.0149 | 1
52.0358 | 60.562 | 1
96.347 | -21.483 | 1
10.9275 | 55.6634 | 1
65.002 | 8.6253 | 1
22.347 | 27.134 | 1
29.4586 | -23.189 | 1
43.8131 | 9.5637 | 1
32.2546 | 54.7676 | 1
73.1058 | 60.1893 | 1
0.42671 | 22.9673 | 1
34.6822 | -23.6739 | 1
17.852 | 64.0446 | 1
47.5768 | 63.0209 | 1
5.504 | 16.7743 | 1
82.8955 | -12.8642 | 1
69.582 | -2.2946 | 1
17.2889 | 26.4098 | 1
45.9903 | -9.9018 | 1
60.8719 | -1.2262 | 1
24.3207 | 22.9631 | 1
9.7212 | 5.644 | 1
79.0636 | -6.4074 | 1
88.6335 | -15.4323 | 1
41.1225 | -20.2032 | 1
45.1281 | 26.206 | 1
80.1275 | 23.664 | 1
95.0639 | -21.8796 | 1
77.2175 | -0.86001 | 1
96.2993 | 38.4413 | 1
62.8727 | 5.5278 | 1
41.3605 | 30.0329 | 1
30.0909 | 10.8557 | 1
36.924 | -11.4392 | 1
58.4777 | -9.4872 | 1
66.417 | 3.5746 | 1
82.7123 | -11.4017 | 1
23.4942 | 17.3356 | 1
51.1481 | 20.9937 | 1
54.4827 | 61.2474 | 1
53.2311 | 7.0435 | 1
67.812 | 15.3567 | 1
26.3224 | -3.1397 | 1
2.3125 | 43.7222 | 1
88.5924 | -24.5933 | 1
26.6689 | 42.189 | 1
22.0155 | 22.1191 | 1
96.1018 | -0.79565 | 1
83.3293 | -17.2345 | 1
52.2778 | -0.0085577 | 1
50.0731 | 68.7594 | 1
6.5446 | 33.619 | 1
57.4478 | 47.1712 | 1
29.2057 | -0.56969 | 1
52.621 | 31.4606 | 1
40.9385 | 55.9091 | 1
37.9185 | 52.0684 | 1
98.9501 | 29.7421 | 1
0.27549 | -15.0408 | 1
27.3492 | 18.9416 | 1
93.2512 | 53.3515 | 1
64.3794 | -20.8469 | 1
5.3271 | 8.5177 | 1
44.4988 | 10.683 | 1
22.7446 | -24.8624 | 1
99.2554 | -23.9386 | 1
58.3527 | -14.5728 | 1
42.5678 | 49.8574 | 1
59.2161 | -4.219 | 1
7.0203 | 51.9516 | 1
92.3998 | 60.9407 | 1
80.5434 | 7.6567 | 1
60.2034 | 40.515 | 1
3.3019 | -27.9613 | 1
13.9925 | -1.3211 | 1
48.257 | -7.8654 | 1
25.9268 | 36.5595 | 1
59.5521 | 53.9277 | 1
63.5144 | -18.2605 | 1
69.9838 | -23.4893 | 1
9.4799 | 19.5838 | 1
98.2042 | 17.9813 | 1
85.239 | -28.8863 | 1
78.3897 | 56.9417 | 1
65.0175 | 58.1367 | 1
51.2791 | 37.4455 | 1
45.2438 | 10.9261 | 1
14.1055 | 0.061701 | 1
94.4156 | 8.7109 | 1
70.319 | 0.19872 | 1
2.8679 | -8.5361 | 1
23.6412 | 37.0751 | 1
91.3884 | 59.0284 | 1
75.1134 | 32.3039 | 1
86.0794 | 37.8586 | 1
33.809 | 60.1955 | 1
65.442 | 41.2353 | 1
23.1603 | 28.0298 | 1
49.935 | -6.119 | 1
34.9938 | 48.3363 | 1
19.1493 | 23.5312 | 1
72.7632 | -28.1215 | 1
58.0319 | 44.6315 | 1
100.74 | 13.1154 | 1
76.3774 | 20.1716 | 1
73.4802 | 11.8411 | 1
90.6543 | 33.4199 | 1
8.7848 | 12.2633 | 1
50.0118 | 30.4761 | 1
37.419 | 29.3783 | 1
90.0869 | 17.1808 | 1
33.2329 | 21.4456 | 1
100.8522 | 32.7317 | 1
48.3661 | 28.0189 | 1
77.5044 | 2.9188 | 1
67.551 | -29.1236 | 1
43.6766 | -24.3938 | 1
5.5868 | 68.9429 | 1
87.0536 | 51.3248 | 1
21.9863 | 5.8156 | 1
24.3081 | 34.6577 | 1
62.68 | -28.7459 | 1
48.8679 | -25.2945 | 1
100.7329 | 56.8611 | 1
94.605 | 37.4943 | 1
93.3764 | 57.794 | 1
93.8085 | 5.1009 | 1
94.0374 | 45.299 | 1
57.2906 | 26.6512 | 1
48.5399 | 61.8438 | 1
23.605 | -27.8364 | 1
86.9008 | 52.3355 | 1
92.3109 | 0.24768 | 1
65.6619 | 36.5112 | 1
69.2976 | 0.48962 | 1
40.6102 | 23.4884 | 1
97.0778 | 57.2128 | 1
2.1367 | -3.9056 | 1
0.48764 | 20.7598 | 1
67.0605 | -24.7721 | 1
54.63 | -1.339 | 1
54.948 | 20.5737 | 1
69.555 | 59.2051 | 1
6.6663 | -21.3154 | 1
39.0674 | -12.4118 | 1
26.3066 | 40.5039 | 1
23.2712 | 24.3854 | 1
86.5187 | 62.33 | 1
4.1877 | -11.6824 | 1
44.3625 | 16.8358 | 1
7.3569 | 46.2043 | 1
33.5709 | -16.0382 | 1
80.3788 | 31.7142 | 1
57.8943 | 2.5981 | 1
7.3928 | -3.2558 | 1
76.3104 | 3.5654 | 1
14.6183 | -26.6117 | 1
97.8193 | -8.3447 | 1
11.0039 | 59.3184 | 1
6.1846 | 49.1396 | 1
62.5091 | -16.2268 | 1
11.0917 | 11.6416 | 1
49.7964 | 29.7678 | 1
0.29651 | 51.5813 | 1
13.7307 | -29.7725 | 1
25.955 | 31.8974 | 1
5.9596 | 41.5191 | 1
89.3653 | 43.4682 | 1
11.7338 | 69.8735 | 1
79.1131 | 14.2612 | 1
55.5967 | -22.282 | 1
29.4337 | 24.0215 | 1
78.1631 | 42.6652 | 1
1.4718 | 17.9673 | 1
4.9617 | 59.0827 | 1
87.2823 | 16.0393 | 1
57.9817 | 4.9562 | 1
80.5565 | 28.2738 | 1
4.8459 | 25.0466 | 1
90.4486 | 19.5296 | 1
20.745 | 62.4173 | 1
40.0263 | 48.7517 | 1
94.4115 | 40.7693 | 1
96.9884 | 55.658 | 1
52.5227 | -7.483 | 1
39.1567 | 10.2772 | 1
95.4606 | 66.1138 | 1
22.8581 | 54.3911 | 1
1.2585 | 45.2077 | 1
77.2703 | 57.3813 | 1
26.3365 | -3.2766 | 1
14.8358 | -3.2752 | 1
60.9525 | 13.1669 | 1
2.5804 | -26.8859 | 1
42.4438 | 44.1382 | 1
64.0984 | 13.3151 | 1
4.4315 | -11.1968 | 1
27.8529 | 3.9128 | 1
12.5527 | 31.9478 | 1
83.4813 | 52.642 | 1
93.3454 | -9.2108 | 1
46.1636 | 15.9486 | 1
97.7529 | 11.0124 | 1
86.318 | 49.3655 | 1
82.3222 | 42.7558 | 1
50.9818 | -9.043 | 1
61.2881 | -19.1781 | 1
46.2661 | -23.4875 | 1
2.9732 | 57.1352 | 1
61.855 | 60.7091 | 1
84.1201 | 42.4003 | 1
63.8636 | 30.973 | 1
6.76 | 66.5184 | 1
90.3041 | -2.2413 | 1
57.892 | 13.1814 | 1
16.9262 | 64.2896 | 1
20.5983 | -20.9174 | 1
10.6525 | 60.9479 | 1
98.1678 | -24.491 | 1
75.1079 | 18.2893 | 1
77.0701 | 2.0166 | 1
54.1889 | 2.5448 | 1
55.5436 | 20.889 | 1
35.1581 | 29.925 | 1
79.6245 | 10.3288 | 1
18.358 | -3.8969 | 1
8.3918 | 5.8806 | 1
94.7297 | 35.9487 | 1
1.6291 | -15.6246 | 1
27.8374 | 34.3761 | 1
6.2209 | 26.1097 | 1
40.0597 | 53.7389 | 1
35.7097 | 23.4476 | 1
82.3255 | -14.3737 | 1
45.0007 | 65.8854 | 1
95.9205 | 42.2004 | 1
2.7839 | 27.1352 | 1
73.3183 | 62.6645 | 1
74.9088 | -20.6816 | 1
93.6059 | -13.0193 | 1
92.7917 | 8.7355 | 1
89.9395 | 63.352 | 1
8.5757 | 42.0254 | 1
10.6054 | 66.1963 | 1
60.0268 | -10.9942 | 1
68.2119 | 27.0652 | 1
62.778 | 22.0525 | 1
22.171 | 56.0892 | 1
41.0102 | 6.9026 | 1
65.518 | -13.7811 | 1
35.7983 | 14.2001 | 1
42.5702 | 48.9532 | 1
59.1664 | 47.8105 | 1
87.288 | -19.7974 | 1
16.1522 | 34.4292 | 1
67.1333 | 37.947 | 1
77.0473 | -17.9617 | 1
23.6728 | 15.5178 | 1
99.0813 | -11.8791 | 1
95.6207 | 28.9945 | 1
19.6421 | -4.2561 | 1
1.5189 | -10.2662 | 1
5.4529 | -9.6988 | 1
23.8616 | -26.0096 | 1
98.8669 | 64.9998 | 1
76.7826 | 63.4272 | 1
34.6717 | -11.9237 | 1
12.9791 | 32.3602 | 1
54.6758 | -27.4424 | 1
15.5408 | -10.346 | 1
88.5717 | -5.9467 | 1
43.8977 | 3.8 | 1
54.2969 | 40.3894 | 1
14.1136 | -9.9284 | 1
3.8239 | 33.2945 | 1
49.165 | -1.2068 | 1
17.8569 | -26.5164 | 1
14.8315 | 31.1376 | 1
11.477 | 44.6513 | 1
79.6258 | 3.2433 | 1
2.0205 | -6.7871 | 1
7.0188 | 10.7926 | 1
39.3352 | 61.4482 | 1
69.5576 | 29.2787 | 1
36.4367 | 21.1424 | 1
59.2211 | 65.346 | 1
72.6329 | -11.8917 | 1
21.205 | 18.2082 | 1
74.2706 | -18.6143 | 1
42.0395 | -0.81606 | 1
28.7601 | 7.4729 | 1
39.9637 | 14.2228 | 1
17.4132 | -3.7851 | 1
41.8377 | 30.6071 | 1
44.2392 | 35.8699 | 1
7.7841 | -23.5393 | 1
9.3176 | 55.3136 | 1
87.4138 | 10.5951 | 1
93.3445 | 32.4769 | 1
98.3415 | -18.4509 | 1
89.8359 | -16.9953 | 1
95.3277 | 20.1579 | 1
40.983 | -27.5952 | 1
25.2113 | 28.2729 | 1
35.7669 | -15.7912 | 1
25.2602 | 38.5172 | 1
54.6349 | -12.0712 | 1
70.411 | 24.2989 | 1
2.5124 | 53.6142 | 1
61.2929 | 67.0399 | 1
46.5258 | 34.7688 | 1
18.3633 | -27.4263 | 1
36.7099 | 53.5924 | 1
84.3561 | 16.5539 | 1
30.4473 | -10.719 | 1
95.6171 | 53.5922 | 1
7.1353 | 63.9759 | 1
69.2333 | 55.7238 | 1
88.6587 | 17.1312 | 1
98.0015 | -27.3733 | 1
95.0181 | 50.5986 | 1
73.0842 | 21.1691 | 1
54.9373 | 46.9839 | 1
36.6244 | 15.4686 | 1
47.1242 | 31.4558 | 1
77.8622 | 20.2004 | 1
96.7724 | 43.5634 | 1
54.8502 | 64.8658 | 1
21.2712 | 23.4853 | 1
23.0292 | 36.8841 | 1
4.0832 | 68.5084 | 1
32.8987 | 25.3321 | 1
59.023 | 37.0982 | 1
87.6405 | 39.9094 | 1
97.9926 | 24.4611 | 1
73.046 | 58.749 | 1
52.6636 | 2.6444 | 1
81.3446 | 40.0689 | 1
95.7709 | -14.6335 | 1
77.8135 | -22.8804 | 1
60.0725 | -4.2249 | 1
73.5705 | 43.6102 | 1
78.3334 | -4.1282 | 1
27.3219 | 7.6286 | 1
83.4149 | -6.0374 | 1
91.1841 | -8.8479 | 1
40.7374 | 31.4917 | 1
17.3677 | 11.404 | 1
50.2448 | -5.4942 | 1
38.5574 | -15.6581 | 1
63.8353 | -20.5601 | 1
14.4685 | 50.7556 | 1
70.1683 | 44.3783 | 1
16.9675 | 57.7401 | 1
32.3421 | 38.7462 | 1
0.64901 | -4.3412 | 1
82.9412 | 30.5879 | 1
80.3189 | -10.0403 | 1
70.7478 | -26.2771 | 1
75.7819 | 46.9562 | 1
94.8056 | -26.1682 | 1
9.9835 | 22.51 | 1
54.559 | -9.3261 | 1
71.8964 | 55.0001 | 1
97.9181 | 53.5369 | 1
31.2956 | -29.4351 | 1
97.87 | 25.5152 | 1
70.4464 | -6.5448 | 1
87.9678 | -10.2809 | 1
59.4775 | -0.10756 | 1
41.9117 | -15.5478 | 1
52.107 | 28.3486 | 1
99.2559 | 61.305 | 1
92.85 | 17.2579 | 1
28.6626 | 60.4776 | 1
22.9833 | 49.6533 | 1
13.5606 | 37.7196 | 1
79.6219 | 21.585 | 1
53.156 | 16.2366 | 1
46.3262 | -11.0726 | 1
95.0014 | 10.8526 | 1
90.7555 | -18.0782 | 1
42.5192 | 44.9261 | 1
14.7082 | 65.4937 | 1
45.8404 | 48.6516 | 1
9.4883 | 56.0726 | 1
63.7861 | 67.1084 | 1
11.6845 | 23.9781 | 1
11.1314 | 3.1486 | 1
96.7767 | -8.4323 | 1
52.9606 | 1.7752 | 1
3.7721 | 7.5475 | 1
83.4359 | -7.0344 | 1
56.6406 | -27.1328 | 1
74.5598 | 65.4028 | 1
58.1869 | 63.5958 | 1
65.7504 | 61.6854 | 1
10.8841 | 17.0737 | 1
48.2864 | 25.9489 | 1
81.3618 | -16.6077 | 1
64.6452 | -26.3451 | 1
47.7393 | 56.9566 | 1
92.4054 | 1.1786 | 1
2.6236 | 24.785 | 1
49.6804 | 24.4428 | 1
26.0656 | 64.5532 | 1
6.1213 | 0.25664 | 1
97.3932 | 66.8006 | 1
13.4803 | 2.0187 | 1
23.1012 | 42.2142 | 1
77.7658 | 58.3018 | 1
10.324 | -21.0366 | 1
66.7127 | -14.6421 | 1
35.6502 | 4.6085 | 1
74.7476 | 22.9498 | 1
47.5366 | 54.3459 | 1
15.0192 | -15.3779 | 1
84.0033 | -3.0853 | 1
24.8635 | -3.8956 | 1
94.4026 | -0.60097 | 1
46.0509 | 25.4775 | 1
39.6198 | 54.0377 | 1
0.65454 | 16.0317 | 1
90.5469 | -20.2849 | 1
68.2459 | 9.8233 | 1
88.8008 | -26.4668 | 1
16.1167 | -4.1041 | 1
82.2987 | -6.4971 | 1
28.585 | -22.3689 | 1
63.1104 | 17.459 | 1
89.786 | 8.8943 | 1
37.9831 | 50.0037 | 1
30.2027 | 23.1107 | 1
66.416 | 39.214 | 1
70.886 | -25.5059 | 1
41.0964 | 61.5572 | 1
52.7151 | 22.3612 | 1
37.9059 | 15.9155 | 1
93.511 | -4.5296 | 1
7.4263 | 20.1939 | 1
25.3295 | 8.1747 | 1
73.6343 | 33.1205 | 1
38.0057 | 20.9781 | 1
86.7001 | 44.0473 | 1
33.1539 | -20.5386 | 1
68.0439 | 12.3122 | 1
66.8976 | 18.6537 | 1
43.8214 | 20.0019 | 1
97.437 | 9.0255 | 1
95.0041 | 62.3753 | 1
38.8257 | -26.6295 | 1
46.1967 | 56.0138 | 1
84.5633 | 63.0513 | 1
44.9154 | 49.9322 | 1
60.4341 | 34.3173 | 1
30.797 | 24.8076 | 1
11.3578 | -15.6404 | 1
57.093 | 46.3032 | 1
93.2975 | -11.2751 | 1
54.7504 | 43.7057 | 1
95.4494 | 68.8308 | 1
17.7395 | 3.4705 | 1
53.1991 | 0.36734 | 1
2.7835 | -3.4105 | 1
36.8851 | -5.1129 | 1
10.1624 | 20.8659 | 1
64.8392 | 10.4274 | 1
24.5105 | 5.9805 | 1
55.4073 | -14.6744 | 1
37.2476 | -1.4538 | 1
17.3766 | -1.2896 | 1
48.6338 | 17.6187 | 1
15.1787 | 12.5796 | 1
41.3867 | 12.2513 | 1
11.7695 | 21.8728 | 1
22.1177 | 65.355 | 1
51.1924 | 2.3698 | 1
96.6857 | 63.581 | 1
42.996 | -14.4383 | 1
64.0899 | -23.2216 | 1
74.3133 | 22.0041 | 1
40.5433 | 20.5328 | 1
85.7437 | -21.9346 | 1
47.8263 | 24.9174 | 1
31.2487 | 42.2057 | 1
57.477 | 27.3259 | 1
24.0305 | 62.8716 | 1
40.5952 | 11.1072 | 1
39.445 | -20.2324 | 1
64.133 | 29.7311 | 1
45.0681 | -10.7194 | 1
37.9634 | -7.4305 | 1
17.098 | -5.3144 | 1
79.9516 | -19.0647 | 1
91.2226 | 19.3961 | 1
55.4356 | -18.7271 | 1
16.2193 | 67.1028 | 1
54.4553 | -23.4971 | 1
21.3651 | 4.6406 | 1
79.6296 | -29.127 | 1
2.2402 | 21.1849 | 1
31.9816 | 8.8543 | 1
22.8757 | 44.1449 | 1
87.756 | 69.5556 | 1
60.4321 | 36.5082 | 1
45.6635 | 26.0508 | 1
49.9507 | 21.6442 | 1
70.7111 | 2.1806 | 1
72.0306 | 42.9525 | 1
4.1702 | 55.1665 | 1
42.2496 | 40.7954 | 1
88.8787 | 28.4158 | 1
67.5633 | 68.9011 | 1
36.688 | 58.3644 | 1
63.7907 | 58.9586 | 1
21.6709 | -8.0586 | 1
40.4598 | -19.3148 | 1
19.4746 | -14.5757 | 1
20.0568 | -13.8224 | 1
97.9412 | 32.2194 | 1
14.4535 | 16.3481 | 1
7.1574 | 30.0165 | 1
58.011 | 21.1782 | 1
39.647 | 30.6936 | 1
49.4664 | 6.3397 | 1
95.84 | 43.1399 | 1
31.1766 | 61.0852 | 1
72.5499 | -27.2088 | 1
77.0297 | -0.27816 | 1
3.5143 | 16.0608 | 1
93.588 | -8.957 | 1
45.6653 | 0.21723 | 1
94.7215 | -18.9231 | 1
67.0179 | 8.9531 | 1
59.3556 | 40.992 | 1
43.2193 | 0.25319 | 1
70.6579 | 9.5055 | 1
41.1877 | 47.7266 | 1
2.6179 | 58.9884 | 1
95.8426 | -16.7413 | 1
2.4751 | -12.3636 | 1
83.3753 | 24.815 | 1
9.8317 | 6.9323 | 1
41.3685 | 36.0095 | 1
11.9863 | 46.8253 | 1
41.0175 | 52.2549 | 1
81.4843 | 49.8957 | 1
11.3038 | -18.4073 | 1
4.131 | 52.8107 | 1
45.6265 | -18.1126 | 1
51.4761 | -22.9571 | 1
14.2262 | 15.8674 | 1
83.5074 | -2.6703 | 1
27.7757 | -7.8659 | 1
82.571 | 59.8641 | 1
31.8645 | 43.536 | 1
2.3477 | 45.4376 | 1
89.1221 | 49.1676 | 1
24.5161 | 0.75315 | 1
45.3367 | -26.3739 | 1
40.3761 | -2.0633 | 1
45.115 | 22.5169 | 1
41.4882 | 11.9447 | 1
63.7136 | -4.009 | 1
12.2308 | 7.5311 | 1
51.2135 | 69.2156 | 1
16.0449 | 64.972 | 1
36.8366 | 1.2975 | 1
85.5962 | 63.9338 | 1
88.606 | 53.0476 | 1
11.7676 | 44.5086 | 1
6.7378 | 21.402 | 1
63.1041 | -26.9504 | 1
57.7745 | -3.1739 | 1
84.8523 | 34.5689 | 1
68.7666 | 36.4321 | 1
48.3062 | 21.3125 | 1
76.9053 | 24.1953 | 1
0.42884 | -8.7756 | 1
43.978 | -5.0705 | 1
16.3637 | 17.0427 | 1
27.2397 | 41.9217 | 1
5.6989 | 35.517 | 1
92.9347 | 56.1873 | 1
76.4008 | 55.7909 | 1
32.79 | -24.2369 | 1
47.0228 | 23.0191 | 1
99.1454 | 27.5874 | 1
17.7373 | 59.1423 | 1
80.8897 | -19.6649 | 1
4.851 | -13.3031 | 1
59.8625 | 16.4257 | 1
9.1058 | -0.16499 | 1
9.5749 | -16.1538 | 1
70.8913 | -28.2916 | 1
81.8893 | 53.262 | 1
69.1241 | 35.1728 | 1
100.3989 | 44.25 | 1
57.4171 | 59.3885 | 1
68.9324 | 20.5142 | 1
65.5481 | 8.2906 | 1
84.4039 | 67.3218 | 1
4.4191 | -15.1108 | 1
28.5091 | 69.0411 | 1
66.4362 | -0.56998 | 1
47.9069 | -15.8702 | 1
72.9294 | 28.4144 | 1
51.0075 | -0.69157 | 1
78.0932 | 3.1713 | 1
25.1563 | 0.44192 | 1
96.0305 | 56.8495 | 1
16.6089 | 13.2812 | 1
49.813 | -20.8778 | 1
16.7061 | -25.3873 | 1
8.8686 | 50.2515 | 1
39.8208 | 33.1257 | 1
87.3455 | 58.0619 | 1
47.5942 | 6.606 | 1
78.7618 | 18.0021 | 1
34.1511 | -5.3401 | 1
42.0171 | 37.3986 | 1
22.3472 | 24.9472 | 1
23.3897 | -7.9846 | 1
64.905 | 48.0497 | 1
22.9745 | 24.3512 | 1
34.4684 | -10.6739 | 1
42.3644 | 2.0731 | 1
97.1876 | -29.6796 | 1
78.31 | 34.0626 | 1
37.2229 | 9.7401 | 1
43.7827 | 4.7418 | 1
47.1766 | -27.8764 | 1
64.4536 | -24.9535 | 1
17.0618 | 63.6631 | 1
4.9331 | 24.2252 | 1
55.2057 | -11.7404 | 1
5.6721 | -14.6782 | 1
49.5628 | 14.2721 | 1
55.5506 | -23.3464 | 1
67.0011 | -21.4997 | 1
93.1927 | 4.2635 | 1
21.9678 | 12.1984 | 1
82.5653 | -17.0469 | 1
82.938 | -6.3476 | 1
31.3542 | 4.2184 | 1
31.8248 | 0.78616 | 1
81.9103 | 62.9058 | 1
97.4803 | 69.6869 | 1
7.7635 | 27.4571 | 1
47.353 | -9.1824 | 1
95.5609 | 18.8037 | 1
58.514 | 44.2211 | 1
11.6195 | 64.7962 | 1
52.5935 | 6.6987 | 1
11.2536 | 60.2565 | 1
66.4337 | -6.6459 | 1
76.5244 | 59.9017 | 1
40.8305 | 1.1851 | 1
94.0012 | -9.894 | 1
46.4003 | 55.4781 | 1
68.2345 | -21.8611 | 1
27.1564 | -5.916 | 1
5.2643 | 20.9247 | 1
99.9069 | 31.8663 | 1
87.6549 | 59.3901 | 1
11.1613 | 52.7741 | 1
43.1777 | -27.8173 | 1
45.2793 | 21.8511 | 1
63.9744 | -2.2022 | 1
25.6316 | 46.2613 | 1
17.287 | 30.0703 | 1
82.947 | 67.8748 | 1
89.1765 | 34.392 | 1
8.3973 | 17.4527 | 1
7.5449 | 31.9295 | 1
42.4538 | 65.321 | 1
67.7893 | 68.3092 | 1
54.9492 | 61.3438 | 1
81.9022 | 26.483 | 1
69.1272 | 27.74 | 1
20.9201 | 16.8861 | 1
61.5861 | 34.5538 | 1
26.3596 | -1.2698 | 1
60.6385 | 57.3074 | 1
73.5146 | 27.3994 | 1
13.543 | 1.0657 | 1
84.756 | 35.647 | 1
36.9579 | 66.231 | 1
17.7292 | 30.4628 | 1
14.1207 | 33.4319 | 1
1.1967 | 26.7889 | 1
58.6948 | 63.1568 | 1
70.2807 | 65.7566 | 1
52.3288 | -8.4264 | 1
42.1644 | 63.8245 | 1
77.3941 | 32.9428 | 1
66.7854 | 7.4386 | 1
70.3971 | 65.4997 | 1
16.8349 | 68.0891 | 1
42.4063 | -3.9855 | 1
27.9796 | -2.6097 | 1
34.661 | 24.1373 | 1
72.5147 | 31.0172 | 1
63.397 | 12.3397 | 1
32.8733 | -12.6071 | 1
7.0907 | -29.9005 | 1
51.4698 | -9.1309 | 1
72.5957 | 60.5793 | 1
54.8209 | 16.0826 | 1
76.1512 | 51.1194 | 1
82.9807 | -26.1724 | 1
71.8321 | 67.1952 | 1
17.3719 | 61.3865 | 1
9.0813 | 14.6343 | 1
10.1612 | 48.3516 | 1
63.879 | -14.2421 | 1
52.0743 | 37.3055 | 1
92.5736 | -16.9337 | 1
79.5009 | -2.5672 | 1
47.3144 | 17.4154 | 1
57.6535 | 27.9547 | 1
88.5667 | -22.0495 | 1
89.4039 | 49.9335 | 1
47.5576 | 13.4413 | 1
12.8124 | -1.2296 | 1
73.1574 | -13.2108 | 1
82.5691 | 44.5839 | 1
40.3435 | 61.3755 | 1
62.7114 | 61.9529 | 1
100.5064 | 34.5002 | 1
50.222 | 25.3113 | 1
23.1466 | 28.2887 | 1
58.279 | -13.513 | 1
13.6918 | -27.983 | 1
13.2669 | 35.7284 | 1
41.3445 | -9.5291 | 1
49.0698 | 40.8276 | 1
19.4873 | -24.7682 | 1
4.1933 | -17.6289 | 1
30.4286 | -19.0122 | 1
12.2901 | -8.4146 | 1
96.0317 | -6.8649 | 1
7.0694 | 15.7302 | 1
29.9975 | 62.7321 | 1
80.9032 | 27.9986 | 1
56.1793 | 50.1776 | 1
85.5894 | 9.825 | 1
30.4012 | 4.3826 | 1
91.0005 | -13.663 | 1
5.4147 | 45.7138 | 1
38.2453 | 39.2599 | 1
28.002 | 5.1172 | 1
88.0932 | -13.8791 | 1
93.8716 | -14.1511 | 1
100.7795 | 48.6952 | 1
8.3699 | 8.5629 | 1
46.1815 | 34.1614 | 1
99.6798 | 36.847 | 1
2.9939 | 16.2102 | 1
99.2218 | 4.5773 | 1
67.1578 | -27.8781 | 1
43.7072 | -23.2685 | 1
19.5048 | 4.1356 | 1
95.7652 | 18.3576 | 1
87.8736 | -26.8974 | 1
42.9132 | 35.0771 | 1
97.2348 | 36.1973 | 1
12.4365 | 26.7497 | 1
2.0985 | 68.8522 | 1
77.2334 | -17.5386 | 1
7.3943 | -5.9414 | 1
92.7935 | 16.6037 | 1
58.8546 | -8.6492 | 1
41.0279 | 47.8358 | 1
32 | 68.6916 | 1
24.9707 | -12.9291 | 1
0.93994 | 11.0739 | 1
87.6988 | -24.2051 | 1
20.587 | 17.8271 | 1
58.1651 | 27.6625 | 1
71.071 | -6.1512 | 1
34.8381 | 69.065 | 1
32.5055 | 20.9992 | 1
34.8376 | 37.3723 | 1
8.111 | -13.8672 | 1
61.0102 | -8.6647 | 1
94.7474 | -1.5308 | 1

## normal
34.2659 | 47.3754 | 1.8704
39.5227 | 56.309 | 5.4778
33.3397 | 40.6352 | 14.0711
34.4873 | 49.2173 | 8.8822
66.7459 | 62.5872 | 8.9059
14.7647 | 31.4022 | 10.0293
49.5644 | 52.2151 | 13.8568
53.8994 | 54.9007 | 2.5373
70.0257 | 53.0814 | 38.1159
34.312 | 28.748 | 13.9524
54.8955 | 14.8095 | 10.2118
55.9863 | 53.8997 | 24.6394
55.8014 | 52.1182 | 5.3225
68.4411 | 43.9547 | 44.8807
74.1613 | 42.8292 | 7.6984
33.2674 | 55.3947 | 10.3172
40.294 | 40.6195 | 3.8165
60.8375 | 40.1392 | 8.1708
60.651 | 54.3415 | 19.8628
48.752 | 63.602 | 14.6113
34.8591 | 52.7943 | 8.1267
52.2132 | 43.1866 | 29.8849
78.3138 | 24.6317 | 48.0517
46.2292 | 69.6301 | 6.055
35.1571 | 61.1488 | 16.2186
22.7798 | 42.0451 | 3.1327
51.9893 | 52.0315 | 31.0155
49.3332 | 31.9447 | 1.3276
48.6168 | 55.447 | 27.244
53.067 | 36.9705 | 22.16
58.9828 | 27.1846 | 23.6231
52.2997 | 52.1226 | 18.5223
70.6874 | 49.535 | 1.371
44.2596 | 62.852 | 9.9869
42.999 | 34.7658 | 7.2282
46.8213 | 52.9863 | 12.7261
52.4019 | 49.8995 | 25.9872
34.1383 | 32.841 | 12.6175
55.6667 | 49.0781 | 13.8804
41.2117 | 45.9147 | 22.4055
40.1676 | 48.3806 | 18.3847
75.2718 | 44.4076 | 35.0748
64.3063 | 80.948 | 6.3889
37.1966 | 32.211 | 1.8075
51.7848 | 51.024 | 15.1022
24.2475 | 41.6462 | 6.4915
61.2476 | 49.1161 | 36.7674
52.3022 | 58.3006 | 1.0596
68.4049 | 43.9118 | 19.4625
47.5425 | 55.8686 | 25.3974
29.4038 | 77.5856 | 3.2848
11.2493 | 48.4891 | 7.3239
53.6057 | 55.0265 | 15.659
38.7784 | 25.2383 | 1.3248
66.669 | 54.7501 | 9.1531
53.6663 | 34.5842 | 17.8727
46.7111 | 46.1091 | 19.7049
41.9261 | 27.8146 | 15.0574
33.6921 | 66.7927 | 5.9444
33.4353 | 64.1994 | 11.4061
40.2365 | 47.7305 | 7.6908
53.7755 | 47.8715 | 26.021
78.5421 | 59.0546 | 0.21189
65.1679 | 41.1631 | 25.3918
30.6495 | 31.6857 | 18.6894
28.9094 | 58.6328 | 11.0752
90.8872 | 21.5206 | 68.4981
47.6044 | 57.8084 | 16.9907
30.1163 | 37.9536 | 5.5298
65.2064 | 43.228 | 34.2972
53.2408 | 63.9326 | 3.5636
34.9876 | 81.8792 | 0.89289
56.8281 | 34.6097 | 0.55361
41.7289 | 69.4956 | 0.69355
48.5077 | 43.1441 | 11.0815
50.7685 | 54.3452 | 3.2783
20.2461 | 28.3059 | 12.002
72.1742 | 30.2206 | 2.5945
32.4008 | 58.8117 | 6.5833
44.398 | 27.3428 | 27.0268
31.4527 | 42.6998 | 10.6191
66.1146 | 48.8268 | 30.8673
57.4234 | 52.7449 | 8.4662
52.1333 | 54.725 | 26.7662
54.5665 | 32.8434 | 38.1102
49.8347 | 48.8478 | 15.9058
36.5509 | 59.3162 | 5.0689
69.7379 | 64.1189 | 8.6331
43.2834 | 46.1198 | 3.9986
74.0929 | 48.6349 | 46.3334
25.3735 | 64.7597 | 4.4174
47.7693 | 39.7927 | 8.6188
58.2341 | 44.3688 | 21.4966
89.576 | 45.6409 | 12.3768
55.0243 | 42.2291 | 37.8245
52.7225 | 55.0983 | 10.9391
68.036 | 19.2638 | 37.4624
34.8213 | 52.9998 | 11.2341
46.8615 | 54.6731 | 7.4639
47.2673 | 43.063 | 9.816
41.4088 | 53.0568 | 16.9862
18.4138 | 41.9667 | 12.3285
38.0205 | 52.1581 | 0.99584
34.4077 | 37.8958 | 24.4138
26.053 | 54.5688 | 13.0485
83.5042 | 56.8502 | 3.6147
46.297 | 36.1349 | 22.77
63.034 | 36.3654 | 0.95268
33.8867 | 43.3737 | 1.6172
79.2687 | 62.4092 | 25.2278
42.6071 | 58.9695 | 7.9089
70.1118 | 42.6343 | 18.344
52.4818 | 45.7086 | 20.6223
51.8649 | 45.3729 | 16.9475
80.8897 | 69.1205 | 20.8641
49.0983 | 41.2451 | 5.9568
93.4811 | 39.8858 | 30.8403
47.2346 | 50.7786 | 8.241
16.037 | 41.0094 | 4.3607
51.9535 | 32.4258 | 40.3548
78.4372 | 56.1014 | 6.8559
56.9677 | 60.5966 | 24.9497
44.1044 | 33.8769 | 35.541
72.9941 | 62.5553 | 18.46
43.4639 | 47.1814 | 3.6484
17.4682 | 42.015 | 1.7087
60.6071 | 50.2427 | 37.4437
41.4224 | 56.9478 | 20.5807
68.3045 | 46.1127 | 43.3443
55.1917 | 69.4473 | 10.5628
68.9149 | 48.8652 | 38.6897
56.9231 | 47.4876 | 29.9436
57.2713 | 43.9716 | 21.35
51.5985 | 53.4107 | 7.1294
72.3105 | 40.9452 | 2.2798
24.5139 | 61.2304 | 7.4361
30.3951 | 42.4708 | 15.4611
38.5719 | 45.0359 | 22.345
29.2706 | 52.1374 | 13.5596
79.4825 | 53.9754 | 25.4982
50.2342 | 42.1239 | 34.1084
36.4245 | 32.2306 | 8.6013
58.0611 | 53.9722 | 5.9535
90.9666 | 47.5739 | 45.2847
40.3208 | 39.3982 | 25.7858
80.2181 | 30.3716 | 9.6146
20.6703 | 41.3476 | 7.141
64.5825 | 56.0699 | 0.24455
51.8769 | 47.2646 | 7.1388
55.7082 | 32.7503 | 11.8387
41.6421 | 48.306 | 27.382
51.9051 | 44.9441 | 25.9962
59.6457 | 69.217 | 8.09
64.9709 | 52.0843 | 8.571
49.3949 | 36.4062 | 35.8379
45.1333 | 48.8626 | 11.6117
79.0651 | 58.4841 | 18.5504
78.1917 | 29.1794 | 23.3797
50.7255 | 47.4907 | 18.4867
30.9967 | 53.8021 | 0.24793
27.1325 | 46.5328 | 1.8282
51.1477 | 36.0877 | 12.6261
59.7053 | 24.9891 | 35.3444
78.6993 | 41.2421 | 19.99
41.8662 | 27.6275 | 18.4863
58.8311 | 45.338 | 25.8101
47.4453 | 27.7334 | 28.7775
57.5693 | 47.3738 | 27.6563
69.4299 | 33.4963 | 13.128
70.1781 | 47.9074 | 35.2157
60.3521 | 56.5161 | 15.2514
60.5866 | 46.2586 | 6.059
37.631 | 59.9136 | 0.30017
56.0057 | 45.9572 | 10.0123
39.8707 | 54.593 | 16.8955
51.7647 | 48.0371 | 0.55271
55.9402 | 38.6123 | 2.8671
60.0025 | 54.8485 | 31.74
48.1022 | 40.9409 | 27.4376
59.0257 | 32.8044 | 23.8724
35.6811 | 46.5666 | 5.6915
61.7229 | 47.4955 | 18.5349
70.3865 | 70.1277 | 18.8568
31.5074 | 60.9036 | 0.87239
65.7749 | 34.899 | 11.2306
15.6551 | 48.2631 | 9.8306
42.3641 | 30.3971 | 4.4936
26.4594 | 39.8017 | 11.992
28.404 | 49.1987 | 14.6688
52.3266 | 66.1639 | 19.5485
38.6907 | 57.296 | 16.6498
59.9957 | 70.2593 | 11.1162
32.65 | 44.6735 | 15.8617
36.2339 | 34.7323 | 8.9616
63.3648 | 23.7356 | 22.9068
40.0283 | 41.3837 | 8.4229
51.4256 | 50.9041 | 22.6664
45.2446 | 37.4665 | 8.524
53.862 | 23.0493 | 44.8895
60.8062 | 35.4772 | 21.9536
48.8311 | 61.3048 | 3.6785
65.4149 | 38.0017 | 39.6838
72.5257 | 63.3998 | 11.8952
24.7983 | 23.5106 | 11.5277
63.7394 | 56.1692 | 23.908
24.9505 | 41.7918 | 2.5454
48.8966 | 19.6612 | 11.5789
77.7279 | 37.2409 | 54.2507
69.7014 | 42.3583 | 26.1178
37.0646 | 37.1056 | 2.8633
38.9029 | 27.6932 | 7.955
45.4657 | 35.731 | 6.4805
45.2618 | 64.5627 | 10.326
50.7753 | 64.2784 | 17.9962
68.301 | 41.0606 | 1.2909
28.4202 | 38.2149 | 8.3493
54.8811 | 45.1701 | 15.9186
28.1012 | 66.3972 | 6.4567
41.4885 | 44.3248 | 21.6745
25.8504 | 51.7793 | 10.5152
54.7915 | 43.8361 | 14.3777
52.0657 | 46.9359 | 7.0957
43.9904 | 62.4204 | 17.5849
58.9579 | 65.4697 | 3.4275
78.8844 | 64.685 | 29.1785
38.8417 | 31.4689 | 28.4862
55.7778 | 25.0311 | 5.5713
39.0367 | 41.9042 | 5.0823
45.9641 | 39.6367 | 19.6276
22.6599 | 49.0967 | 11.6225
63.6992 | 32.2793 | 4.0352
53.0837 | 49.102 | 7.2303
41.3523 | 43.955 | 19.0094
39.1451 | 32.5559 | 20.6757
39.3559 | 36.7423 | 25.9592
60.4376 | 46.3752 | 15.7337
64.3231 | 45.8474 | 4.9471
74.9679 | 56.345 | 23.3816
38.3979 | 41.559 | 9.3499
69.509 | 32.7886 | 7.0021
54.6035 | 33.4527 | 29.1982
55.085 | 34.0617 | 4.4494
62.2761 | 35.2019 | 9.4791
47.3965 | 39.589 | 4.7084
56.8111 | 58.103 | 16.2188
36.8512 | 60.2482 | 1.1404
58.5998 | 57.283 | 22.2675
80.6929 | 44.6074 | 49.5421
69.36 | 47.871 | 35.3185
36.3142 | 63.7494 | 10.7527
47.5936 | 18.4998 | 29.6396
68.9059 | 55.5538 | 14.9917
60.6403 | 52.0116 | 25.6869
46.0401 | 51.3291 | 2.7041
44.3432 | 36.6428 | 18.3783
50.9431 | 19.3998 | 21.726
41.0251 | 58.836 | 1.9668
39.1791 | 23.8492 | 8.0862
76.9533 | 61.3397 | 22.1714
45.7584 | 41.5988 | 11.4529
41.0633 | 48.6632 | 25.7973
57.8336 | 35.9335 | 17.3398
58.8661 | 44.9311 | 17.3092
54.6554 | 63.72 | 2.9
36.0143 | 42.2399 | 13.0528
67.6423 | 45.073 | 45.3109
42.3183 | 66.833 | 2.3714
49.7366 | 56.1133 | 13.8157
47.3467 | 36.8283 | 28.6963
62.4616 | 33.3248 | 43.2996
62.3569 | 53.7389 | 8.1532
19.9915 | 46.0489 | 12.7261
57.5476 | 75.5248 | 3.8191
51.2681 | 30.3993 | 10.0903
63.8615 | 57.9436 | 1.629
28.4028 | 36.8186 | 1.6028
36.2467 | 24.7705 | 6.2469
60.8026 | 20.8518 | 16.6204
43.3744 | 31.1644 | 33.0439
47.4809 | 38.5715 | 28.0232
60.1119 | 23.9563 | 12.1694
31.3562 | 48.6976 | 0.36754
59.3514 | 50.1287 | 6.4777
65.6838 | 62.5396 | 26.7172
32.9393 | 55.1452 | 2.8645
65.5825 | 28.7936 | 44.4461
64.6959 | 38.0204 | 2.8159
36.1663 | 62.2157 | 16.4585
36.0995 | 84.0733 | 1.5226
38.0365 | 52.9358 | 8.6244
62.2747 | 35.2128 | 5.4676
53.7997 | 55.2852 | 13.116
52.3568 | 48.6037 | 7.4236
61.3906 | 49.8197 | 27.4401
51.5155 | 63.704 | 17.7874
66.1168 | 24.8914 | 23.2713
42.3154 | 35.3604 | 28.7802
62.9425 | 31.7737 | 49.4568
43.0755 | 49.6511 | 22.5572
47.9985 | 39.646 | 20.9938
51.4172 | 49.9296 | 22.2638
53.1266 | 63.5222 | 6.0333
56.8474 | 10.3723 | 21.0939
42.647 | 54.055 | 16.6653
38.7843 | 25.9891 | 31.6652
56.5659 | 38.7029 | 38.4521
55.2241 | 67.7177 | 6.5931
88.2909 | 37.7258 | 8.4088
11.498 | 36.1191 | 9.0911
69.5684 | 40.1528 | 36.4297
66.9331 | 51.8977 | 22.0504
35.9949 | 28.1996 | 17.2068
76.1488 | 48.879 | 5.6898
41.2998 | 40.8539 | 4.0161
61.597 | 62.3776 | 2.7413
58.8454 | 33.562 | 30.6874
45.1596 | 80.615 | 5.2654
55.6158 | 65.485 | 3.9709
54.0098 | 18.373 | 14.4352
51.3586 | 54.0573 | 12.7816
38.5017 | 50.5851 | 6.6778
35.2769 | 48.2903 | 16.0273
45.5088 | 46.606 | 11.584
68.6669 | 57.1564 | 0.46643
41.4024 | 22.05 | 7.7259
55.3918 | 59.5683 | 0.6695
39.6446 | 34.7047 | 10.217
41.0624 | 48.1892 | 18.8546
24.7364 | 52.082 | 1.8462
37.7188 | 44.2346 | 9.8054
69.1489 | 43.3264 | 9.4911
69.5402 | 37.8094 | 46.7615
55.9668 | 67.0041 | 15.5573
45.0626 | 31.5445 | 36.3072
46.5796 | 50.3792 | 18.5329
40.4093 | 62.4309 | 7.3617
22.9465 | 40.1792 | 6.6043
62.5494 | 41.0005 | 39.6799
44.2625 | 42.9603 | 5.1291
64.9824 | 55.7944 | 27.8066
65.4152 | 50.4866 | 23.3811
52.5518 | 44.9073 | 2.8977
39.6016 | 58.9084 | 10.6037
52.8609 | 58.2139 | 22.4706
47.5346 | 41.8514 | 28.7126
46.0155 | 42.8393 | 23.3728
57.5934 | 51.9671 | 34.0042
38.2897 | 50.9823 | 14.501
89.2204 | 47.6115 | 31.1311
40.5877 | 22.6753 | 14.3774
47.7305 | 50.4679 | 8.7903
56.6255 | 59.6315 | 27.6177
60.6818 | 29.3697 | 33.388
68.9479 | 41.5626 | 46.8415
23.1222 | 39.7224 | 9.7384
37.2602 | 55.0758 | 11.7385
45.6843 | 37.8109 | 21.2712
69.685 | 42.164 | 7.7912
49.4798 | 50.5572 | 1.0836
40.3353 | 35.1657 | 11.2385
41.3766 | 26.9008 | 17.1173
38.8582 | 66.2508 | 5.3377
51.3091 | 40.0952 | 0.11959
59.4127 | 40.5723 | 35.0559
31.6159 | 35.1639 | 12.8847
24.8048 | 39.2832 | 1.5622
56.5552 | 29.1023 | 34.3546
58.2561 | 44.3855 | 30.3126
21.2544 | 45.5769 | 9.8531
16.0602 | 37.0226 | 9.7929
58.6617 | 59.2641 | 7.8372
28.706 | 59.449 | 5.7191
48.5661 | 45.4181 | 31.6208
28.0388 | 69.2427 | 5.7914
41.9633 | 38.8027 | 7.084
40.9661 | 32.7988 | 33.234
46.4982 | 59.6646 | 17.2191
34.5383 | 27.7833 | 28.3259
69.763 | 46.6081 | 36.4262
58.5425 | 17.1497 | 6.9694
62.6525 | 51.6157 | 29.739
65.3038 | 53.8586 | 9.2111
64.2395 | 45.9261 | 12.322
48.1838 | 55.7569 | 20.9891
69.1668 | 73.4773 | 7.2201
86.4735 | 33.5961 | 30.0384
54.877 | 51.6296 | 32.686
76.3924 | 65.325 | 7.3613
6.3749 | 43.7061 | 1.0118
64.2778 | 28.6323 | 28.3244
54.6602 | 37.8996 | 39.6995
55.8577 | 35.7131 | 0.1708
53.2516 | 44.9743 | 33.4817
47.8546 | 56.8157 | 12.8435
65.6385 | 35.505 | 18.9143
44.8498 | 47.9289 | 5.5434
54.2603 | 38.4895 | 18.5791
63.5332 | 53.7101 | 3.9055
75.4558 | 53.6493 | 26.7025
47.2283 | 39.111 | 15.6972
50.4691 | 61.1894 | 18.0094
53.5109 | 54.851 | 22.2883
53.1117 | 60.083 | 15.2767
11.0577 | 47.3064 | 5.6501
32.4545 | 25.128 | 8.2602
73.9423 | 36.9213 | 29.8068
64.8332 | 42.4708 | 0.49264
73.3989 | 62.9956 | 32.7624
38.8336 | 15.7682 | 29.8772
55.2963 | 53.4654 | 32.5918
77.03 | 39.3618 | 20.2712
48.4479 | 38.262 | 32.8117
43.5954 | 62.5212 | 4.4951
67.8464 | 40.0882 | 19.8664
43.5536 | 68.711 | 9.9814
45.6585 | 41.3308 | 20.1298
35.7706 | 57.7379 | 16.4338
63.2119 | 40.8405 | 11.1827
22.2536 | 42.9451 | 13.1277
45.6292 | 27.9121 | 3.442
54.9766 | 56.1798 | 10.6325
29.7587 | 54.6625 | 0.15785
69.139 | 58.3882 | 19.8955
97.449 | 40.1448 | 51.0676
22.0038 | 59.2081 | 9.4988
27.9656 | 30.0195 | 19.2251
27.355 | 47.3644 | 9.8763
62.417 | 47.412 | 3.2677
33.4873 | 45.959 | 9.1995
48.3471 | 67.9943 | 11.6721
47.1353 | 52.6738 | 1.5473
55.3407 | 32.3262 | 13.646
52.1334 | 44.6831 | 16.6036
33.472 | 25.9922 | 29.9129
45.9513 | 22.0181 | 25.2392
60.8415 | 63.4451 | 4.68
49.5397 | 45.9778 | 20.9734
71.1267 | 42.4237 | 28.6031
53.1812 | 52.85 | 21.5355
37.0238 | 57.468 | 14.0548
54.7022 | 44.682 | 11.4951
57.9158 | 47.404 | 2.6025
39.7548 | 41.4128 | 24.7567
59.174 | 33.1475 | 8.5353
57.145 | 45.0031 | 8.1205
41.9249 | 43.6367 | 15.7394
47.0198 | 71.2381 | 6.7882
66.4418 | 48.4701 | 41.3561
67.7904 | 25.3639 | 53.0837
34.2175 | 53.9684 | 7.253
68.6983 | 29.9043 | 29.8578
55.3474 | 45.2687 | 29.4716
42.2765 | 52.9338 | 8.284
37.2611 | 21.7899 | 24.5623
63.2832 | 40.9571 | 44.9567
41.1383 | 25.8975 | 24.2243
57.4784 | 19.8239 | 19.844
52.7713 | 40.1608 | 2.197
63.8309 | 59.0174 | 20.6531
29.9243 | 46.6567 | 8.2378
65.3428 | 38.7995 | 28.4257
48.9446 | 59.6657 | 10.8808
57.9261 | 30.8851 | 48.835
47.5042 | 53.808 | 24.7046
44.0467 | 66.4594 | 1.2184
44.126 | 50.8006 | 24.565
34.3704 | 28.7051 | 23.933
24.8378 | 40.7972 | 11.5172
62.4622 | 47.0757 | 21.1838
49.4069 | 55.7383 | 24.1822
67.2692 | 56.628 | 27.0706
21.5386 | 63.7733 | 4.4997
65.4176 | 52.7877 | 21.9125
30.6671 | 67.4125 | 11.206
65.2943 | 46.5283 | 5.9196
59.2116 | 37.5158 | 40.1901
70.2438 | 52.8268 | 5.52
79.6532 | 30.1371 | 68.5091
45.7307 | 35.4628 | 16.0629
73.7049 | 69.9415 | 8.4523
60.2804 | 70.999 | 17.2327
41.133 | 29.0166 | 10.6501
38.6695 | 59.6907 | 11.5018
44.8505 | 52.2202 | 24.2755
43.7673 | 62.6543 | 17.3549
72.4153 | 26.0385 | 54.5736
48.6834 | 32.7903 | 39.6146
58.8752 | 35.3544 | 29.7142
51.2092 | 54.3366 | 21.6361
56.3495 | 47.1144 | 3.4532
39.1113 | 47.2043 | 8.9278
47.8958 | 45.2358 | 13.7433
47.7103 | 56.3047 | 21.704
38.2457 | 35.6112 | 15.2086
40.446 | 41.8955 | 28.0891
38.8183 | 30.946 | 1.5795
51.6832 | 57.44 | 21.9772
65.9687 | 38.4623 | 11.8298
59.8708 | 43.4046 | 38.7188
42.5474 | 34.6515 | 33.4704
28.9032 | 38.9928 | 19.8167
45.2859 | 40.5236 | 11.5107
45.026 | 41.2086 | 3.5455
37.0852 | 39.8833 | 13.0736
44.1212 | 40.6063 | 5.6951
23.6783 | 38.8568 | 10.4415
60.0951 | 33.5235 | 26.5769
55.262 | 47.7469 | 7.5634
49.0748 | 27.1152 | 7.5528
57.692 | 46.2246 | 6.1872
51.1667 | 49.1674 | 21.1042
61.8988 | 29.8089 | 27.1807
49.1272 | 51.1341 | 18.7233
54.2503 | 45.5276 | 21.4305
36.753 | 46.9588 | 23.5012
70.1078 | 35.0081 | 19.1234
62.4728 | 44.8107 | 1.0142
78.7599 | 60.6463 | 6.3082
55.9305 | 61.8359 | 5.7826
42.6758 | 51.8982 | 4.568
67.3869 | 50.3879 | 29.8222
40.8978 | 41.7921 | 1.9458
55.9031 | 41.7055 | 10.3962
47.9027 | 58.4426 | 20.1723
51.8129 | 58.8633 | 8.2349
56.5498 | 27.5169 | 39.4621
60.8108 | 34.1939 | 31.7213
44.5754 | 49.0786 | 24.4327
65.1098 | 40.5469 | 9.4207
71.0767 | 46.8491 | 29.1371
41.2921 | 52.6448 | 0.45696
72.7453 | 39.2464 | 23.9803
53.6631 | 48.7995 | 11.1432
60.985 | 38.7395 | 25.0058
64.0254 | 43.775 | 43.8426
20.0448 | 46.0118 | 3.9665
46.7907 | 31.4995 | 19.8635
54.2117 | 35.4489 | 4.054
46.5406 | 49.4752 | 28.4907
48.999 | 48.752 | 27.7271
67.3686 | 56.6532 | 14.1851
46.3318 | 67.3661 | 9.1634
48.929 | 56.7387 | 16.1713
47.3418 | 36.5113 | 12.1782
57.3702 | 65.2279 | 11.5727
54.5902 | 53.587 | 23.2881
39.0989 | 39.623 | 27.1841
35.8638 | 50.3049 | 17.357
45.0046 | 59.119 | 22.4822
75.3001 | 44.0876 | 29.556
42.547 | 48.4409 | 0.6222
47.2841 | 30.0664 | 24.0542
45.5343 | 29.9566 | 18.7213
72.7077 | 19.7373 | 12.9771
31.2792 | 56.1085 | 15.9043
69.6411 | 61.039 | 11.6566
81.8547 | 39.1363 | 8.329
35.3302 | 41.9296 | 7.9449
36.1265 | 22.2291 | 18.2931
46.819 | 84.0801 | 1.9767
65.3341 | 51.3682 | 17.2567
53.536 | 35.5928 | 24.6136
54.5034 | 63.7286 | 12.4521
26.4325 | 59.8556 | 5.025
54.4729 | 54.0887 | 11.3581
43.2741 | 61.7452 | 13.0884
53.7884 | 27.8111 | 41.9862
13.9278 | 39.8143 | 2.8903
14.8182 | 55.5647 | 0.80378
49.0186 | 51.8483 | 27.2876
51.4652 | 28.5458 | 18.715
44.2017 | 61.1175 | 17.6073
37.8113 | 49.6213 | 5.3632
38.8488 | 47.8203 | 17.8629
54.3838 | 52.4134 | 26.8982
28.2038 | 22.0567 | 16.8272
64.8816 | 63.8019 | 9.0547
68.4587 | 57.3152 | 8.4096
37.5029 | 56.3491 | 5.1908
48.276 | 53.0387 | 28.1806
58.7679 | 57.7783 | 13.9323
31.7289 | 40.6097 | 23.7804
79.4075 | 50.3533 | 14.5376
30.8228 | 41.2739 | 2.8581
39.2495 | 66.2361 | 6.6406
56.1106 | 41.3271 | 3.7061
54.8455 | 24.3852 | 41.6058
39.3109 | 62.9325 | 12.4597
32.3418 | 47.5469 | 7.0673
51.5467 | 30.1381 | 18.5407
33.4547 | 57.7367 | 17.0731
36.8444 | 63.7556 | 1.6058
32.1629 | 61.7674 | 11.066
57.0913 | 38.5843 | 34.1953
60.0881 | 58.4052 | 31.0472
70.8559 | 34.3259 | 0.70375
39.4382 | 35.7999 | 6.1636
62.4083 | 39.0869 | 22.2307
33.6848 | 28.7328 | 3.692
44.7408 | 40.6256 | 7.5073
45.6617 | 37.3285 | 34.4099
35.5502 | 29.6197 | 9.5847
41.1097 | 25.9822 | 30.7242
39.3505 | 28.3336 | 21.0821
70.4301 | 47.7223 | 13.9248
60.836 | 45.6772 | 1.6828
37.1274 | 45.5981 | 19.4782
44.7373 | 42.18 | 18.3984
41.6262 | 53.2625 | 18.716
46.8819 | 42.5561 | 13.2026
45.8755 | 51.7159 | 26.0142
61.1718 | 52.8329 | 3.5332
32.4819 | 55.1393 | 2.681
26.2377 | 30.2421 | 19.7957
43.5462 | 51.8218 | 7.2694
35.9124 | 43.0545 | 23.8882
26.5606 | 43.8315 | 2.7608
33.8478 | 60.3681 | 0.78549
53.1617 | 43.4682 | 38.2623
79.9209 | 55.3009 | 30.6693
54.223 | 60.9175 | 5.2528
35.9748 | 76.652 | 4.2919
51.7098 | 46.0375 | 26.2159
60.392 | 43.6318 | 37.7482
69.7476 | 37.5655 | 1.4961
53.8299 | 41.4883 | 24.4323
52.4416 | 50.659 | 9.1363
66.5074 | 39.0157 | 0.14489
44.7659 | 55.2434 | 24.5265
21.623 | 24.0099 | 13.4645
42.7679 | 48.4029 | 16.6472
25.3278 | 49.4952 | 13.2353
69.0963 | 39.1937 | 43.1289
57.9835 | 40.3523 | 34.9303
65.7151 | 28.1348 | 57.0365
43.7141 | 62.9551 | 16.3138
61.1413 | 43.2743 | 7.4769
45.1165 | 39.1855 | 16.9466
60.9624 | 52.0295 | 5.9505
62.0151 | 44.753 | 7.7018
39.8023 | 68.144 | 14.4993
44.4684 | 30.9397 | 23.5316
30.068 | 37.6584 | 6.9414
28.012 | 43.1353 | 1.4451
67.9264 | 43.3072 | 32.9083
50.219 | 46.5485 | 2.6559
60.4431 | 52.8329 | 30.7875
40.4378 | 54.0104 | 1.7676
46.1886 | 33.0635 | 15.6115
58.4822 | 35.3015 | 8.4197
35.8955 | 48.0946 | 19.1238
13.161 | 18.8554 | 4.8786
51.6616 | 34.8511 | 35.4082
31.8392 | 38.5701 | 21.9188
72.3574 | 46.4332 | 1.5294
60.8422 | 62.6748 | 26.628
47.774 | 45.9486 | 3.4248
40.6462 | 46.7037 | 14.1234
81.8667 | 29.9861 | 58.2661
49.1965 | 78.7706 | 2.1601
46.4532 | 40.4223 | 7.9508
45.3842 | 44.0302 | 11.0459
28.4989 | 48.9503 | 11.2078
93.6421 | 39.7646 | 42.0281
42.4535 | 46.6271 | 24.2845
45.8941 | 22.4706 | 34.8178
50.997 | 58.3971 | 11.1122
21.7003 | 41.7081 | 10.1563
48.241 | 47.3234 | 25.8642
38.4381 | 43.4877 | 18.1163
59.1783 | 61.2556 | 10.1368
58.0589 | 52.4233 | 4.4653
54.4108 | 57.7573 | 23.71
39.8676 | 40.0733 | 11.2247
28.9791 | 25.643 | 8.7695
59.7799 | 42.879 | 3.1709
50.8664 | 49.7393 | 10.4614
47.105 | 45.9607 | 31.1029
34.2272 | 37.5808 | 9.1962
7.5831 | 46.3014 | 4.9491
28.0696 | 24.0383 | 20.2976
28.412 | 51.8492 | 2.6176
69.9103 | 37.2031 | 17.6974
13.2113 | 56.9088 | 6.3308
39.5128 | 55.7143 | 5.6658
41.1189 | 46.6538 | 23.4784
56.1881 | 38.8717 | 31.3535
41.7782 | 54.4391 | 3.3294
25.5321 | 24.5688 | 11.3814
65.1775 | 43.9721 | 18.5088
66.8261 | 72.8408 | 15.4612
55.8756 | 54.6305 | 30.1674
42.1892 | 37.3176 | 24.4868
50.8045 | 43.1872 | 3.7379
64.8895 | 30.1695 | 50.6356
64.081 | 51.9032 | 1.7327
50.9574 | 53.6939 | 6.9887
54.9093 | 71.1298 | 16.262
42.3415 | 55.1175 | 24.2074
66.6632 | 37.8082 | 11.0723
59.4373 | 43.9851 | 12.5843
38.8701 | 55.5019 | 0.20918
44.5227 | 44.4389 | 23.0268
62.5532 | 41.1642 | 9.7283
61.7994 | 46.0598 | 30.5138
56.9851 | 37.684 | 4.4082
52.9905 | 70.9106 | 4.9395
60.4479 | 45.3994 | 23.7262
57.7893 | 53.1908 | 10.2164
37.1565 | 49.8227 | 8.7147
47.0172 | 48.174 | 19.3735
79.4118 | 56.8486 | 7.3996
37.4142 | 40.0062 | 2.1866
54.7702 | 50.102 | 6.7844
34.516 | 37.924 | 23.0164
45.4697 | 45.6415 | 16.0367
55.6903 | 46.8582 | 35.9445
31.5219 | 35.7455 | 18.311
56.7168 | 40.7313 | 9.4355
39.6111 | 34.5032 | 16.5209
19.5111 | 64.5703 | 3.3296
50.1371 | 43.876 | 6.3185
54.0284 | 42.7225 | 3.4482
58.5155 | 36.831 | 8.7001
50.806 | 60.5716 | 2.8807
-1.4535 | 63.1716 | -0.17637
36.8133 | 54.2235 | 12.0524
31.5464 | 36.3543 | 24.3688
38.8455 | 30.4274 | 16.0541
67.1167 | 31.8814 | 7.2869
46.1018 | 58.3707 | 10.7683
79.4281 | 33.7799 | 64.5557
43.9918 | 43.4559 | 24.6236
52.1885 | 25.286 | 29.5276
51.0733 | 48.3537 | 19.9071
58.8715 | 40.7314 | 15.9264
26.3437 | 18.5348 | 7.3065
64.27 | 45.3472 | 25.9708
35.5458 | 34.1598 | 27.4661
54.1917 | 40.9133 | 4.3641
51.5024 | 56.6229 | 7.1249
49.5617 | 38.2052 | 31.6797
62.5872 | 36.5856 | 36.1793
85.4838 | 64.2806 | 0.069458
61.3234 | 58.5457 | 20.101
48.9634 | 43.9849 | 26.235
65.2484 | 56.3418 | 6.0332
73.6809 | 51.9382 | 39.4132
64.4007 | 44.4884 | 12.4634
52.6463 | 34.5246 | 34.0502
33.9479 | 43.9019 | 17.2644
46.1146 | 61.6366 | 12.151
81.0352 | 58.288 | 0.75595
47.9809 | 39.4071 | 25.9269
55.1188 | 48.9658 | 29.7643
48.2752 | 39.4717 | 33.3132
58.2215 | 42.7334 | 36.2984
49.0415 | 41.1587 | 32.7302
54.545 | 40.9995 | 10.1036
28.2739 | 56.3051 | 8.4226
57.8669 | 52.9259 | 32.8634
46.9803 | 53.7511 | 6.0765
41.6969 | 35.8377 | 15.7329
73.1544 | 50.7402 | 16.8667
57.9237 | 32.8603 | 14.5338
35.0924 | 57.2189 | 15.592
90.1789 | 40.3495 | 33.0669
40.0989 | 45.043 | 11.3141
41.2059 | 48.021 | 9.5413
38.7472 | 41.0225 | 8.3237
44.8931 | 28.6238 | 0.13766
28.6687 | 53.6684 | 7.6084
37.3764 | 26.0691 | 29.7633
64.3779 | 43.7422 | 3.206
33.563 | 49.0534 | 10.677
45.5029 | 53.7474 | 19.1688
67.4307 | 52.0563 | 28.1021
56.7852 | 60.1867 | 17.9099
46.2034 | 39.0474 | 20.0927
36.0964 | 53.1018 | 1.6136
7.1806 | 58.6595 | 0.071839
61.4913 | 41.6394 | 40.789
59.6226 | 58.0362 | 14.4315
66.3662 | 55.8282 | 26.3421
75.5767 | 37.972 | 55.0012
55.8089 | 47.3661 | 8.9087
42.7091 | 46.0261 | 15.431
49.7259 | 56.1763 | 22.6037
83.1473 | 55.2005 | 8.4209
57.034 | 33.4882 | 20.6436
56.5188 | 41.5566 | 24.228
48.6389 | 44.6173 | 1.6537
31.5366 | 40.9186 | 15.1207
29.6167 | 67.3731 | 4.3448
28.593 | 31.1747 | 17.8043
80.9839 | 38.3039 | 52.063
59.8617 | 41.7958 | 17.2978
55.5492 | 37.8512 | 1.6075
54.7933 | 28.7876 | 29.1361
47.4098 | 26.539 | 31.1351