## Summary
Data can be arranged in client's own format and linked to the component worksheets.
This data is mapped to following worksheets in order to create input for MIEcalculator
This approach retains compatibility with the original csv file input approach while also demonstrating the interaction of python with an xls workbook.
Extending this to also work with xlsx and xlsm files will be straightforward.
A decision will be required as to how many different input approaches need to be supported before carrying on with further development.
It is important that the component worksheets are kept clean, particularly ensuring that there is no extraneous data that might be picked up.
Formulas should be OK, only the cell value is copied.
Note that MIEcalculator assumes a common % scale for current. Input data must be scaled so that 100% meter current = 100% CT current.
If there is no VT then all VT corrections can be set to zero, but (for now) set k factors to 2 ( setting them to zero will give a divide by zero error in MIEcalculator).
In Example_2.xlsx the load profile is defined by choosing a mean and standard deviation for both the current and the phase angle.
This is used to generate a random set of points consistent with the mean and standard deviations in the gen_load sheet.
The gen_load sheet is manually value copied to the load sheet in order to be used in the calculation.
Previous versions of the load have been place in subsequent sheets after the gen_load sheet.
This will allow a single metering installation to be assessed against a range of different loads.

## InputData
Meter
| Test Voltage | % Rated Current | Amps | Power Factor | Phase Angle | Error | U | k |  | simple angle (number only, no lag or lead)
[5 empty] | Degrees | % | % |  |  | Degrees
| 63.5 | 2 | 0.02 | 1 | 0 | 0.058166 | 0.074815 | 2.4816 |  | 0
| 63.5 | 5 | 0.05 | 1 | 0 | 0.030594 | 0.031625 | 2.0219 |  | 0
| 63.5 | 5 | 0.05 | 0.5 Lag | 60 lag | 0.071859 | 0.057352 | 2.4124 |  | 60
| 63.5 | 5 | 0.05 | 0.8 Lead | 37 lead | 0.024158 | 0.072458 | 2.3368 |  | -37
| 63.5 | 10 | 0.1 | 0.5 Lag | 60 lag | 0.055937 | 0.035267 | 2.0609 |  | 60
| 63.5 | 10 | 0.1 | 0.8 Lead | 37 lead | 0.0023797 | 0.030874 | 2.0284 |  | -37
| 63.5 | 100 | 1 | 1 | 0 | 0.016905 | 0.030101 | 2.0328 |  | 0
| 63.5 | 100 | 1 | 0.5 Lag | 60 lag | 0.021066 | 0.031137 | 2.0298 |  | 60
| 63.5 | 100 | 1 | 0.8 Lead | 37 lead | 0.020257 | 0.030162 | 2.0324 |  | -37
| 63.5 | 200 | 2 | 1 | 0 | 0.015961 | 0.03033 | 2.031 |  | 0
for meter page
|  | no.of rows = | 10 | i.e. no. of measured points
|  | no.of columns = | 5 | i.e. current, phase, error, expanded uncertainty, coverage factor
VT
| Voltage % | Red Phase |  | Yellow Phase |  | Blue Phase |  | Expanded Uncertainty |  |  |  | Average over phases
|  | Ratio error | Phase error | Ratio error | Phase error | Ratio error | Phase error | Ratio |  | Phase |  | error | phase | uphase
|  | % | min | % | min | % | min | % | k | min | k | % | crad | crad
| 80 | -0.025 | -11.42 | -0.049 | -12.24 | -0.017 | -12.62 | 0.036 | 2.2 | 1.24 | 2.3 | -0.030333 | -0.35178 | 0.03607
| 90 | -0.017 | -11.38 | -0.042 | -12.1 | -0.009 | -12.54 | 0.036 | 2.2 | 1.24 | 2.3 | -0.022667 | -0.34926 | 0.03607
| 100 | -0.01 | -11.3 | -0.033 | -12.14 | -0.005 | -12.52 | 0.036 | 2.2 | 1.24 | 2.3 | -0.016 | -0.34868 | 0.03607
| 110 | -0.006 | -11.16 | -0.024 | -12.16 | -0.004 | -12.49 | 0.036 | 2.2 | 1.24 | 2.3 | -0.011333 | -0.34722 | 0.03607
| 120 | -0.005 | -11.06 | -0.02 | -12.15 | -0.003 | -12.43 | 0.036 | 2.2 | 1.24 | 2.3 | -0.0093333 | -0.34558 | 0.03607
for VT page
|  | no.of rows = | 5 | i.e. no. of voltage points
|  | no.of columns = | 7 | i.e. voltage, ratio error, expanded uncertainty, coverage factor, phase error, expanded uncertainty, coverage factor
CT
| Current % | Red Phase |  | Yellow Phase |  | Blue Phase |  | Expanded Uncertainty |  |  |  | Average over phases
|  | Ratio error | Phase error | Ratio error | Phase error | Ratio error | Phase error | Ratio |  | Phase |  | error | phase | uphase
|  | % | min | % | min | % | min | % | k | min | k | % | crad | crad
| 5 | -0.2369 | 35.0725 | -0.25817 | 37.2007 | -0.3088 | 36.9181 | 0.039752 | 2.1631 | 1.9272 | 2.2159 | -0.26795 | 1.0587 | 0.056059
| 10 | -0.13668 | 28.2825 | -0.1384 | 28.9533 | -0.18387 | 28.5855 | 0.039747 | 2.1633 | 1.9268 | 2.2163 | -0.15298 | 0.83215 | 0.056049
| 20 | -0.044925 | 25.016 | -0.055008 | 23.6948 | -0.092262 | 23.222 | 0.039746 | 2.1633 | 1.9268 | 2.2163 | -0.064065 | 0.69748 | 0.056049
| 60 | 0.071843 | 21.7385 | 0.044265 | 15.7817 | 0.0099641 | 16.1807 | 0.039746 | 2.1633 | 1.9268 | 2.2163 | 0.042024 | 0.5207 | 0.056049
| 100 | 0.093577 | 15.828 | 0.076196 | 14.3994 | 0.052835 | 15.0096 | 0.039747 | 2.1633 | 1.9268 | 2.2163 | 0.074203 | 0.43863 | 0.056049
| 120 | 0.095818 | 15.1753 | 0.082735 | 14.6173 | 0.064154 | 15.2533 | 0.039747 | 2.1633 | 1.9268 | 2.2163 | 0.080902 | 0.43678 | 0.056049
for CT page
|  | no.of rows = | 6 | i.e. no. of current points
|  | no.of columns = | 7 | i.e. current, ratio error, expanded uncertainty, coverage factor, phase error, expanded uncertainty, coverage factor
Load | mean current | 30 |  | In this case a random load profile that uses these key parameters is generated on the 'load' worksheet.
| current sd | 8
| mean angle | 15
| angle sd | 20

## project
meter.csv
meter_inf.csv
VT.csv
Vte_inf.csv
VTp_inf.csv
CT.csv
Cte_inf.csv
CTp_inf.csv
site_inf.csv
load.txt

## meter
10 | 5
2 | 0 | 0.058166 | 0.074815 | 2.4816
5 | 0 | 0.030594 | 0.031625 | 2.0219
5 | 60 | 0.071859 | 0.057352 | 2.4124
5 | -37 | 0.024158 | 0.072458 | 2.3368
10 | 60 | 0.055937 | 0.035267 | 2.0609
10 | -37 | 0.0023797 | 0.030874 | 2.0284
100 | 0 | 0.016905 | 0.030101 | 2.0328
100 | 60 | 0.021066 | 0.031137 | 2.0298
100 | -37 | 0.020257 | 0.030162 | 2.0324
200 | 0 | 0.015961 | 0.03033 | 2.031

## meter_inf
7 | 6
Meter temperature coefficient | 0 | %/deg | 0.01 | norm | 12
Meter calibration temperature | 23 | deg | 0 | norm | 12
Meter annual drift | 0 | % | 0 | norm | 12
Meter voltage dependence | 0 | %/(%V) | 0.01 | norm | 12
Meter frequency dependence | 0 | %/(%f) | 0.025 | norm | 12
Meter field dependence | 0 | %/mT | 0 | norm | 12
Meter harmonic dependence | 0 | %/(%dist) | 0.02 | norm | 12

## VT
Not Tettex | VT5 | RITZ | 2007-04-18
5 | 7
80 | -0.030333 | 0.036 | 2.2 | -0.35178 | 0.03607 | 2.3
90 | -0.022667 | 0.036 | 2.2 | -0.34926 | 0.03607 | 2.3
100 | -0.016 | 0.036 | 2.2 | -0.34868 | 0.03607 | 2.3
110 | -0.011333 | 0.036 | 2.2 | -0.34722 | 0.03607 | 2.3
120 | -0.0093333 | 0.036 | 2.2 | -0.34558 | 0.03607 | 2.3

## VTe_inf
4 | 6
VT temperature coefficient of error | 0.0039 | /deg | 0.00039 | norm | 12
VT calibration temperature | 23 | deg | 0.1 | norm | 12
VT burden coefficient of error | 0 | - | 0 | norm | 12
VT calibration burden | 0.000248 | S | 2.48e-05 | norm | 12

## VTp_inf
2 | 6
VT temperature coefficient of phase | 0.0039 | /deg | 0.00039 | norm | 12
VT burden coefficient of phase | 0 | - | 0 | norm | 12

## CT
T | E | 1 | 2008-10-01
6 | 7
5 | -0.26795 | 0.039752 | 2.1631 | 1.0587 | 0.056059 | 2.2159
10 | -0.15298 | 0.039747 | 2.1633 | 0.83215 | 0.056049 | 2.2163
20 | -0.064065 | 0.039746 | 2.1633 | 0.69748 | 0.056049 | 2.2163
60 | 0.042024 | 0.039746 | 2.1633 | 0.5207 | 0.056049 | 2.2163
100 | 0.074203 | 0.039747 | 2.1633 | 0.43863 | 0.056049 | 2.2163
120 | 0.080902 | 0.039747 | 2.1633 | 0.43678 | 0.056049 | 2.2163

## CTe_inf
4 | 6
CT temperature coefficient of error | 0.0039 | /deg | 0.00039 | norm | 12
CT calibration temperature | 23 | deg | 0.1 | norm | 12
CT burden coefficient of error | 0 | - | 0 | norm | 12
CT calibration burden | 1 | ohm | 0.1 | norm | 10

## CTp_inf
2 | 6
CT temperature coefficient of phase | 0.0039 | /deg | 0.00039 | norm | 12
CT burden coefficient of phase | 0 | - | 0 | norm | 12

## site_inf
8 | 6
Site temperature | 19.5 | deg | 5 | norm | 12
Site voltage | 0 | % | 3 | norm | 12
Site frequency | 0 | % | 0.75 | norm | 12
Site harmonics | 0 | % | 2 | norm | 12
Site CT burden | 1 | ohm | 0.1 | norm | 12
Site VT burden | 0.000248 | S | 2.48e-05 | norm | 12
Site EM field | 0 | mT | 0 | norm | 10
Period of certification | 1 | year | 0 | norm | 50

## load
16.0287 | 28.2535 | 13.0058
26.9737 | -18.6769 | 22.9251
35.64 | -10.5903 | 27.0213
32.2513 | 40.7075 | 0.2663
25.4393 | 44.3348 | 2.3497
34.0343 | -23.4535 | 9.0147
36.9601 | 21.8512 | 15.7685
22.0338 | 37.6371 | 4.6122
27.825 | 56.3391 | 0.81767
21.6507 | 19.0702 | 18.2872
30.6661 | -13.9128 | 3.6112
35.7507 | -15.1312 | 24.1049
39.1873 | 24.714 | 13.1892
27.0331 | 22.0638 | 5.2452
26.9375 | 12.93 | 0.49529
30.7337 | 7.4665 | 18.1244
26.1949 | 20.6449 | 11.0239
47.1751 | 1.4251 | 12.8298
30.038 | -21.8602 | 17.8019
35.9866 | 53.5118 | 6.9505
34.6956 | 25.6893 | 24.3837
31.8324 | 6.301 | 7.574
28.1155 | -28.0605 | 10.4357
42.5194 | 7.2946 | 38.403
21.4721 | 41.2051 | 14.0285
27.9396 | 29.0824 | 2.9343
31.6122 | 20.8306 | 16.9714
28.7175 | 4.012 | 8.1549
31.0426 | 29.1197 | 20.6205
38.9498 | 7.1455 | 31.6869
32.5811 | -2.0092 | 11.0793
22.1485 | 15.0885 | 4.2641
22.0907 | 3.0367 | 6.7444
31.2525 | 15.8801 | 25.7053
31.5092 | 24.5349 | 25.3139
28.2144 | 39.0239 | 10.4375
24.6009 | 12.6957 | 13.8499
34.414 | 34.6989 | 13.5639
27.3595 | 49.957 | 10.0381
24.3166 | -2.3495 | 23.8825
33.3946 | 0.64032 | 13.7082
28.0229 | 21.4365 | 17.9756
18.1641 | 17.8347 | 6.0664
28.3965 | -10.1605 | 1.869
30.0534 | 39.0052 | 4.3733
34.9733 | 27.9994 | 8.704
30.1544 | 31.2378 | 25.2262
33.498 | -17.1907 | 15.7653
30.1382 | -2.4591 | 4.4227
34.7363 | 55.4184 | 18.9272
21.8786 | -17.1983 | 17.4686
28.7976 | 20.8429 | 23.1234
32.6568 | -1.1613 | 10.6805
21.0661 | 5.7162 | 12.9384
32.6213 | -14.5315 | 24.4743
47.0914 | 29.6804 | 3.7592
23.8248 | 28.9444 | 5.9903
29.3024 | 32.769 | 17.589
42.6487 | 8.7097 | 30.399
33.6522 | 12.1477 | 21.8939
26.4621 | 13.5254 | 9.3362
30.1038 | 5.9977 | 25.4113
26.5389 | 3.9819 | 20.154
25.5263 | -10.4725 | 13.2359
23.1998 | -14.3485 | 18.3039
49.2517 | 18.4741 | 13.3051
28.5968 | 22.1474 | 5.6514
34.879 | 9.7887 | 26.621
18.0394 | -15.903 | 10.4386
33.9734 | 14.5529 | 13.794
38.5063 | 8.1996 | 20.3891
39.4528 | 3.744 | 13.6733
34.537 | -8.8684 | 8.8287
33.4095 | 11.1417 | 13.5673
27.19 | 10.2988 | 2.6483
30.3964 | 6.7035 | 24.8725
40.4855 | 26.066 | 4.5537
34.8823 | 46.0569 | 21.4393
26.7444 | 11.3882 | 25.5607
25.5347 | 8.7343 | 10.0233
32.9634 | 0.60306 | 4.7106
31.3671 | 5.2028 | 18.4591
27.1348 | 25.1875 | 9.7208
37.8221 | -19.147 | 24.4228
15.6167 | -1.8326 | 2.1926
44.4742 | 40.7319 | 10.8084
35.9406 | 10.9676 | 3.2688
28.1019 | 10.5904 | 23.8173
19.4118 | 34.6228 | 11.752
24.4609 | 65.9977 | 0.56803
26.0514 | 9.0367 | 22.4601
39.6598 | 51.0267 | 2.688
29.8712 | -23.1672 | 16.0099
36.8815 | 31.7413 | 23.9142
42.0961 | 23.9997 | 37.8944
37.1148 | 10.6974 | 19.5575
30.9777 | -7.0296 | 17.3049
35.3825 | 15.9602 | 9.6312
25.6063 | 46.7805 | 14.5524
21.7678 | 28.5494 | 9.5107
21.9372 | -8.2792 | 11.9304
26.1288 | 35.8868 | 0.68066
25.516 | -12.0692 | 11.597
38.4512 | 13.1682 | 27.9292
23.5354 | -20.6549 | 10.5042
35.3726 | 44.8211 | 15.9173
34.9557 | 26.2996 | 17.3251
32.3098 | -12.1724 | 28.2155
23.6001 | 25.3149 | 18.4829
28.9462 | 51.4214 | 1.424
31.8606 | 11.2576 | 26.3004
36.2795 | 21.3137 | 3.4025
34.1979 | 3.9583 | 2.7873
33.9185 | 10.0252 | 14.927
27.7173 | 37.7029 | 1.833
21.786 | 2.9774 | 4.7309
31.4084 | 34.4317 | 7.8832
25.6264 | 37.2562 | 2.9111
36.2298 | -10.1736 | 1.491
32.342 | 20.2018 | 23.3709
23.9815 | 5.9406 | 18.0683
47.41 | 10.7838 | 34.1196
23.6348 | 52.8924 | 0.82982
27.5082 | 26.7876 | 8.8477
28.8501 | -14.6168 | 27.2923
16.4477 | -1.4181 | 13.5991
43.0177 | 13.0765 | 14.759
32.7735 | 3.9276 | 15.9532
11.3003 | -24.5497 | 0.59326
27.9356 | 46.5933 | 9.0583
28.9645 | 25.9558 | 24.9625
34.6337 | 34.0607 | 0.072411
17.4333 | 38.6099 | 12.4399
26.5387 | 11.0655 | 22.3177
34.0604 | 18.1905 | 27.8684
23.4848 | 22.9599 | 15.9692
39.4323 | -0.26239 | 38.3058
24.0175 | 13.7992 | 18.7964
34.3681 | 23.0527 | 20.0543
38.1371 | 45.0331 | 20.6296
27.6825 | 28.3838 | 19.1119
31.7574 | 23.1328 | 24.9938
29.482 | 8.655 | 24.8336
34.9791 | 21.6863 | 0.27488
26.2678 | 63.8102 | 10.3001
25.4552 | -1.838 | 19.9249
30.9302 | -11.05 | 1.212
39.8445 | -25.8208 | 19.9471
34.6319 | 11.5973 | 23.9161
33.6018 | -19.6941 | 20.8281
35.2768 | 11.3484 | 34.5475
30.7328 | 31.952 | 17.2394
21.2672 | 11.2062 | 5.5757
27.9857 | 33.2109 | 19.4356
44.7345 | 27.138 | 5.5192
33.4549 | 18.0736 | 20.5855
43.8756 | 10.1415 | 38.7279
35.1126 | -19.8146 | 5.8382
29.4086 | -9.7127 | 3.3918
50.4232 | 20.3877 | 37.9892
27.7676 | -11.7655 | 2.1855
26.4154 | 7.0936 | 4.3027
32.423 | 52.6329 | 14.2741
24.2427 | -29.1896 | 12.699
31.8057 | 16.2634 | 16.0925
37.4562 | 3.9784 | 1.3945
31.5334 | 44.611 | 10.7386
34.6815 | 23.4549 | 27.8838
34.7432 | 6.713 | 20.9798
33.4573 | 46.4551 | 7.0025
18.2515 | 37.0929 | 14.5524
24.5701 | -12.3428 | 23.2031
28.4458 | 5.913 | 26.8379
32.1519 | 21.4865 | 26.8225
30.5058 | 48.0406 | 3.5048
32.3173 | 8.8658 | 14.466
26.5048 | 9.0548 | 4.9074
25.7912 | 10.4147 | 15.6715
14.5248 | 41.9298 | 6.9071
30.3403 | 1.731 | 13.5069
22.8223 | 17.2574 | 19.8047
40.8316 | 23.8302 | 16.4949
23.2442 | 31.9215 | 3.4289
34.0333 | 44.0188 | 17.9035
31.2983 | -5.0239 | 26.2479
38.1946 | -10.1423 | 23.9955
14.0585 | 22.0254 | 9.475
27.4683 | 36.7466 | 15.7943
30.5806 | 33.6409 | 16.7571
21.8333 | 14.2439 | 3.7116
24.5135 | 21.4001 | 10.559
34.2662 | 85.0034 | 1.4197
36.422 | -11.5655 | 30.8943
37.0294 | 45.2275 | 4.1398
24.3839 | 68.5406 | 5.5372
12.0561 | 21.8052 | 0.10124
48.2849 | 36.0159 | 15.9218
37.3546 | 52.6565 | 4.3695
39.0032 | 23.2942 | 7.3772
24.3686 | 26.4048 | 17.7129
35.129 | 40.7628 | 17.6243
23.6431 | 28.6538 | 2.4268
30.5985 | 39.0243 | 20.4936
31.4649 | -25.6413 | 12.6208
22.4829 | 1.2347 | 13.886
37.8094 | 10.623 | 15.874
20.9149 | 6.104 | 20.7517
24.0571 | 36.1615 | 4.3964
38.1172 | 22.2776 | 0.30298
35.8956 | 21.0529 | 32.3345
24.2216 | 39.1681 | 10.3397
30.8443 | 39.1403 | 1.3078
31.1366 | 9.9233 | 29.0467
28.626 | -8.5984 | 12.3608
34.904 | 16.9258 | 32.912
29.5045 | 21.6529 | 11.7677
23.3221 | 51.6152 | 1.5877
30.325 | 25.7818 | 6.5586
44.9648 | 44.2004 | 16.8494
40.4396 | 6.965 | 23.8835
37.3473 | 8.7677 | 35.2792
16.139 | -2.5559 | 13.2437
35.6354 | 67.428 | 5.9155
28.9953 | -5.5262 | 14.8504
38.6583 | -6.8683 | 2.0454
36.3569 | -12.8152 | 19.3474
32.1566 | 8.017 | 8.287
20.2708 | 18.6562 | 14.5869
41.4043 | 8.9287 | 33.5394
22.4783 | 20.007 | 4.4497
26.6229 | 9.9215 | 12.1671
26.5446 | 31.5002 | 0.46715
29.7997 | -4.1163 | 12.8607
37.813 | 2.8572 | 17.6956
46.0159 | -12.4009 | 13.8199
14.6855 | 14.5184 | 13.9733
21.5426 | 16.6429 | 13.6484
28.7577 | 27.4988 | 4.7762
44.4564 | 6.5447 | 9.0907
42.5394 | 57.656 | 11.6219
35.6827 | 5.0217 | 4.8621
28.4041 | 20.2619 | 0.05931
28.6565 | 46.4131 | 0.88754
22.9177 | 20.9204 | 20.456
22.7342 | 25.137 | 0.52042
31.0504 | 8.93 | 9.3431
29.6868 | -8.6992 | 19.8052
13.9937 | 2.9755 | 3.8484
21.3683 | 50.2144 | 3.8471
31.1231 | 0.26273 | 10.8052
42.2022 | 10.5798 | 29.7191
39.116 | 24.3681 | 21.3438
42.5545 | 42.7728 | 15.2722
22.9492 | 60.7794 | 5.7511
27.5607 | 37.0491 | 1.9774
32.6757 | -17.2699 | 21.1852
34.9304 | 15.9711 | 7.5551
40.676 | 53.639 | 17.4509
29.1367 | -2.216 | 26.6989
40.0863 | 36.7127 | 17.4098
32.2931 | 8.0863 | 22.7164
16.7915 | 23.1871 | 7.4293
38.7737 | 11.1111 | 9.968
41.0952 | -14.4478 | 6.7439
35.758 | 20.7155 | 13.4378
31.5815 | 27.6997 | 26.8611
20.5218 | 8.9936 | 10.3738
46.8355 | 71.9263 | 14.1251
26.3049 | 29.8647 | 4.279
22.4119 | 23.7548 | 8.4267
33.4074 | 22.9466 | 26.9943
39.8593 | 17.1311 | 9.4947
13.293 | 11.3833 | 6.3597
25.2439 | 11.7319 | 2.9597
23.7687 | 19.2365 | 15.4704
17.2623 | -19.4721 | 0.73601
36.9966 | 6.9819 | 31.2386
31.6771 | 13.238 | 1.6221
19.78 | 19.8165 | 7.5425
19.7488 | 23.4088 | 6.5527
35.6361 | -8.7888 | 24.4007
36.5108 | -20.8662 | 29.1434
30.5897 | -24.2583 | 9.7578
28.3769 | 7.1975 | 19.5711
36.6686 | -8.8669 | 0.070017
38.3764 | 4.4779 | 35.2
16.7295 | 29.5518 | 3.2142
39.2641 | 1.1351 | 12.4121
27.8 | 42.2782 | 10.9916
27.0558 | -0.63298 | 18.6006
33.4643 | 7.2082 | 9.8378
18.8338 | 43.7256 | 7.0196
37.3095 | 0.75624 | 1.635
40.3706 | 34.9703 | 26.3896
36.6116 | 7.9454 | 30.3905
24.0978 | 14.3653 | 3.591
20.169 | 48.8486 | 8.4175
29.16 | 44.0587 | 6.4481
32.4985 | -2.4546 | 13.7148
15.5197 | 14.4758 | 4.3482
30.0296 | 39.8998 | 6.7316
26.5818 | 11.7061 | 3.6335
41.3942 | 10.011 | 13.2151
35.5021 | 6.6759 | 14.1054
23.587 | 18.2517 | 4.0786
34.4067 | 43.858 | 4.4254
38.0716 | 12.3478 | 27.5131
49.7322 | -1.2704 | 17.2059
43.5104 | 20.2059 | 27.2008
36.9213 | -1.1459 | 28.4472
31.4816 | 16.8748 | 14.5002
24.1055 | 14.0189 | 4.0939
29.5251 | -17.5212 | 20.8801
24.4138 | -11.3961 | 12.8306
24.87 | -4.4769 | 21.9698
52.8056 | 12.8224 | 32.7273
22.5225 | 3.3243 | 1.3319
30.3015 | 10.8174 | 20.1419
25.4138 | -3.3263 | 3.5674
12.1163 | 26.4791 | 3.4622
43.8994 | 16.2386 | 14.5348
32.6972 | 24.637 | 17.8689
30.5556 | -4.5658 | 19.6052
39.3653 | 27.6712 | 28.3647
29.3459 | 40.1379 | 9.0935
32.2231 | -11.8387 | 18.3993
14.6761 | -0.16675 | 5.8983
25.6862 | 6.7694 | 23.2628
17.5994 | 12.1118 | 16.715
34.7258 | 21.391 | 10.3204
38.8167 | 33.8008 | 24.3006
28.1771 | 2.1579 | 8.4494
38.2945 | 56.9254 | 9.8984
30.7006 | -20.009 | 0.53478
18.5476 | -8.6431 | 11.5385
28.5342 | 24.27 | 2.6913
35.4891 | 27.027 | 23.6958
36.1337 | -3.5686 | 26.73
28.3142 | 33.1248 | 15.7672
28.8268 | 36.3847 | 9.1931
25.6648 | 17.3024 | 21.9751
37.226 | 17.2964 | 10.406
17.9921 | 3.322 | 16.2085
28.9474 | 15.3767 | 16.4928
33.7245 | 54.0836 | 18.3056
26.2596 | 23.7863 | 16.7993
31.3265 | -23.3329 | 12.9653
29.3402 | 49.7392 | 11.8339
25.7633 | 46.1524 | 15.9086
33.32 | 37.4326 | 10.4379
38.861 | 20.4334 | 0.37397
35.2566 | -4.3124 | 12.8757
11.8214 | 23.4243 | 6.2332
31.7752 | 4.4848 | 22.8963
36.8376 | 17.55 | 31.662
27.4887 | 5.1312 | 6.5851
36.8517 | 31.2409 | 7.0963
41.3116 | 19.2069 | 7.8433
26.1948 | 7.8701 | 25.6055
28.8911 | -12.7207 | 10.5542
13.551 | 20.9693 | 8.5081
25.9055 | -14.928 | 20.8764
23.4827 | 3.9066 | 18.1911
22.918 | -8.6383 | 7.8818
40.1382 | 39.7147 | 12.9484
33.2501 | 35.2201 | 11.3415
27.8106 | 5.8945 | 19.3528
32.6233 | 13.6831 | 12.9384
22.8043 | 22.2463 | 1.2636
34.2156 | 23.0035 | 0.96588
36.6091 | 25.4863 | 11.8534
34.9379 | 7.968 | 31.8115
31.5591 | 34.4689 | 19.1497
31.5593 | -21.444 | 19.6485
20.1782 | 2.2056 | 15.1809
33.904 | 33.5189 | 13.0634
38.2607 | 12.8724 | 12.6461
36.9997 | 28.7118 | 31.699
29.1895 | 53.6444 | 17.0498
20.4975 | 39.58 | 5.9416
25.7634 | 0.042775 | 17.7852
44.9348 | 12.1792 | 33.51
36.2372 | -31.5348 | 3.092
35.125 | -2.2226 | 19.8494
19.5917 | 31.5174 | 14.9668
25.0393 | -15.5566 | 4.3445
32.7001 | 28.0488 | 18.0654
34.7872 | -2.6532 | 3.7795
28.8843 | 42.8234 | 5.6855
36.3157 | 31.0152 | 21.2691
32.3022 | -1.5806 | 4.5553
20.1454 | -6.9598 | 16.6562
29.1567 | -13.0061 | 10.2618
30.9561 | -36.3273 | 24.2326
35.3108 | 5.4775 | 34.7987
38.5777 | 30.5617 | 7.639
27.2387 | -2.3273 | 21.7123
18.5787 | 37.5205 | 11.73
22.5484 | 13.8801 | 7.5812
42.5564 | 39.599 | 27.093
33.2764 | -7.3241 | 28.8715
39.4544 | -21.6826 | 29.5792
42.0016 | -1.3197 | 38.9022
24.81 | 59.5335 | 8.9533
32.5595 | 13.4909 | 25.9374
37.5802 | -5.329 | 23.6118
28.333 | -2.7989 | 7.8995
31.6197 | -4.7404 | 1.9596
19.593 | 12.6541 | 18.1273
29.5613 | -0.15651 | 17.3234
30.6092 | 2.3946 | 22.1954
24.2258 | 5.5188 | 3.8328
31.0331 | 15.5012 | 5.7487
32.558 | 15.6686 | 12.7813
34.2687 | 15.0929 | 10.2802
35.4047 | -2.2871 | 11.8566
22.4135 | 20.6896 | 4.295
23.8478 | 6.1862 | 21.4814
41.1253 | 53.122 | 2.7836
22.3577 | -9.3503 | 20.5913
23.4783 | 30.1573 | 7.4005
32.2306 | -21.1311 | 25.9797
29.987 | 1.5473 | 27.9314
38.5972 | -13.71 | 21.213
24.6717 | 11.0237 | 3.7003
41.2103 | 32.4209 | 20.215
27.5891 | 18.959 | 16.9617
27.8031 | 3.1565 | 25.804
32.0988 | 43.5066 | 5.8118
18.9122 | 45.2487 | 2.3511
37.4063 | 10.9143 | 24.4636
27.8497 | 18.7246 | 12.6192
25.2975 | -3.4351 | 14.9644
31.2148 | 43.9828 | 15.3067
26.3298 | 12.1406 | 6.6976
36.1414 | 23.2257 | 29.0673
38.3613 | 20.8071 | 18.4142
21.1926 | 12.8219 | 13.3909
23.056 | -13.9184 | 4.8069
15.9683 | 16.2772 | 9.5816
22.8109 | 6.1547 | 11.0178
26.7857 | 23.6601 | 21.6706
26.1148 | 33.4849 | 18.8903
34.0364 | 13.8753 | 4.7196
35.0993 | 10.5375 | 27.9354
41.1847 | 20.3692 | 33.1295
31.8759 | 30.5957 | 20.7058
30.4237 | 44.519 | 4.5507
21.7297 | -13.6709 | 5.5339
40.7332 | 13.618 | 30.641
28.6118 | -31.4382 | 24.0493
21.9757 | 48.4203 | 7.0917
31.8173 | 25.5852 | 2.2622
27.182 | -17.3404 | 13.4722
26.7571 | 2.0403 | 20.1606
25.8959 | -2.2291 | 21.9266
12.549 | 16.9465 | 3.615
31.1811 | -27.388 | 10.964
15.1668 | 35.403 | 2.1927
35.9151 | -5.1804 | 10.9533
35.1451 | -1.4916 | 8.6279
34.3195 | 20.1811 | 1.2798
24.7414 | 36.348 | 2.1636
21.6287 | 12.4069 | 4.2905
31.1913 | 46.626 | 16.1828
29.3113 | -38.861 | 6.2932
32.7851 | 21.724 | 29.7266
34.746 | 65.5105 | 3.909
27.6898 | 10.4954 | 24.6163
27.6758 | 32.5875 | 16.8907
27.2193 | 0.85076 | 15.1585
36.7047 | 24.4139 | 21.0082
28.8145 | 31.8043 | 4.9036
35.2893 | 1.2464 | 22.4169
40.6854 | 39.5009 | 31.2536
33.4976 | 20.8034 | 1.7127
33.5629 | 3.5634 | 22.5634
37.7814 | 2.0725 | 6.8086
37.8041 | 6.533 | 23.3696
42.9183 | 32.4513 | 2.1315
41.0806 | 41.4881 | 10.5622
31.817 | -1.1475 | 28.7869
36.7595 | -19.9613 | 20.6377
26.4473 | 1.0293 | 17.4151
32.1019 | 26.1517 | 10.7921
32.8829 | 41.0927 | 23.0098
18.3208 | 26.087 | 7.4368
34.7901 | 24.3694 | 30.2858
25.2096 | 16.3281 | 9.3126
36.6617 | 46.3531 | 0.49266
29.8372 | -2.3718 | 5.2348
24.4103 | 28.588 | 8.1576
23.6611 | 29.6497 | 6.766
31.1874 | 20.2136 | 26.5955
17.4 | 14.0201 | 2.7079
26.9614 | 21.3223 | 21.1095
17.7003 | 6.5651 | 7.7789
28.7445 | 8.9475 | 13.494
24.2911 | 25.0237 | 2.7917
26.6618 | 6.6896 | 4.317
31.6609 | 6.5323 | 20.2796
51.6102 | 31.0132 | 20.0867
33.3374 | 30.7039 | 17.8443
34.7791 | -9.3247 | 33.352
43.8542 | 12.6939 | 24.4403
24.0317 | 31.1298 | 0.332
25.9189 | -1.7968 | 23.432
35.3354 | 6.5612 | 12.8494
36.5421 | 5.5777 | 4.5665
33.4132 | 20.2406 | 13.9706
29.0778 | 25.9034 | 11.2832
26.5584 | 6.3837 | 17.5571
38.511 | 19.0679 | 15.112
29.7974 | 4.6275 | 26.0545
24.8872 | 39.8665 | 10.1086
25.5528 | 33.1922 | 20.9459
22.5209 | 10.7371 | 21.1074
44.1946 | 37.9601 | 16.0551
37.7322 | -20.2479 | 35.2985
42.054 | -25.9836 | 5.5842
22.7594 | 1.036 | 2.2629
27.0931 | -20.9747 | 17.6269
28.4757 | 14.1167 | 18.0617
49.659 | -19.031 | 9.8848
34.9913 | 8.256 | 29.5442
31.9076 | 39.5384 | 9.4363
24.7932 | -3.0243 | 12.3868
29.3981 | 25.7879 | 24.0547
52.3817 | 35.1541 | 18.499
23.3167 | -10.2329 | 5.9416
18.629 | 39.6169 | 7.1421
22.0447 | 15.5548 | 3.0778
29.1337 | 14.518 | 7.9281
31.6182 | 6.925 | 24.2936
24.5383 | 33.7123 | 12.8033
24.6669 | 44.2858 | 2.4356
32.5308 | 38.1421 | 15.587
46.1389 | 25.9487 | 19.3847
48.5731 | 26.065 | 20.4004
15.2083 | 6.7093 | 10.3681
30.1268 | 17.7765 | 6.0439
26.5988 | -3.3369 | 23.0894
35.9382 | 5.5989 | 12.1895
39.4237 | 2.0301 | 23.7339
27.7403 | 2.87 | 17.6341
42.7696 | 28.7348 | 3.3077
23.2114 | -43.798 | 4.9104
24.9622 | 15.783 | 17.0584
34.3189 | -5.6618 | 32.703
38.7172 | -15.9592 | 6.2467
43.4604 | -23.7664 | 15.1106
29.0055 | 17.7429 | 18.2964
25.7616 | 8.1802 | 3.1717
25.9995 | -23.8074 | 1.037
31.3221 | 28.3675 | 23.8284
14.8183 | 44.9945 | 7.2241
30.2018 | 45.6447 | 16.0155
17.3413 | 30.9005 | 13.1165
31.6523 | 47.3196 | 14.1416
42.7132 | 22.1862 | 25.2104
29.2531 | 27.0094 | 17.4676
25.5566 | 30.6147 | 11.0748
53.0915 | 28.9889 | 12.5979
29.6242 | 20.4138 | 14.687
26.5212 | 37.2824 | 20.8418
30.6876 | -28.0346 | 20.8212
33.2357 | -0.62171 | 5.232
32.027 | 39.8544 | 12.1623
30.1824 | 41.3709 | 15.1306
34.5587 | -7.7246 | 3.846
21.7628 | -21.2538 | 15.9408
17.2275 | 32.3143 | 2.0563
39.0359 | 19.0327 | 33.1992
25.087 | 15.9538 | 21.321
13.7024 | 30.8093 | 4.4187
41.6218 | 8.9308 | 34.0647
18.3805 | 7.1763 | 17.7922
42.7476 | -18.8263 | 11.1036
32.4392 | 18.3432 | 16.4163
34.5064 | 35.5587 | 21.6726
19.5716 | 25.7284 | 10.2723
29.0935 | 23.0145 | 17.0429
27.7295 | 22.4254 | 1.1601
33.2949 | -7.0083 | 28.5391
24.1453 | 23.8051 | 4.7487
21.6875 | 8.3449 | 14.5892
47.1523 | 18.3043 | 29.4061
33.4052 | 20.7452 | 5.1199
33.6068 | -13.253 | 23.7566
24.9855 | 33.4223 | 16.4055
30.4027 | -10.8719 | 2.404
22.0633 | 13.4439 | 10.8546
21.4898 | -17.3086 | 6.2589
23.5564 | 51.9277 | 9.5952
27.2193 | 35.2146 | 13.9481
29.8235 | 26.0631 | 7.0258
16.9493 | 45.0411 | 1.3297
37.931 | 6.5496 | 35.8439
27.8579 | 39.068 | 13.2751
33.7223 | 43.064 | 1.8385
20.3471 | 1.8619 | 15.3957
35.5935 | 3.4303 | 9.4091
25.939 | 39.5442 | 16.2531
35.5092 | 42.5656 | 4.8383
42.6174 | 56.2639 | 15.3197
24.6012 | 66.7131 | 6.0379
41.6632 | 24.0703 | 32.3996
20.6137 | 26.7845 | 1.3295
37.6066 | -19.768 | 7.4457
35.1646 | -0.66701 | 7.3348
29.3534 | 15.937 | 0.24825
20.5904 | 39.9641 | 5.8013
32.7597 | 25.79 | 19.9315
27.532 | 21.8568 | 5.1418
27.399 | -7.2016 | 4.7666
26.1269 | -10.1634 | 0.20743
10.3229 | 12.4148 | 2.0786
32.4388 | 25.9511 | 11.1443
33.9386 | 33.6896 | 1.2908
22.429 | 35.299 | 3.1269
38.0935 | -28.6951 | 32.7899
29.56 | 4.5167 | 29.2981
27.918 | 61.8745 | 0.92583
26.0368 | -8.6714 | 25.623
38.5639 | -24.6153 | 22.1524
33.4579 | -19.3666 | 11.0706
28.5703 | 6.453 | 0.37934
34.2449 | 15.3847 | 0.49909
40.9007 | -3.3906 | 39.5162
29.6478 | 2.3802 | 4.3206
25.4524 | 5.6079 | 6.2608
24.1974 | 19.3219 | 16.1435
35.1479 | 8.6614 | 23.8503
31.9966 | 25.8631 | 12.0564
40.6532 | 10.504 | 0.045736
33.6941 | 21.753 | 29.264
43.9681 | -7.2343 | 8.8706
31.3552 | 2.1767 | 15.1598
21.7444 | 37.0139 | 2.7128
25.0496 | 10.1313 | 9.9837
17.0456 | 41.9555 | 8.2038
33.9186 | 8.502 | 32.6051
18.4752 | 45.9232 | 9.6706
36.7651 | 21.4375 | 28.2157
28.4615 | 2.253 | 26.0665
27.1719 | 7.4341 | 22.5526
26.8471 | -25.5234 | 17.784
40.6254 | -7.0087 | 26.5911
23.941 | 46.8985 | 12.8868
41.873 | -2.4097 | 18.1583
34.5171 | 14.8265 | 25.2981
31.8578 | -21.1261 | 24.1442
22.8159 | 40.4383 | 6.5899
34.707 | -25.1789 | 16.8897
42.5665 | -12.3663 | 27.8109
32.1508 | 47.9319 | 1.8737
30.3994 | -31.1467 | 7.306
23.8175 | 25.3159 | 16.865
24.8846 | 29.9846 | 18.7833
35.1471 | 32.2966 | 2.6034
34.612 | 34.3958 | 26.4248
33.62 | 48.2002 | 8.4293
38.986 | 4.8293 | 16.3014
29.5709 | -16.6375 | 23.9019
31.6192 | 18.5237 | 19.8578
28.5122 | 10.2777 | 17.9579
37.2634 | 38.0963 | 8.7045
40.0696 | 34.2169 | 23.1452
46.4687 | 37.7183 | 4.5096
27.5438 | 46.5044 | 9.2734
26.251 | 6.5879 | 8.0865
9.5426 | 20.0432 | 8.1751
30.2858 | 24.5834 | 10.3848
34.9605 | 15.715 | 0.19362
27.3193 | 22.4903 | 4.5561
38.595 | 7.3102 | 37.6624
30.3576 | -24.5305 | 1.5496
29.9753 | 31.4444 | 7.6365
36.7349 | 17.8288 | 5.2498
18.4996 | 3.76 | 9.7541
20.3592 | 8.9716 | 1.7918
24.6648 | 12.6943 | 13.8224
36.8775 | 14.2484 | 13.8228
36.6149 | 8.19 | 13.7432
24.5924 | 25.5639 | 9.1951
27.3958 | 37.7783 | 3.2666
34.4181 | 15.3369 | 30.2898
35.6921 | 41.5879 | 5.5728
32.0727 | 29.9921 | 0.16818
25.8019 | -7.8454 | 17.4488
22.0464 | -25.2474 | 15.8904
31.8947 | 16.0251 | 19.766
16.1741 | 28.5208 | 13.842
38.9055 | 18.4646 | 34.5053
43.765 | 4.3556 | 7.1052
23.1675 | 40.7007 | 8.131
24.4699 | 10.7582 | 6.8301
27.6822 | 5.4877 | 0.73596
16.874 | -28.0926 | 6.5357
18.6062 | 40.5104 | 6.1916
44.5815 | -18.2572 | 0.7507
20.5723 | -3.9744 | 18.1104
20.733 | -11.2739 | 9.5431
28.6564 | 13.4399 | 15.6602
37.0473 | -25.4568 | 31.6214
18.365 | -33.91 | 4.7713
34.405 | -5.3636 | 22.5827
31.8815 | 3.5896 | 19.6762
30.7011 | 24.2192 | 17.0108
21.7865 | 27.5644 | 14.6382
26.5676 | 23.2164 | 12.5855
30.0568 | 30.2487 | 14.2268
23.8819 | 11.0269 | 2.517
32.0836 | 32.804 | 6.8421
29.6888 | 8.5644 | 16.1389
16.8463 | 42.0149 | 6.9427
20.0195 | -3.8924 | 4.4266
27.1463 | 12.7689 | 17.8055
32.8716 | 21.6516 | 7.5191
27.624 | 24.9888 | 20.4733
33.5716 | 21.4504 | 26.8424
19.0865 | -17.6419 | 4.07
37.2658 | 36.6435 | 8.9361
38.1321 | 21.2862 | 25.8727
27.7161 | 26.4211 | 8.5337
21.1825 | 41.2053 | 12.4961
25.2167 | -2.8755 | 18.1072
18.7276 | -6.6863 | 14.8281
16.8083 | -15.8154 | 1.9227
23.3899 | 26.6087 | 9.5137
25.7924 | -3.3723 | 14.0296
15.7823 | -16.2993 | 6.6336
35.4067 | 23.9196 | 16.2833
23.6398 | 12.4436 | 20.8282
22.8657 | 43.046 | 15.5055
29.6913 | 20.6267 | 13.5209
28.6932 | 25.2121 | 12.1822
17.7218 | 43.252 | 6.1148
35.395 | 5.5225 | 23.1937
31.5478 | 66.7729 | 8.8042
31.8482 | 24.0805 | 28.4086
23.4144 | -4.8433 | 19.7046
24.5596 | -2.4431 | 8.7785
39.6147 | 6.4449 | 2.6266
15.0298 | -7.4297 | 4.5166
24.0579 | 20.1827 | 2.4093
25.7794 | 2.1896 | 18.5294
27.2201 | -26.2009 | 14.9728
27.5186 | 40.9084 | 3.4003
28.4111 | 3.7856 | 23.9284
16.7806 | 36.8277 | 3.9913
22.7225 | 25.7681 | 0.078221
35.5965 | 62.0593 | 4.0785
40.0181 | 28.7488 | 0.96789
24.4568 | 25.4086 | 11.8328
51.438 | 43.5075 | 6.8698
20.1151 | -6.59 | 14.9718
17.3751 | 31.9437 | 4.8119
18.5578 | 78.18 | 1.1857
39.2803 | 42.4179 | 26.4845
32.2236 | -21.3111 | 11.9759
17.7816 | 18.5567 | 0.74268
39.6571 | 1.7503 | 24.488
21.9523 | 5.0125 | 18.6802
26.7069 | 39.7603 | 16.5518
28.6116 | 9.0189 | 22.631
21.1534 | -29.2214 | 4.8844
26.4963 | -28.3164 | 17.5157
33.5881 | -18.6661 | 10.0188
28.5476 | 2.7968 | 12.2601
31.5827 | 12.4923 | 1.696
25.1594 | 24.988 | 15.2135
33.3742 | 14.8359 | 6.2958
43.3385 | 18.6159 | 13.0829
21.8448 | 16.4219 | 6.3184
20.2309 | -16.9914 | 13.1951
34.3178 | 18.9669 | 2.5629
26.1777 | 14.0986 | 19.7121
37.029 | 39.751 | 3.9408
29.9255 | 53.4732 | 12.0718
22.4201 | 0.41113 | 14.0841
27.1387 | 18.3247 | 13.3163
35.0052 | 40.1806 | 11.6468
15.2032 | 25.3027 | 9.8823
31.6862 | 29.3238 | 6.532
45.9893 | 11.0513 | 14.7861
28.0973 | 43.0192 | 2.8373
24.925 | 15.7031 | 1.483
10.3038 | -11.3533 | 6.9247
43.9461 | 49.8814 | 16.2243
25.3032 | 6.9259 | 10.6778
27.6974 | -31.8131 | 1.0609
23.2744 | 20.2157 | 14.9829
19.9322 | 14.7848 | 13.6724
30.8994 | 38.518 | 14.3526
34.9168 | 28.2488 | 25.973
15.6602 | 50.8704 | 0.11223
29.3796 | -12.5916 | 11.8557
31.2966 | 18.7538 | 3.9422
19.5912 | 39.0818 | 10.3623

## gen_load
32.5176 | 10.267 | 28.1031
30.4069 | 4.1388 | 25.8622
28.6603 | 43.0936 | 6.0112
31.6196 | 36.8299 | 13.796
28.3958 | 1.3341 | 9.7074
42.1539 | 14.6179 | 5.1833
30.4157 | 6.7961 | 24.5125
31.5375 | -9.6984 | 9.2526
34.8033 | -38.4937 | 13.4611
23.8739 | -26.1919 | 5.1154
30.2423 | 46.2059 | 14.8097
32.5848 | -28.78 | 8.1581
31.2442 | 47.1694 | 13.3743
13.2679 | 28.5884 | 8.3156
28.4833 | -10.3884 | 3.4476
45.3063 | 17.9621 | 3.8304
30.5717 | 48.0192 | 12.924
19.885 | 4.4085 | 12.6231
16.1067 | 9.8529 | 4.9763
39.4242 | -0.42093 | 10.8944
26.8457 | 43.136 | 8.0689
15.9265 | 22.8493 | 11.1195
26.2151 | 25.3487 | 8.2042
26.6518 | 4.6602 | 15.1316
11.6938 | -12.3245 | 6.4182
38.678 | 36.7903 | 7.4626
37.0368 | 2.6014 | 31.8778
26.6277 | 15.0187 | 7.3088
29.8845 | 38.8672 | 0.31904
33.7403 | 34.9978 | 26.947
26.2708 | -19.697 | 20.9241
40.5694 | 15.1879 | 11.0667
32.6403 | -25.3908 | 22.0463
40.234 | 26.8235 | 33.6196
32.2553 | 2.3048 | 12.2784
31.6707 | 57.4413 | 9.7604
35.3488 | 6.3342 | 17.3254
21.3958 | 30.3243 | 5.1752
24.1965 | -21.886 | 6.74
36.1418 | 28.9216 | 19.7284
26.775 | 30.3292 | 21.4829
15.1553 | 0.52124 | 10.3867
38.6174 | 0.79941 | 16.1392
38.155 | 49.9191 | 17.0613
30.4775 | 36.3677 | 13.5266
14.8235 | -5.04 | 0.13232
35.4881 | 19.0812 | 20.9778
33.6787 | 12.0821 | 12.7971
30.0321 | 5.84 | 2.0991
30.604 | 22.3913 | 13.3959
45.1447 | 4.796 | 29.8281
32.0355 | -11.4357 | 12.377
36.9671 | 2.4257 | 22.6199
22.7102 | 30.9811 | 6.9702
28.5071 | -6.2313 | 18.7838
35.4073 | 35.545 | 27.0341
30.6327 | 46.224 | 3.9869
20.3341 | -5.1001 | 16.8034
23.0134 | 10.3717 | 20.1245
26.7124 | 0.37213 | 2.4218
28.221 | 23.2287 | 4.794
28.7069 | -9.6556 | 24.3157
10.6416 | 10.6184 | 2.6294
22.3251 | 18.9074 | 2.5619
43.0343 | -14.3059 | 10.8028
19.9156 | 33.3363 | 2.6189
38.2098 | 14.4009 | 33.6883
35.5374 | -13.0391 | 30.4439
41.0793 | 4.1951 | 6.8203
16.9763 | -3.7471 | 3.5546
13.6272 | -14.8442 | 8.6771
14.6943 | 4.886 | 3.6537
28.363 | 2.1704 | 6.6987
38.506 | 4.4952 | 6.5479
40.828 | 22.8462 | 16.0549
27.6232 | -3.9778 | 21.1673
25.6995 | 34.1123 | 16.9172
20.9397 | 8.1617 | 18.9158
31.6677 | 55.6925 | 1.3019
37.2456 | -16.3852 | 24.901
32.2835 | 5.888 | 15.9745
27.5317 | 41.8488 | 18.1637
35.0504 | 14.1557 | 11.8913
36.0712 | 3.0042 | 35.1248
14.0084 | -23.4328 | 12.6896
26.5862 | -2.8709 | 8.8433
22.4949 | 36.924 | 9.8731
21.6852 | 27.0905 | 13.006
19.237 | 8.8188 | 0.043485
26.76 | 51.449 | 9.5597
29.7617 | 29.717 | 15.5766
34.9337 | 7.306 | 20.1941
37.175 | 15.2658 | 32.9235
39.9599 | 12.6819 | 21.6113
19.7929 | 21.6756 | 0.1043
27.3081 | 18.1779 | 25.9338
27.4801 | 20.814 | 1.5294
22.0029 | 22.9683 | 17.2582
39.0326 | -2.1779 | 14.3506
28.3682 | 48.1431 | 2.7377
29.4119 | 28.2041 | 13.1485
40.2569 | 40.8411 | 20.2366
32.288 | 22.3559 | 20.2461
40.5606 | 29.1088 | 32.3843
39.8193 | 30.0896 | 15.9558
25.6891 | 6.6131 | 4.8456
41.3525 | 7.8022 | 36.7541
26.2598 | 58.4595 | 12.9394
39.0973 | 21.9903 | 14.4266
32.1679 | 15.0804 | 29.1368
33.5895 | 29.8749 | 9.8691
41.2531 | 3.0903 | 12.3607
35.0675 | -22.1477 | 21.6001
23.2404 | 42.7061 | 2.0476
37.8112 | 3.8851 | 18.758
24.3517 | 33.8933 | 15.4608
40.79 | -0.26433 | 39.2908
21.3323 | 13.4092 | 6.9252
20.3335 | -11.602 | 3.2126
39.8823 | 9.7632 | 0.030423
23.2176 | 12.8343 | 14.2185
38.9157 | -10.1015 | 11.7037
32.5946 | 3.3516 | 8.7953
22.6578 | 38.9678 | 10.7052
25.3439 | 7.8524 | 21.3131
37.5835 | 5.7932 | 23.608
38.9175 | -3.744 | 15.4274
20.8155 | 43.3471 | 7.7042
19.5576 | 34.2475 | 4.6046
31.7392 | -8.0258 | 17.6064
28.3502 | 23.1435 | 7.5361
27.8962 | 56.0762 | 6.3621
37.4417 | 1.331 | 16.3319
25.2836 | -3.5175 | 12.8234
43.3613 | 18.8268 | 21.4081
22.1697 | 17.4994 | 12.1469
34.8602 | 29.5585 | 13.9961
27.8168 | 8.1519 | 6.0947
30.8966 | 8.8019 | 9.3077
31.3064 | 57.4227 | 6.8355
31.7826 | 2.667 | 19.8681
45.8365 | 9.637 | 34.8733
27.644 | 9.4021 | 2.5504
33.6339 | 37.615 | 24.0467
31.3969 | 26.9362 | 26.4984
32.8344 | 21.8629 | 24.6613
21.139 | 29.2006 | 8.3565
30.1288 | 9.3775 | 5.914
28.3078 | 5.3236 | 8.0317
32.5437 | 16.2998 | 12.9949
28.2687 | -22.7241 | 24.875
23.206 | 51.7546 | 10.1991
25.2476 | -21.0432 | 6.8697
37.3244 | 41.4492 | 24.1348
33.2787 | 17.1753 | 6.9986
35.3197 | 15.8791 | 33.37
30.8018 | 58.275 | 6.5886
33.1742 | 22.0465 | 10.1917
34.3343 | 43.1311 | 10.8661
44.5839 | 31.3365 | 27.6037
20.0876 | 19.8025 | 6.334
50.6101 | -15.532 | 1.035
42.8585 | -0.16031 | 29.2868
31.0615 | -9.6747 | 4.3807
24.7378 | 17.7842 | 8.9218
39.2373 | 8.6028 | 9.6412
30.1628 | 8.0912 | 21.0004
29.719 | -0.5126 | 26.9804
38.537 | 22.6726 | 16.976
33.2582 | 37.8313 | 20.3032
32.0467 | 27.2491 | 26.0514
29.0631 | 32.116 | 16.9063
34.1865 | -33.2124 | 4.029
37.4846 | -1.6961 | 32.5743
38.445 | 50.2044 | 6.1633
36.1138 | 2.5936 | 2.9446
25.9448 | -4.4123 | 22.334
43.884 | 16.2072 | 26.7227
17.7787 | 10.4453 | 3.845
26.4454 | 66.5135 | 6.6447
42.8833 | 14.9856 | 24.3841
28.2471 | 37.8846 | 6.513
32.858 | 36.5694 | 5.6646
35.1779 | 8.3726 | 25.4327
31.0725 | 31.6944 | 11.3418
17.1998 | 17.6243 | 9.9437
28.504 | -8.5508 | 6.802
44.0627 | 25.2426 | 6.4866
21.8873 | 41.4395 | 4.9318
40.1092 | 26.7678 | 32.3962
26.5986 | 4.764 | 24.4568
55.7566 | 62.9529 | 18.7244
35.7928 | 24.1259 | 27.2889
30.5126 | -1.3061 | 10.5921
29.7905 | 37.6477 | 20.521
40.222 | 6.5985 | 27.8809
25.1054 | 35.0593 | 2.8423
34.1698 | 10.483 | 25.815
36.1885 | 4.2195 | 1.3133
27.5806 | 10.3547 | 15.0994
36.6124 | -4.1899 | 6.1508
39.1418 | 44.3926 | 26.2594
25.8234 | 36.0803 | 16.2272
30.2961 | 28.1047 | 6.0218
53.8856 | -10.3314 | 51.7766
35.0888 | -17.2556 | 24.8702
33.9634 | -29.6034 | 11.9364
39.6266 | -4.3855 | 1.6743
32.9088 | 18.2765 | 0.53309
33.7294 | 23.7334 | 18.5996
39.1181 | 40.836 | 28.0797
40.0855 | 14.7682 | 30.3884
39.5476 | -28.9226 | 2.8261
36.7073 | 28.3478 | 11.2968
28.9687 | 32.6585 | 14.2867
30.0683 | 21.0383 | 25.4936
11.5513 | -37.0371 | 5.1448
29.2391 | 17.9509 | 11.675
24.6723 | 6.746 | 19.5121
32.3418 | 23.4986 | 2.0598
36.6353 | 27.7767 | 7.0492
27.6445 | 14.6004 | 15.5161
25.3218 | 10.9649 | 4.1341
20.6987 | 24.8647 | 15.8961
38.1821 | 18.2278 | 18.4937
32.1636 | 40.4621 | 5.7302
35.1679 | 3.169 | 9.3733
27.5936 | 1.2309 | 8.8429
29.5727 | -6.2495 | 12.6447
28.2676 | 21.8279 | 22.5391
40.5728 | 31.987 | 23.9313
14.5601 | 20.3172 | 6.4281
35.649 | 18.6034 | 22.9932
37.414 | 1.3653 | 7.9394
21.2142 | 14.4619 | 11.3315
31.5577 | 6.272 | 9.6891
33.2462 | 23.8126 | 23.7152
31.1202 | 33.879 | 4.0937
18.2758 | 34.2422 | 12.7477
31.2824 | -19.9766 | 13.9522
32.061 | 21.8915 | 2.1002
17.3435 | -16.6406 | 6.3202
31.3966 | 28.6253 | 17.8491
41.3154 | 56.4162 | 18.5973
23.7774 | -10.0109 | 2.2439
18.3451 | 0.89952 | 1.5527
20.7094 | 11.9325 | 1.898
38.7859 | 29.8565 | 15.3104
37.2176 | 3.8352 | 11.8527
25.6703 | 30.8558 | 9.7624
35.3827 | 27.6782 | 25.9678
25.3356 | -4.5616 | 12.3152
36.059 | 12.2881 | 28.7873
26.8435 | 13.9628 | 1.7207
37.3215 | 9.4737 | 23.7855
25.9304 | 9.4053 | 17.1549
24.5624 | 8.4498 | 23.6304
39.4586 | 7.892 | 25.9428
26.8374 | 34.1143 | 17.0286
33.7581 | 36.1579 | 18.6286
29.4584 | 10.1123 | 22.2787
31.3583 | 41.1352 | 17.3463
33.6004 | 51.5965 | 4.7476
17.571 | -0.85686 | 9.4569
25.9025 | 5.8422 | 23.8657
21.2649 | -5.0454 | 9.048
25.8891 | 14.4196 | 0.6354
30.4647 | 6.2678 | 29.9879
27.817 | 8.4048 | 11.9782
29.7575 | 31.1096 | 0.55974
29.269 | 25.6119 | 25.2997
22.3578 | 7.8707 | 6.6916
29.9481 | -6.2286 | 18.1242
30.2565 | 14.2526 | 16.8682
25.4753 | 18.4897 | 12.3035
30.3776 | 18.6269 | 4.6232
31.4246 | 42.3641 | 3.127
24.4564 | 20.4939 | 20.787
26.1382 | -17.553 | 17.4549
23.9119 | 22.8365 | 7.5453
33.9667 | 24.3715 | 11.2832
22.4513 | -0.28352 | 15.8932
21.3921 | 40.9863 | 15.3428
17.3964 | 1.8057 | 8.4653
23.1438 | 9.6282 | 4.1673
34.6602 | 27.0925 | 5.2089
23.2361 | 2.7765 | 17.6444
17.0551 | 30.2883 | 12.6672
28.6461 | 1.3597 | 6.855
24.2021 | -2.4644 | 12.2047
31.6388 | 6.2917 | 7.8141
17.1625 | 8.5758 | 5.8803
35.3745 | -0.80028 | 19.1777
51.3317 | 13.3279 | 18.69
39.1952 | -10.7444 | 37.0089
34.176 | 46.4827 | 8.2299
20.5854 | -12.0316 | 7.0584
30.8358 | -40.2193 | 22.55
35.1144 | -11.5491 | 6.2364
17.0314 | 58.6922 | 6.3902
23.9337 | -12.4918 | 21.2013
38.4776 | 29.562 | 18.1827
22.9067 | -8.523 | 3.8252
36.1909 | 28.0337 | 7.0546
20.9083 | -20.2434 | 16.2067
31.9395 | 37.97 | 25.1646
36.4671 | 20.8295 | 21.4992
37.1957 | -4.4012 | 26.9767
16.9196 | 24.8846 | 12.1503
31.1686 | -1.6605 | 26.1953
25.1457 | 12.5264 | 6.0183
23.3496 | 45.1703 | 15.5037
35.6667 | 13.7393 | 5.442
40.7043 | 25.7276 | 16.6342
28.8758 | 46.9506 | 7.9429
9.6839 | -8.3544 | 5.7349
14.7658 | -2.3605 | 2.9662
34.1639 | -4.858 | 13.6186
15.942 | 30.4089 | 6.4495
39.7856 | 32.1727 | 29.9373
27.6205 | 35.727 | 19.4618
21.5173 | 24.5581 | 11.3408
20.9009 | 52.7207 | 7.4631
27.3747 | -2.2124 | 25.4195
26.3482 | 27.2158 | 3.6236
10.0791 | 5.7333 | 5.2265
25.0971 | 36.4081 | 15.4285
25.797 | 25.849 | 16.0658
33.5651 | 19.1791 | 0.70545
40.1008 | 0.99761 | 36.5708
21.4361 | 8.1611 | 20.9066
18.3213 | 27.3623 | 14.7284
39.2265 | 27.0685 | 32.3492
28.4502 | 61.8511 | 7.9304
24.403 | -2.2122 | 20.8852
21.9346 | 6.3919 | 15.7994
28.4683 | -6.1146 | 6.023
26.5225 | 18.3961 | 11.3928
27.9803 | 35.4926 | 1.3539
40.7383 | 0.27825 | 40.159
36.0086 | 16.3919 | 15.8846
30.9346 | 2.0653 | 27.3982
40.7516 | 2.652 | 23.8963
49.4564 | -2.5654 | 8.5106
22.6312 | -15.8342 | 8.1756
39.1466 | -10.3381 | 2.5749
11.2537 | 38.2456 | 8.8075
39.0399 | -13.4275 | 17.7537
17.4611 | -2.0234 | 15.2046
20.4791 | 56.4577 | 11.0963
29.9251 | 8.2059 | 11.2322
23.1471 | 18.5129 | 16.355
35.7591 | 31.9149 | 8.7423
21.8913 | -10.6293 | 7.4767
28.956 | 19.5327 | 13.3318
23.845 | -9.5954 | 15.5546
19.9411 | 23.5741 | 17.7854
25.8798 | 11.6777 | 19.1259
24.0534 | 18.7647 | 3.4488
34.9114 | 27.8684 | 24.4447
44.4026 | 20.354 | 17.9164
30.1503 | -16.9987 | 25.2243
33.6198 | 12.4868 | 0.43093
19.0452 | 22.3435 | 2.6273
29.3141 | 12.0178 | 9.5428
19.7292 | -27.8315 | 10.7024
23.3004 | 11.2468 | 1.6635
48.9483 | 8.8472 | 40.339
23.5083 | -11.3244 | 22.3193
39.0198 | 10.4564 | 9.2229
28.746 | 11.4896 | 5.7411
24.1904 | -1.2248 | 19.4769
35.0334 | -1.7065 | 16.2792
30.9565 | 21.6686 | 15.4121
30.1341 | -3.6779 | 0.49161
43.6304 | -0.30735 | 13.8491
34.7972 | 18.0836 | 31.248
18.961 | 4.5826 | 10.134
50.7232 | -4.0994 | 18.2622
35.6053 | 13.0246 | 34.5934
35.1378 | 7.2799 | 30.3062
31.0346 | 30.4876 | 6.1086
29.0431 | 20.196 | 1.5012
37.3315 | 42.5733 | 9.1918
22.9486 | 31.8839 | 5.7019
26.4946 | 42.0175 | 10.1879
30.5916 | -6.4024 | 12.8016
20.8329 | 1.8748 | 0.060831
29.3811 | -64.5558 | 7.3584
34.8845 | -8.9843 | 6.384
34.1852 | 26.9186 | 16.3665
23.5294 | 18.7631 | 20.2733
30.9745 | 12.9253 | 13.9126
29.2901 | 22.014 | 10.2309
31.3963 | -0.044911 | 11.1936
38.7657 | 48.4026 | 10.3353
41.3348 | 32.5293 | 3.1294
41.4671 | 34.5366 | 12.5681
23.7522 | 18.2244 | 9.2944
29.1821 | -0.25333 | 17.6367
22.3496 | 32.7016 | 4.2676
29.771 | -5.2299 | 12.2451
21.6144 | 16.5504 | 16.6198
38.1726 | 8.6401 | 18.2571
23.679 | 15.8711 | 9.3676
26.2518 | 23.364 | 16.6998
41.4598 | 8.6949 | 4.6916
28.8945 | 4.6375 | 26.6266
32.0949 | -3.6531 | 3.369
30.3635 | -0.66518 | 27.5955
28.227 | 22.7262 | 10.9655
17.9636 | 3.3255 | 3.7659
32.968 | 52.3395 | 5.7136
40.5161 | 48.7065 | 23.3965
42.5439 | 9.3722 | 36.9769
31.6187 | 22.385 | 4.0993
35.7261 | 42.0883 | 17.8247
39.0948 | 9.3348 | 35.3449
27.3498 | 48.3672 | 0.20094
35.6433 | 7.9261 | 8.1055
36.3916 | 12.9838 | 14.6688
37.0404 | 1.2807 | 11.4465
25.1201 | 37.8814 | 15.3225
22.8534 | 16.1655 | 10.7044
21.732 | -34.6419 | 13.6044
13.9367 | 10.6354 | 7.2935
39.147 | 16.8855 | 20.3148
31.9964 | -18.0725 | 20.1995
31.6851 | -7.8055 | 11.7426
13.3325 | 16.8261 | 12.4354
30.2447 | 22.5312 | 27.2934
26.9937 | -0.54238 | 26.5904
37.3995 | 3.5823 | 28.1975
27.3581 | -45.4213 | 10.8688
36.6178 | 35.1 | 29.2879
30.229 | 4.3152 | 17.8357
30.5671 | 25.6925 | 16.8296
20.2364 | -0.60492 | 0.084953
37.4021 | 19.8866 | 9.7017
36.6904 | 15.68 | 3.353
33.0295 | 8.1357 | 4.3986
22.9411 | 13.0907 | 15.1611
28.1049 | 57.8155 | 5.4585
37.9937 | 47.49 | 21.2294
18.2147 | 58.1678 | 0.6403
32.6849 | 37.7852 | 15.7194
21.6481 | 39.0916 | 14.6384
41.7582 | 17.1149 | 33.0194
31.6049 | 33.1845 | 17.9501
32.1053 | 6.0475 | 13.3497
28.6215 | 25.3177 | 16.3803
35.1468 | 15.6658 | 6.2473
19.7279 | 15.0779 | 17.9792
20.8375 | 29.2664 | 15.9953
27.7114 | 19.6593 | 6.1124
31.2497 | 9.3545 | 28.9867
17.9853 | -18.5701 | 8.5801
19.4531 | 15.2198 | 10.0907
40.8389 | 29.2016 | 28.4351
32.721 | 42.9565 | 16.7839
33.5008 | -21.1114 | 20.2419
14.2317 | 30.9697 | 1.4694
31.5824 | -12.594 | 14.982
21.0207 | 11.9489 | 17.5863
25.6679 | 47.3023 | 3.1197
19.465 | 43.2942 | 0.55409
35.5765 | 9.1372 | 3.6789
20.17 | 24.587 | 8.2679
17.2441 | 20.3079 | 8.716
22.2072 | 8.8541 | 12.7388
39.009 | 22.9536 | 10.6547
30.8809 | 37.3274 | 22.3425
19.0882 | -14.5027 | 14.7373
35.9354 | -16.3475 | 1.4599
31.693 | 27.4012 | 2.4238
23.8404 | 21.2029 | 9.0905
25.3676 | 14.393 | 19.7451
14.877 | 11.8007 | 8.2093
22.0341 | 0.67585 | 10.4185
11.6846 | -14.2727 | 11.1516
13.0177 | 46.7258 | 0.87445
27.2236 | 17.9883 | 18.1843
33.5737 | -20.7574 | 3.9526
20.2697 | 19.8691 | 13.8177
35.0138 | 10.4292 | 5.3284
19.376 | 42.6853 | 1.336
30.5907 | -21.9809 | 15.692
25.3873 | 51.0002 | 5.2907
30.5152 | 13.708 | 23.8166
39.6477 | 14.5049 | 36.2166
43.4889 | 36.7667 | 18.6286
41.5126 | 25.2136 | 36.0115
40.6907 | 19.8694 | 14.3974
40.6854 | 0.84899 | 7.6721
26.1488 | 19.579 | 9.1765
33.2633 | 14.519 | 13.1743
36.0999 | 18.1487 | 27.5423
30.2644 | 26.8066 | 2.45
30.1842 | -1.3889 | 4.0855
36.4213 | 65.4169 | 4.5348
33.9264 | 48.412 | 20.5416
32.3347 | 14.9776 | 13.3404
35.5773 | 23.397 | 0.58062
18.9868 | 55.1041 | 4.5414
36.4137 | -15.9306 | 13.2629
46.4748 | -23.9638 | 1.951
20.1098 | 9.1124 | 2.9779
26.986 | 15.1916 | 2.7312
32.9119 | 51.7111 | 8.4063
31.6734 | -6.1287 | 15.6582
23.7693 | 20.187 | 4.5603
42.3911 | 37.6352 | 16.2289
34.1094 | 20.1836 | 9.6106
26.6475 | 27.0233 | 1.7149
41.859 | 7.9659 | 6.1542
24.5272 | 18.7127 | 10.9759
44.9122 | 35.8472 | 19.4795
31.1434 | -0.82798 | 3.2675
25.3489 | 12.4117 | 14.1827
28.4417 | -3.6279 | 1.285
32.009 | -24.141 | 0.37698
29.0226 | 0.45245 | 11.6925
31.0418 | 11.9259 | 10.0897
40.2682 | 30.3823 | 12.113
43.786 | 15.0893 | 20.096
30.9342 | 23.818 | 21.1211
27.4238 | 3.9957 | 26.0682
33.729 | 2.3472 | 8.1267
23.2877 | 25.1609 | 5.7325
32.0818 | 38.4088 | 1.1178
37.261 | 28.1425 | 14.7951
21.2395 | 30.1632 | 0.036263
24.9096 | 48.6801 | 13.8662
31.1504 | -15.7943 | 17.5063
32.0708 | -11.4458 | 27.8193
22.2374 | 9.0684 | 19.4373
37.8674 | 11.6091 | 4.1055
29.8665 | 4.796 | 16.0263
13.8333 | 22.7277 | 5.5846
44.8614 | 53.4283 | 22.7246
15.6586 | -1.7092 | 0.066067
28.4209 | 34.2174 | 2.6055
35.4107 | 38.0272 | 11.2887
33.8768 | 36.4816 | 24.083
15.2833 | 13.7617 | 5.0635
32.8295 | 20.9542 | 28.1305
34.39 | 36.1986 | 12.8482
33.6981 | 22.0601 | 10.8167
28.0349 | 56.3022 | 7.0258
26.3832 | 1.4928 | 12.717
27.4747 | 12.2417 | 2.0516
35.1701 | 28.0948 | 5.7455
27.3035 | 43.0664 | 8.7017
41.19 | 32.7822 | 13.3285
24.6136 | 32.765 | 8.4438
35.203 | 49.3187 | 18.1576
16.4589 | 8.4811 | 16.14
13.5268 | 30.5412 | 5.7138
35.0506 | 23.3123 | 3.2909
44.4667 | 15.0589 | 21.908
32.7125 | 16.8821 | 5.9225
21.1028 | 22.7432 | 12.2837
17.3969 | 16.3443 | 8.1741
37.1362 | 12.431 | 20.9502
40.0202 | -4.371 | 22.7948
29.0293 | 34.1748 | 8.5992
46.0809 | 15.7552 | 25.1984
35.0871 | 38.9087 | 12.3009
20.9756 | -7.769 | 11.246
41.6996 | 41.5509 | 8.137
37.7687 | -9.1497 | 19.5881
28.3361 | 8.4987 | 23.245
33.7651 | 2.5616 | 23.9664
19.38 | 21.4046 | 13.0343
23.7619 | 41.0668 | 14.4404
38.4483 | 55.1256 | 7.193
31.0347 | -2.1263 | 13.5388
27.9829 | 14.6311 | 21.4962
20.6226 | 13.6637 | 15.1077
31.3627 | -15.4183 | 5.8946
20.2755 | -16.0767 | 10.8154
30.85 | 39.3533 | 6.4796
11.1 | -5.5181 | 3.6769
19.7324 | 21.2089 | 3.984
31.7094 | 39.3189 | 23.4797
31.8952 | 10.1978 | 30.0832
31.1199 | 59.1605 | 11.0535
31.6855 | 26.5493 | 16.8258
54.9423 | -3.3121 | 50.2656
36.4082 | 23.8338 | 12.9476
20.4779 | 14.0854 | 14.7158
17.4012 | -5.0225 | 16.8665
20.6743 | 27.3548 | 3.4413
35.8574 | 30.342 | 18.1668
28.7579 | 7.6821 | 22.143
24.9118 | 28.728 | 3.6228
21.536 | -16.8014 | 13.882
30.4758 | 32.1906 | 9.08
19.1141 | -2.848 | 8.5141
40.614 | 19.8584 | 8.7921
35.8723 | 34.2785 | 10.2414
51.371 | -5.72 | 23.9201
26.2142 | 11.3118 | 5.0185
27.8407 | 13.0841 | 5.4081
36.9049 | -7.4343 | 36.5933
23.3867 | -15.4519 | 14.7995
31.2218 | 18.8501 | 12.8723
21.6342 | 7.0408 | 21.0048
25.1765 | 7.6807 | 8.1575
22.6466 | 40.7256 | 8.9243
32.6991 | 14.9653 | 21.4574
33.5734 | -2.7764 | 3.9826
30.5647 | 20.7709 | 10.0931
21.4702 | 25.8624 | 5.3192
41.5559 | 3.7263 | 33.3562
33.627 | -0.23633 | 28.0052
31.0758 | 21.9847 | 9.1598
22.9201 | 7.5953 | 16.3966
30.1535 | 21.5684 | 14.7573
37.5901 | -15.8921 | 14.0541
20.8818 | -5.4501 | 11.6387
50.8106 | 13.539 | 9.6512
28.5998 | 15.0933 | 16.7059
27.0398 | -2.4107 | 15.2606
42.6829 | 26.7412 | 35.7001
32.34 | 30.7295 | 0.50461
35.6765 | 24.0076 | 32.3325
19.3171 | -3.7736 | 3.7328
35.6954 | 28.5153 | 14.9652
31.4057 | 50.4369 | 15.6452
28.98 | -26.3663 | 5.5923
30.1249 | 17.8622 | 26.0149
41.5589 | 33.7797 | 24.4031
25.5668 | -0.11795 | 24.7929
8.169 | 12.0016 | 3.6768
42.4084 | -0.38327 | 12.7412
29.5438 | 19.7964 | 21.9493
17.5177 | 38.0865 | 8.5679
36.3739 | 16.3397 | 21.7093
24.0607 | 16.2375 | 2.392
26.6293 | 22.7458 | 1.7875
13.7926 | 27.8982 | 9.8165
22.6633 | 10.1148 | 21.5378
17.8208 | 4.5909 | 13.5924
29.0743 | 29.6455 | 23.5574
24.9047 | 13.9056 | 22.3272
10.9944 | 22.5493 | 8.9495
28.9879 | 16.9941 | 25.3676
39.8404 | 1.7523 | 34.8446
32.0854 | 48.0357 | 14.4129
21.2088 | 12.6654 | 12.3355
27.6528 | 26.3781 | 11.2179
37.4562 | 32.999 | 25.111
36.1775 | 24.554 | 32.8142
23.18 | 31.2763 | 15.7905
21.8941 | 10.8943 | 9.2194
36.7853 | 18.4424 | 20.8107
26.1435 | 3.1856 | 12.5673
39.1052 | -0.31535 | 28.2122
41.2045 | 8.5056 | 7.1502
39.7545 | -13.229 | 18.6341
42.145 | 34.5197 | 13.329
29.1616 | -19.3227 | 21.3878
36.6492 | 33.3003 | 12.9782
47.8934 | 20.8033 | 39.6834
36.0642 | 53.8022 | 14.8314
22.4949 | 10.1118 | 9.5719
40.0693 | 12.2454 | 18.2617
42.6351 | 38.6383 | 9.2661
31.6837 | 12.1459 | 18.5746
30.564 | -18.2677 | 9.1654
37.7075 | 4.6287 | 28.4239
37.3903 | 29.5598 | 23.7714
37.4299 | 8.7631 | 32.3067
22.2935 | -2.1446 | 21.962
41.6673 | 15.563 | 39.4995
26.1185 | -9.8716 | 22.762
40.9092 | 0.39824 | 28.5819
24.3604 | 27.2895 | 18.871
44.3812 | 2.7584 | 31.6994
28.7767 | 50.8333 | 12.3009
-1.5897 | 22.1081 | -0.66175
24.5263 | 10.8702 | 10.1644
21.7779 | 8.878 | 11.6643
22.4697 | 6.6526 | 14.9274
37.8602 | -22.0394 | 30.5963
18.0503 | 0.28847 | 17.0677
21.221 | -15.071 | 13.7756
36.9303 | 36.9026 | 2.7312
36.9506 | 15.0495 | 25.2729
31.344 | 35.9088 | 4.025
18.7768 | 5.9004 | 12.8709
23.6276 | 3.787 | 11.3043
27.4488 | 15.735 | 17.768
32.0728 | -11.8561 | 22.2031
22.6891 | -10.6915 | 19.1346
29.2227 | -25.6098 | 19.7844
20.2352 | 1.8108 | 1.9832
31.7422 | 51.5142 | 4.2042
27.044 | -15.3663 | 8.7771
23.3274 | 17.9925 | 9.6102
23.8328 | -5.9542 | 16.4492
29.3071 | 8.2167 | 3.6982
31.1937 | 55.6596 | 15.6357
33.0993 | -25.496 | 13.4327
43.1449 | 22.8358 | 12.4414
19.7327 | 10.1028 | 6.1894
33.8745 | 34.6774 | 25.2086
34.3684 | 4.3004 | 19.3175
31.7389 | 10.7064 | 26.8923
34.615 | 53.9428 | 20.2687
31.8053 | -21.3035 | 6.2604
26.5269 | 40.2975 | 7.996
38.2645 | 40.4453 | 27.2893
33.6243 | 13.9728 | 11.0763
36.9948 | 21.6379 | 16.0268
9.6017 | 24.2404 | 2.5412
31.4373 | 30.5336 | 1.4589
27.8301 | -58.3032 | 5.007
23.0091 | -18.3047 | 15.6685
34.1092 | 27.0679 | 3.9344
20.6992 | 4.968 | 9.0189
23.2046 | 44.5646 | 10.0173
32.0889 | 34.4192 | 4.7428
28.9707 | 26.07 | 4.1136
34.115 | 15.5434 | 14.6454
34.2128 | 7.2815 | 16.4194
30.459 | 30.7894 | 12.1247
28.9944 | 64.512 | 7.2413
37.7672 | 32.4984 | 16.0748
24.734 | 14.2586 | 10.4242
37.8516 | -1.0917 | 27.2115
18.2986 | 5.6036 | 3.562
33.7854 | 31.2033 | 23.0758
38.8533 | -0.22395 | 23.7965
28.5192 | 37.9133 | 0.85568
38.1664 | 32.854 | 28.8329
26.0101 | -27.0069 | 4.7985
36.9536 | 21.385 | 15.9243
31.0032 | -6.3871 | 14.4405
27.6735 | 7.0928 | 26.8634
25.2372 | 0.78195 | 21.7533
37.3725 | 12.0641 | 4.5481
44.6187 | -6.205 | 33.4224
33.3961 | 8.5108 | 17.9541
28.7766 | 5.1147 | 17.6681
25.6833 | -8.2908 | 12.6936
27.606 | -3.426 | 11.1365
27.4388 | 9.5534 | 15.0319
41.622 | 35.1259 | 28.5699
28.8111 | 7.441 | 11.0734
9.1431 | 18.8468 | 8.4261
28.9932 | 7.1691 | 14.424
35.4611 | 37.3675 | 9.5113
24.2282 | 7.8139 | 6.3601
20.7855 | 32.578 | 9.7888
29.0184 | 1.6824 | 19.4338
21.0101 | -19.7036 | 17.3843
48.4747 | -17.8148 | 3.5549
29.8383 | 18.2791 | 0.28078
24.6453 | 18.4124 | 17.0762
33.578 | 43.7772 | 21.0544
20.1031 | 15.7478 | 12.0877
30.6831 | 28.092 | 2.2156
37.6302 | 31.3354 | 9.5533
36.0569 | -15.5987 | 15.7181
26.9276 | 27.8877 | 18.2894
26.5283 | 28.3362 | 16.5649
39.4831 | 40.0384 | 19.3743
12.2225 | 24.4869 | 7.6394
30.1856 | 7.436 | 25.8619
24.4205 | -0.15707 | 8.1307
30.2597 | 5.2368 | 7.2954
18.4256 | 18.3 | 11.19
23.3661 | 24.9385 | 14.1021
41.0254 | -22.8452 | 10.8149
17.2808 | 36.3142 | 2.0312
35.7067 | 28.1403 | 20.9365
42.3698 | 47.0995 | 14.4074
41.4356 | 25.3439 | 13.9499
24.256 | -34.2329 | 10.7189
21.6158 | -2.3819 | 5.838
24.9394 | 11.1061 | 3.3407
30.3669 | 32.8036 | 3.7479
28.4061 | 13.2364 | 4.1203
23.3204 | 32.1319 | 8.1347
23.2472 | -12.8698 | 15.3335
16.3242 | -11.9001 | 9.1924
29.4075 | 2.8694 | 22.1604
25.4696 | 16.3377 | 9.3863
23.6867 | 2.7555 | 7.6934
25.5321 | -15.6878 | 12.2039
29.9767 | -0.97427 | 5.7832
22.5173 | -33.7661 | 4.676
16.7993 | 10.7315 | 9.2757
34.5105 | 13.0472 | 6.2079
37.0427 | 47.6669 | 21.6242
19.8342 | 5.8066 | 4.9102
8.3814 | 25.1041 | 7.4961
18.3734 | -6.4476 | 15.4129

## old_load
51.1339 | 31.9365 | 33.7725
51.6154 | 27.9077 | 23.0858
51.7534 | 24.1392 | 18.7937
43.8477 | 19.5372 | 8.8137
38.7734 | 36.8719 | 4.6067
55.9204 | 31.201 | 20.3668
53.6418 | 23.2658 | 30.8538
52.8957 | 32.3874 | 13.7785
55.4047 | 36.1937 | 13.3711
44.0269 | 40.7123 | 29.6431
71.6345 | 38.002 | 41.4235
51.1884 | 24.3711 | 42.8079
60.1858 | 29.0204 | 34.8019
46.815 | 34.8879 | 4.9659
51.8646 | 33.5669 | 33.5372
64.664 | 24.3955 | 3.5051
37.0372 | 34.4876 | 0.89435
43.9321 | 16.8186 | 8.9346
56.7087 | 29.0685 | 42.0887
24.1327 | 37.7137 | 11.2472
37.4282 | 41.5683 | 25.1541
39.8782 | 41.2193 | 1.921
41.3378 | 22.321 | 22.4925
15.0795 | 18.3265 | 7.137
54.3331 | 27.1447 | 35.1614
67.8714 | 21.2057 | 45.8357
47.2409 | 26.6372 | 24.8564
62.2204 | 21.589 | 54.0227
61.0783 | 32.9643 | 48.1479
47.2258 | 29.7281 | 18.2815
59.9702 | 38.4149 | 30.6836
37.3356 | 24.7512 | 18.1284
43.2769 | 29.4038 | 14.6898
44.3809 | 33.7676 | 27.8663
54.0002 | 31.4781 | 45.3307
43.1434 | 35.8199 | 19.4071
38.8826 | 24.7443 | 1.255
57.1966 | 21.1768 | 24.4491
43.0704 | 16.7415 | 25.964
40.5713 | 37.707 | 27.37
43.307 | 19.6756 | 37.988
61.543 | 19.4741 | 42.6989
42.9143 | 28.0205 | 5.6317
39.3871 | 18.4379 | 23.488
46.1767 | 28.5593 | 18.8764
51.2506 | 49.2853 | 2.4084
51.7078 | 18.4577 | 18.3919
38.0102 | 51.1778 | 0.97209
51.7648 | 51.1898 | 19.4811
55.1557 | 28.64 | 27.8402
62.5897 | 34.8685 | 13.7587
63.7165 | 28.8885 | 1.5364
48.8656 | 33.8436 | 24.1186
34.1127 | 34.0255 | 2.7569
43.2723 | 22.6214 | 25.0826
50.1606 | 16.3351 | 28.0547
52.9039 | 26.3903 | 42.628
53.6425 | 33.0814 | 26.963
49.0585 | 23.475 | 25.0027
48.8067 | 26.9795 | 39.1132
41.9656 | 21.0362 | 30.2811
64.6324 | 23.6739 | 17.9096
60.5594 | 34.565 | 21.6844
41.996 | 6.2342 | 30.2388
45.0979 | 15.95 | 25.8429
42.4232 | 35.3784 | 6.8974
43.6371 | 44.2049 | 6.6196
30.7206 | 19.9969 | 19.4848
49.1128 | 21.3259 | 33.6551
53.2305 | 21.5085 | 7.9498
44.3781 | 18.5562 | 9.2809
46.0413 | 24.7025 | 13.9767
60.6189 | 33.0964 | 45.0358
50.0038 | 19.5532 | 2.2616
47.549 | 8.1494 | 17.5033
59.0722 | 34.8359 | 14.1326
46.6647 | 10.0776 | 24.2987
44.6924 | 27.421 | 28.6062
40.776 | 49.3588 | 7.0693
56.3545 | 39.7315 | 32.0935
51.9853 | 30.28 | 27.0023
58.0654 | 41.3969 | 17.9339
44.8949 | 24.4072 | 26.8382
64.0797 | 34.0168 | 15.6563
42.597 | 33.1791 | 23.5229
42.0145 | 35.567 | 11.4759
48.2069 | 30.3689 | 9.2496
51.7075 | 9.3558 | 40.3607
61.8138 | 49.4284 | 37.1945
42.322 | 12.6144 | 21.1968
36.0815 | 39.4817 | 15.6682
53.1284 | 36.0905 | 27.2432
50.8713 | 40.4519 | 33.6027
38.9526 | 34.3049 | 11.302
64.2635 | 30.6617 | 45.1957
57.8103 | 23.3175 | 41.3657
46.1433 | 37.9022 | 7.384
64.8366 | 21.4425 | 55.9431
45.3821 | 44.353 | 15.3727
45.4646 | 23.4569 | 30.1916
55.5463 | 15.5533 | 0.48381
45.3882 | 28.0023 | 9.7654
67.5661 | 36.2165 | 36.5448
63.0653 | 43.1207 | 3.0773
40.4143 | 31.4626 | 0.5304
44.3148 | 22.2072 | 38.3795
52.3348 | 34.5228 | 9.5463
45.0898 | 44.5299 | 31.3249
54.3875 | 31.3413 | 21.4317
51.9204 | 22.7241 | 44.1807
55.6217 | 34.7254 | 8.8429
41.9027 | 26.1535 | 8.3749
44.1861 | 24.2869 | 8.1171
48.4848 | 43.0589 | 26.0685
44.6598 | 28.6982 | 23.2019
59.0657 | 27.3589 | 28.3513
41.3231 | 10.0317 | 29.3447
44.9241 | 27.8272 | 39.5334
42.37 | 11.0413 | 40.0988
50.7079 | 44.1196 | 1.1949
54.4861 | 32.7157 | 14.4832
55.067 | 23.3759 | 35.3248
45.8904 | 18.3942 | 15.1064
59.5805 | 34.7902 | 35.4336
41.2377 | 22.5709 | 37.3176
55.6025 | 27.9695 | 2.4404
51.9987 | 20.8098 | 8.5462
55.4063 | 34.8237 | 26.3033
58.3839 | 28.5491 | 21.8427
49.3065 | 24.4715 | 28.1231
52.807 | 14.4226 | 36.1858
42.0569 | 40.0964 | 22.7058
38.0279 | 32.7589 | 14.0141
65.2562 | 24.4213 | 43.9027
38.6549 | 33.8856 | 30.4343
54.4746 | 42.7319 | 12.7051
50.0644 | 17.0576 | 22.2372
53.9881 | 45.805 | 32.2757
43.59 | 16.7259 | 26.1813
77.8026 | 42.9657 | 29.3298
39.5597 | 16.759 | 0.77966
50.5031 | 24.892 | 35.4169
61.5435 | 36.4051 | 29.044
32.5331 | 29.158 | 10.1074
53.4329 | 37.0929 | 7.2328
75.544 | 36.179 | 0.44733
45.7363 | 13.1139 | 7.802
45.6208 | 32.7166 | 23.2452
69.2588 | 18.0751 | 43.3089
51.1803 | 34.5219 | 18.4608
45.4332 | 43.9361 | 28.4033
60.5775 | 49.4997 | 27.9352
57.7764 | 34.9739 | 34.7229
24.2683 | 22.0439 | 16.1159
39.5251 | 24.5818 | 32.1772
62.901 | 36.2315 | 47.8197
68.7346 | 26.6469 | 14.5143
47.7545 | 34.4617 | 31.4345
41.2481 | 34.4582 | 23.2839
40.5158 | 32.7044 | 1.7737
46.515 | 15.3754 | 2.4405
48.4904 | 30.5722 | 8.7996
47.7777 | 42.4611 | 30.8037
55.7449 | 35.4919 | 8.5327
44.2882 | 33.8615 | 0.51027
35.6856 | 34.5276 | 14.6191
51.6745 | 21.5153 | 7.1914
73.2372 | 24.5348 | 9.5349
34.9292 | 32.3285 | 9.0695
35.5743 | 27.4015 | 5.3584
43.4742 | 35.6994 | 6.808
43.98 | 36.6972 | 33.9591
70.4207 | 36.9927 | 16.8582
57.8184 | 27.5183 | 44.0438
50.4026 | 4.0363 | 10.5425
45.976 | 28.2863 | 2.6645
46.4749 | 29.3143 | 8.4591
52.2648 | 37.8399 | 6.8392
37.6296 | 21.3883 | 34.3942
62.2893 | 34.2755 | 48.3198
41.3105 | 57.8193 | 1.107
45.5943 | 2.7133 | 11.1706
54.8345 | 23.4268 | 45.0491
69.4034 | 25.2818 | 9.6296
52.3095 | 27.7124 | 0.93205
42.169 | 28.2136 | 17.952
42.9001 | 38.0876 | 20.7264
56.6592 | 26.462 | 45.7361
48.0192 | 15.0742 | 11.3131
50.5384 | 39.1776 | 28.1108
38.7768 | 37.4705 | 5.8508
37.7718 | 42.4746 | 7.3425
69.8312 | 54.2921 | 35.6071
49.9275 | 34.5248 | 27.8795
44.0987 | 11.6882 | 14.4469
46.9684 | 36.9626 | 1.6647
64.576 | 24.3873 | 11.2252
36.5136 | 16.4742 | 34.8023
71.3199 | 35.292 | 27.8464
73.5931 | 16.2719 | 39.2545
64.9649 | 27.1306 | 18.6347
45.3033 | 28.2204 | 17.6996
53.4056 | 13.8548 | 0.30612
39.4908 | 31.2897 | 25.5558
53.6212 | 32.0251 | 26.1774
42.6764 | 35.2754 | 26.667
43.1011 | 22.8128 | 2.5985
70.924 | 27.1379 | 17.7346
24.4524 | 24.586 | 16.7182
60.139 | 31.0761 | 2.9699
57.1296 | 46.113 | 23.5883
56.8936 | 28.1129 | 49.7339
46.1756 | 21.5146 | 22.2067
65.2998 | 29.9306 | 23.5017
55.9106 | 28.6131 | 28.5478
63.9934 | 23.8464 | 49.3074
57.3784 | 17.656 | 46.5341
40.9744 | 17.6509 | 30.8507
54.7181 | 32.4051 | 24.3802
44.5034 | 28.1885 | 19.047
42.5745 | 32.0065 | 20.3592
56.6791 | 8.3713 | 36.0642
59.2653 | 28.0064 | 7.54
65.487 | 19.7652 | 51.5031
40.4998 | 31.9482 | 6.5015
41.2808 | 33.3294 | 7.015
61.7717 | 28.4017 | 46.1922
53.7808 | 19.1254 | 20.9072
67.337 | 43.9743 | 35.3027
64.7871 | 43.9755 | 13.8777
46.7684 | 39.9888 | 3.1278
45.3395 | 36.6116 | 26.0723
49.4173 | 21.4361 | 28.6403
52.2492 | 33.1287 | 30.9078
51.7819 | 26.9718 | 15.7979
41.3357 | 38.8462 | 29.9834
46.6681 | 42.5115 | 13.011
60.8847 | 21.3214 | 21.209
59.3671 | 25.5679 | 29.2733
35.9191 | 32.0106 | 9.5806
48.5179 | 26.1327 | 25.2871
44.7582 | 33.237 | 35.6912
47.8901 | 30.2657 | 18.5379
50.4142 | 36.6818 | 4.2596
46.4154 | 22.6352 | 32.8463
60.5538 | 33.0618 | 16.2806
49.5255 | 36.6811 | 2.7296
51.2188 | 33.078 | 20.5784
65.1633 | 38.0747 | 10.4976
28.8669 | 29.1232 | 4.5797
47.7496 | 37.2507 | 21.1253
51.1362 | 27.5125 | 29.634
32.3335 | 27.9644 | 6.9122
41.8254 | 14.8004 | 31.6952
50.4464 | 34.0988 | 35.8592
44.9728 | 31.2081 | 12.6328
38.0305 | 11.2793 | 33.5775
56.7451 | 27.4609 | 2.3641
55.2742 | 29.8942 | 9.8201
54.6487 | 25.0101 | 15.8925
58.8005 | 25.4668 | 21.4071
47.1997 | 39.7156 | 10.6741
56.4953 | 33.25 | 25.2623
48.3522 | 40.241 | 8.9084
49.0414 | 13.846 | 7.2439
43.4139 | 20.6875 | 3.5548
53.5303 | 47.893 | 26.7257
39.4477 | 2.9058 | 10.2597
35.8438 | 29.146 | 0.84032
41.4927 | 25.9374 | 25.0749
45.842 | 26.4926 | 27.7062
45.3591 | 31.8246 | 16.8397
41.4737 | 27.4523 | 31.5787
75.0623 | 15.709 | 44.8629
59.062 | 46.9204 | 4.8263
40.5758 | 24.2754 | 33.2773
42.4469 | 32.3513 | 23.1676
54.7605 | 21.2145 | 40.1621
44.9673 | 24.6011 | 35.2749
47.2392 | 50.2825 | 12.4826
37.5375 | 41.9471 | 6.5656
45.6088 | 35.8875 | 30.428
54.9957 | 21.7028 | 29.8358
52.143 | 20.1034 | 3.8661
54.7495 | 13.3302 | 34.4014
66.4938 | 37.8284 | 23.8269
49.9471 | 26.4082 | 15.6563
47.6785 | 28.9982 | 20.7376
43.2149 | 19.1284 | 32.7067
56.3233 | 35.1367 | 11.7267
44.8249 | 20.2712 | 9.0585
49.9673 | 43.6982 | 35.535
59.7058 | 39.3178 | 15.5125
40.0927 | 35.0839 | 24.9086
39.8539 | 32.0033 | 1.6255
51.9852 | 31.5449 | 43.8733
67.6448 | 12.2572 | 58.9297
52.6982 | 46.0375 | 36.5779
48.2258 | 31.1822 | 6.2892
47.1659 | 28.8194 | 16.2337
64.4538 | 26.6688 | 55.618
48.3862 | 17.3572 | 30.0006
68.2152 | 14.9474 | 39.8095
41.9949 | 23.0579 | 26.5056
34.9453 | 27.1247 | 16.3292
50.7438 | 41.7098 | 20.6899
57.5171 | 29.6168 | 47.3056
48.999 | 35.3038 | 34.6734
59.8113 | 29.6182 | 34.8556
44.0485 | 48.534 | 24.8722
60.4589 | 28.3837 | 4.2438
71.12 | 8.186 | 45.7196
32.9948 | 27.4217 | 15.1177
39.5072 | 27.5981 | 7.1721
50.9029 | 39.3732 | 20.7935
36.3997 | 34.5133 | 18.3193
50.6922 | 28.4927 | 44.0296
55.116 | 24.8767 | 39.9941
39.2679 | 33.7195 | 13.5838
58.4119 | 10.61 | 30.6393
42.1053 | 14.1157 | 38.9476
53.7956 | 17.3815 | 21.7162
49.8367 | 42.1279 | 14.5002
63.463 | 26.9219 | 24.8993
64.7836 | 25.2277 | 53.0928
65.9708 | 37.911 | 29.9054
57.7263 | 32.84 | 33.0745
50.9295 | 33.4875 | 30.9607
62.5538 | 37.8206 | 47.7346
53.49 | 31.3603 | 24.7653
67.7017 | 25.5638 | 28.6154
43.1489 | 32.4767 | 22.545
46.8983 | 24.0223 | 12.314
32.9034 | 25.7289 | 1.3406
67.679 | 27.1195 | 3.8358
49.6755 | 29.296 | 16.5251
39.2002 | 22.6542 | 18.5334
60.6208 | 47.9755 | 22.8882
52.2345 | 41.8444 | 13.999
40.3983 | 30.2436 | 11.637
35.6975 | 23.6369 | 4.6333
76.1535 | 22.9825 | 64.42
50.6779 | 27.494 | 8.8286
47.6156 | -1.0986 | 41.457
51.3018 | 27.2747 | 2.8074
42.4995 | 31.9812 | 7.2481
35.0042 | 27.6216 | 27.2814
60.7277 | 38.6352 | 2.8916
53.6039 | 42.803 | 10.6431
41.5675 | 35.8307 | 16.7574
56.0923 | 28.6633 | 38.4244
47.4722 | 16.7244 | 12.8006
38.7325 | 33.0659 | 6.3412
63.7538 | 16.8369 | 36.7036
43.5318 | 20.1582 | 7.5596
44.1122 | 18.9033 | 13.0471
61.5666 | 46.7808 | 27.1564
40.1601 | 22.551 | 13.2714
47.2004 | 11.3638 | 8.9695
43.7934 | 16.8163 | 17.475
57.1352 | 34.1934 | 47.0131
45.4808 | 46.2805 | 4.746
54.6286 | 54.3402 | 29.8057
53.5076 | 59.0563 | 23.8472
58.3221 | 40.6833 | 12.5404
48.1985 | 35.6042 | 33.1551
46.96 | 22.2033 | 11.554
37.5181 | 19.1218 | 15.2472
59.1302 | 16.7105 | 10.3003
51.9689 | 26.5465 | 8.3778
45.7811 | 42.6637 | 0.44113
62.8726 | 27.8223 | 49.582
45.3801 | 42.6652 | 32.4583
51.3169 | 32.5963 | 40.0417
63.0351 | 25.4539 | 45.3502
37.0981 | 44.2715 | 0.15541
41.271 | 38.91 | 29.7196
59.3602 | 18.9277 | 18.3244
44.6345 | 19.5932 | 33.5561
66.2118 | 29.2891 | 44.3743
56.93 | 21.3611 | 39.0637
34.1485 | 15.5217 | 28.463
71.3818 | 39.4334 | 47.1669
48.6099 | 48.5879 | 14.4763
54.4885 | 20.8918 | 39.6444
33.082 | 35.6074 | 9.2393
58.4509 | 23.7665 | 52.69
66.3846 | 24.2083 | 43.5234
68.713 | 32.9851 | 0.61389
52.7425 | 13.3698 | 23.8538
51.333 | 39.7721 | 32.0924
52.3994 | 16.8849 | 3.8412
35.8272 | 28.4851 | 30.6286
54.417 | 18.0219 | 3.8871
47.0362 | 39.8967 | 4.0954
52.966 | 18.573 | 15.6063
33.7338 | 26.7185 | 21.2465
63.9913 | 31.7037 | 6.9161
64.5343 | 24.6472 | 36.5658
38.1924 | 46.1197 | 10.9711
39.5725 | 23.2211 | 36.1664
57.1095 | 42.4929 | 11.8372
50.3863 | 23.9272 | 10.8391
50.7343 | 29.5633 | 33.7882
30.2769 | 29.5244 | 5.2381
57.6524 | 32.3727 | 31.6478
43.5873 | 54.736 | 23.2892
51.824 | 33.183 | 4.884
64.2655 | 31.2398 | 1.7979
60.1736 | 33.4691 | 9.5041
48.467 | 15.1333 | 39.3066
63.7957 | 31.7126 | 19.2015
59.7121 | 23.683 | 29.2561
44.6763 | 25.3684 | 2.1992
58.6509 | 29.2814 | 10.1129
48.9261 | 34.5923 | 14.1066
54.3006 | 24.4776 | 17.9105
53.1718 | 33.6809 | 8.6855
50.3696 | 43.271 | 9.5631
49.0107 | 37.1341 | 27.1617
42.8133 | 33.864 | 9.5444
44.7307 | 46.2496 | 21.4307
60.2892 | 26.5221 | 32.0022
50.5603 | 35.2243 | 33.9885
55.799 | 25.4739 | 46.44
60.9565 | 38.5216 | 28.222
45.4145 | 19.0394 | 36.6595
58.3274 | 35.5069 | 11.7101
47.2255 | 27.7877 | 35.0575
48.1726 | 40.1734 | 0.99414
35.3921 | 25.9883 | 27.9398
42.8598 | 22.9585 | 12.1783
56.9349 | 25.0097 | 38.9917
45.0848 | 24.0816 | 34.905
41.9602 | 28.5635 | 7.6212
44.8974 | 39.4285 | 31.8915
55.4711 | 24.3774 | 7.0852
41.7892 | 40.2101 | 16.6614
60.3041 | 31.4741 | 36.2845
47.6192 | 36.3939 | 34.7173
77.6087 | 39.4462 | 56.9588
40.8087 | 16.7121 | 7.5389
52.7119 | 32.5402 | 5.5604
35.5138 | 39.0141 | 25.5463
60.2454 | 46.4169 | 30.6816
50.8111 | 32.7305 | 0.66053
37.9306 | 18.7078 | 11.185
46.0402 | 30.303 | 28.9707
38.5735 | 41.6492 | 1.8129
47.5026 | 42.5529 | 19.6354
63.2686 | 34.2777 | 31.3206
34.1464 | 20.8909 | 29.7489
58.5907 | 41.137 | 33.7763
42.5062 | 37.3024 | 4.9678
29.1535 | 18.4172 | 26.6414
49.052 | 35.188 | 19.3168
50.8306 | 25.2719 | 7.9819
33.9016 | 24.2853 | 0.21609
40.2808 | 31.8719 | 0.54206
57.5189 | 36.4826 | 23.4104
31.9212 | 46.3631 | 8.3531
61.8607 | 37.2358 | 47.4567
53.6483 | 37.2008 | 23.4476
41.6722 | 47.4648 | 7.4298
38.7165 | 14.5599 | 9.1479
45.902 | 32.6689 | 7.1369
59.5754 | 11.1422 | 41.5265
60.5475 | 35.0021 | 49.1521
57.4623 | 26.5867 | 46.6955
43.3528 | 22.5649 | 26.8808
58.312 | 19.962 | 20.2646
45.8037 | 38.7998 | 20.1186
55.4912 | 41.7723 | 9.4881
46.8271 | 19.9044 | 43.6255
44.9341 | 26.6893 | 8.1852
48.7843 | 36.7321 | 21.4787
55.202 | 26.4315 | 47.08
52.2189 | 35.7632 | 28.0115
45.5925 | 38.351 | 33.0132
42.3407 | 41.5037 | 11.1349
40.8829 | 23.2716 | 25.335
61.6822 | 52.1454 | 13.2605
40.1133 | 25.5374 | 33.5365
74.2874 | 46.6197 | 25.1661
44.8378 | 26.0676 | 7.5465
68.6624 | 32.1606 | 42.9437
45.1248 | 27.6446 | 18.9486
57.378 | 16.5411 | 20.4737
50.5303 | 48.8994 | 6.5072
63.4728 | 28.8212 | 49.9782
56.0819 | 23.8183 | 45.464
42.4199 | 19.3514 | 2.7619
57.1741 | 43.4112 | 16.9223
52.6505 | 31.6766 | 27.8839
53.6493 | 33.5653 | 33.4276
68.7497 | 43.0464 | 31.7102
64.2341 | 60.6599 | 9.1508
45.6927 | 36.0093 | 15.0415
57.6355 | 30.4665 | 47.3033
40.6967 | 21.6898 | 32.8757
45.3255 | 41.5732 | 27.7333
45.4768 | 31.5274 | 25.4736
73.2032 | 37.999 | 26.9272
35.7131 | 49.7165 | 17.3111
47.9791 | 28.3541 | 34.9103
45.098 | 38.0309 | 33.3632
35.6064 | 19.7438 | 29.7586
33.0155 | 50.0434 | 14.753
56.1149 | 30.3097 | 21.8761
51.2014 | 8.0482 | 44.3225
53.2015 | 8.3335 | 7.7043
55.8573 | 27.1552 | 48.5168
48.9866 | 31.2889 | 2.7255
53.2588 | 38.6703 | 20.4974
59.4178 | 39.1177 | 44.1776
31.9643 | 28.0702 | 26.917
54.2909 | 23.6155 | 11.8636
49.89 | 32.4306 | 6.9506
62.6919 | 33.2794 | 20.7856
47.3166 | 22.5812 | 39.3132
47.4711 | 39.6078 | 24.6317
57.7821 | 23.8715 | 8.5556
57.4046 | 28.1132 | 7.1341
45.5116 | 42.1359 | 12.5801
38.4399 | 50.366 | 23.0374
60.654 | 31.2647 | 34.5821
57.2522 | 24.2169 | 34.0675
46.0245 | 37.96 | 17.978
56.1861 | 25.4603 | 16.8044
61.5728 | 51.5415 | 5.2339
42.2339 | 43.569 | 21.2252
58.3363 | 48.7539 | 14.801
74.3777 | 46.2319 | 34.8008
37.443 | 43.5546 | 15.2474
62.1745 | 19.0803 | 41.5699
48.4492 | 27.8136 | 18.3145
45.5901 | 30.6022 | 35.7017
46.0186 | 39.1653 | 6.2758
46.5997 | 35.9189 | 12.3023
53.3902 | 18.1708 | 45.8996
43.6405 | 39.9011 | 9.9774
33.4695 | 29.9938 | 22.3653
47.3782 | 31.7954 | 4.8321
40.5704 | 29.7289 | 11.8716
48.8476 | 1.1629 | 12.9649
48.6223 | 32.0179 | 30.5069
45.2616 | 21.3961 | 5.1043
68.7568 | 24.5044 | 27.19
52.6175 | 23.1509 | 42.3606
52.3449 | 32.3763 | 41.6892
57.6732 | 41.2178 | 16.6391
48.9585 | 29.2663 | 17.4905
51.1048 | 28.8011 | 17.2457
45.105 | 31.864 | 23.9746
51.9537 | 31.8376 | 17.5816
45.9452 | 32.6318 | 34.2307
49.4427 | 40.7742 | 33.0086
50.5388 | 48.3013 | 0.89423
38.125 | 22.4816 | 15.2384
48.8878 | 21.3899 | 17.3234
57.3116 | 33.2753 | 25.3657
54.9018 | 30.3639 | 7.3254
48.8238 | 26.3272 | 32.795
58.7685 | 13.6318 | 50.9392
45.7032 | 24.9199 | 13.9876
61.3521 | 24.0737 | 50.8194
35.993 | 41.8687 | 19.1437
52.1443 | 39.3657 | 26.9241
59.2517 | 31.6669 | 19.5771
62.0614 | 34.2721 | 11.2171
51.904 | 34.4881 | 33.5174
50.4179 | 38.3998 | 18.7243
51.407 | 37.8641 | 0.57341
40.1828 | 23.6036 | 31.1232
42.1883 | 5.6462 | 41.0095
57.8863 | 34.1961 | 0.56937
49.2341 | 21.7062 | 44.7036
36.7771 | 30.8106 | 23.3032
41.0383 | 19.2134 | 33.4741
61.6323 | 36.0125 | 11.7793
48.7262 | 27.4334 | 36.6415
30.2959 | 22.2325 | 17.8452
35.3893 | 16.673 | 14.5983
44.5122 | 47.0956 | 3.6155
38.2167 | 42.849 | 14.0046
48.5917 | 42.8312 | 28.4789
38.1287 | 38.2616 | 15.2858
61.5668 | 45.1017 | 3.8119
36.9912 | 32.8617 | 10.9901
53.3529 | 28.9342 | 19.4553
42.8411 | 26.8092 | 4.232
69.4215 | 38.619 | 52.3295
43.8011 | 3.8047 | 37.5395
51.9801 | 26.41 | 18.0701
47.285 | 31.05 | 19.3202
33.9695 | 11.6539 | 7.4245
58.7954 | 25.692 | 8.8004
51.7861 | 19.5887 | 13.6376
41.0361 | 14.7426 | 32.2865
49.5816 | 22.3954 | 12.8659
45.3415 | 13.1268 | 16.474
59.937 | 41.9605 | 32.4915
59.0469 | 47.5189 | 21.394
40.4718 | 18.7005 | 15.3567
44.7665 | 44.7278 | 27.1472
51.3961 | 24.2661 | 12.4615
47.5356 | 19.5842 | 23.7494
52.7479 | 23.7084 | 11.7481
64.67 | 44.6359 | 38.5325
38.8967 | 22.035 | 12.8307
29.1254 | 26.8645 | 5.9331
44.0146 | 25.261 | 5.0055
46.5451 | 53.7097 | 15.9822
65.6141 | 34.2946 | 0.11866
48.9871 | 18.4018 | 34.8036
46.8555 | 55.5053 | 6.4709
46.5172 | 25.5051 | 38.0411
46.662 | 29.5668 | 16.5564
64.6052 | 33.3329 | 11.5863
54.352 | 26.4236 | 12.0799
58.567 | 32.5637 | 13.5204
34.7613 | 15.8546 | 25.3516
70.3579 | 35.639 | 5.8779
29.1886 | 14.144 | 17.9132
47.2533 | 18.1492 | 40.8157
39.001 | 40.4652 | 23.2621
55.7268 | 33.9963 | 18.4453
44.5679 | 41.9044 | 27.8271
50.3937 | 21.0868 | 2.5332
52.5131 | 35.1565 | 6.7353
35.379 | 34.0542 | 21.4589
39.413 | 28.7633 | 3.5049
26.2683 | 27.5429 | 15.481
46.1941 | 31.2176 | 5.4168
55.5229 | 26.8988 | 19.4596
38.5793 | 30.2476 | 31.085
60.8935 | 34.3585 | 16.9741
32.3401 | 30.7085 | 15.909
49.4063 | 27.5121 | 38.8431
50.4778 | 29.2812 | 13.4912
51.8077 | 37.1296 | 26.0285
49.4496 | 27.7655 | 38.577
56.9822 | 39.7956 | 6.5469
70.1964 | 17.5965 | 40.7659
39.7227 | 34.3565 | 10.9603
47.3364 | 17.0002 | 9.241
55.7687 | 27.1188 | 3.4968
55.3251 | 16.0427 | 10.1266
49.4045 | 27.2455 | 40.8379
40.7824 | 29.2929 | 35.0606
67.3883 | 4.5977 | 35.5953
47.8621 | 36.51 | 26.0254
67.5151 | 42.6318 | 29.8441
48.7236 | 22.1857 | 24.7455
48.6722 | 49.863 | 0.48911
53.2475 | 30.3995 | 25.011
65.2012 | 25.9389 | 22.6076
43.5952 | 40.7233 | 4.4087
57.9352 | 25.8916 | 11.6993
56.6915 | 42.3489 | 41.1354
70.0842 | 30.6298 | 1.3642
30.4367 | 33.0054 | 20.6282
45.9826 | 27.285 | 37.6839
55.1355 | 26.8319 | 3.8419
44.1956 | 31.813 | 14.648
30.576 | 24.3969 | 7.2192
49.3575 | 27.7599 | 15.5849
54.2604 | 21.076 | 17.2506
62.9144 | 34.0564 | 0.62078
52.0994 | 28.5701 | 45.1858
46.052 | 35.8728 | 12.771
47.1107 | 12.9762 | 25.4954
59.1828 | 29.8485 | 32.301
47.0308 | 30.5178 | 29.457
49.6176 | 47.2619 | 0.85473
44.7475 | 18.0377 | 12.8879
53.9183 | 28.4261 | 8.2297
64.183 | 41.063 | 24.6267
47.9674 | 36.7185 | 10.6745
65.3472 | 36.2598 | 4.4298
52.6469 | 2.1677 | 31.0615
50.8709 | 43.5297 | 34.3754
69.8368 | 15.5134 | 14.9243
53.1726 | 17.7982 | 11.8626
45.1525 | 48.5665 | 24.2507
54.6685 | 27.4886 | 34.8826
42.2122 | 41.4829 | 23.0286
44.6798 | 38.6638 | 30.1658
64.1815 | 32.8116 | 28.2123
36.8662 | 23.6594 | 3.2531
45.6969 | 31.0562 | 27.9817
43.3294 | 47.8183 | 5.0942
67.9603 | 23.8874 | 15.8671
38.5304 | 35.8848 | 17.624
59.7279 | 47.734 | 5.1998
67.7764 | 24.3264 | 18.8791
55.5922 | 18.7195 | 9.9843
73.0225 | 31.5805 | 46.7432
47.5854 | 36.1271 | 5.202
49.746 | 33.7377 | 38.0902
58.5077 | 33.6603 | 37.7899
61.0805 | 32.2455 | 23.6324
36.8856 | 25.709 | 12.4337
49.9553 | 32.8605 | 26.9806
50.5793 | 42.0555 | 14.9149
59.7464 | 14.4548 | 56.3889
70.386 | 23.1146 | 62.8749
61.3257 | 47.511 | 26.609
52.0972 | 17.8506 | 4.2623
59.7575 | 29.8353 | 7.648
52.5111 | 34.2343 | 26.7781
53.7105 | 42.3789 | 13.914
55.8461 | 29.0789 | 38.392
42.7485 | 21.9195 | 23.4634
53.1976 | 39.9484 | 39.2508
41.475 | 31.0345 | 30.5836
59.6764 | 33.0146 | 27.8093
44.2657 | 48.4271 | 6.5225
38.7439 | 28.2717 | 1.8384
53.3562 | 29.2516 | 36.4702
41.942 | 37.7629 | 3.3821
44.9115 | 32.1207 | 22.1289
61.0487 | 23.9703 | 7.2686
30.3581 | 22.8161 | 19.1963
40.4952 | 21.9779 | 26.5915
57.3661 | 24.3013 | 2.7029
49.7615 | 25.9854 | 0.45271
60.5858 | 24.1665 | 20.1932
58.1927 | 28.5346 | 23.0542
68.6584 | 34.0237 | 42.6341
34.7825 | 39.5103 | 0.24379
48.486 | 39.6014 | 16.2129
36.1179 | 38.0489 | 21.7608
50.4472 | 28.4348 | 40.3505
35.7533 | 18.0806 | 0.67686
50.4902 | 27.6057 | 37.2065
29.636 | 10.8389 | 9.5316
61.6294 | 44.6473 | 19.7231
61.1276 | 26.3894 | 11.3605
55.0024 | 12.5094 | 34.25
64.2745 | 47.388 | 11.832
54.1998 | 34.8848 | 11.4689
65.3028 | 18.8129 | 52.8636
41.0925 | 33.1203 | 9.5311
60.5917 | 18.2773 | 51.4147
26.9643 | 20.3224 | 19.7244
45.0426 | 33.2915 | 32.2251
27.2138 | 27.1423 | 15.8032
54.8615 | 45.3645 | 7.922
44.8674 | 36.2613 | 24.0939
62.0152 | 35.4051 | 33.6413
46.3075 | 12.5213 | 35.9675
30.7843 | 33.8017 | 18.4842
52.377 | 4.9392 | 34.8573
52.5595 | 12.7843 | 13.187
28.1611 | 26.9387 | 10.9645
43.2789 | 23.2867 | 11.0359
55.0435 | 21.4649 | 8.9287
61.9938 | 43.497 | 16.8372
56.3089 | 42.1338 | 30.8445
55.971 | 30.5711 | 48.17
45.7504 | 37.8877 | 4.1207
50.8141 | 23.3004 | 20.1683
59.6976 | 14.6536 | 42.8888
48.4854 | 36.443 | 18.7166
43.3375 | 21.3312 | 40.0452
46.6991 | 20.4545 | 26.4592
47.4754 | 34.7541 | 24.825
60.6099 | 27.9909 | 49.8689
60.2779 | 28.5284 | 36.3893
39.3536 | 24.3097 | 11.4525
41.768 | 30.4172 | 6.2049
73.0854 | 14.899 | 48.3047
47.7601 | 10.5201 | 39.5943
52.5221 | 24.0747 | 10.4801
42.4532 | 37.5963 | 22.4031
53.6859 | 6.8979 | 14.6774
36.6144 | 30.9318 | 26.2958
40.5503 | 19.3361 | 11.6045
41.7187 | 33.8068 | 26.0917
46.8913 | 15.0106 | 11.0965
56.3893 | 14.6359 | 16.9089
55.7055 | 34.709 | 15.2883
42.6713 | 29.9287 | 17.2842
54.5247 | 31.9569 | 17.6413
55.9851 | 25.857 | 32.0795
42.669 | 30.9977 | 18.1689
50.9125 | 21.975 | 12.7967
42.2604 | 16.4886 | 2.7951
47.0743 | 40.7618 | 12.9241
53.4196 | 21.9405 | 26.2336
57.7947 | 16.4737 | 41.9232
47.3903 | 32.6853 | 24.8478
54.1902 | 33.2475 | 36.3135
63.6272 | 27.3757 | 12.5481
42.9158 | 27.1088 | 3.0633
54.2289 | 22.848 | 26.3321
57.1981 | 23.7362 | 18.1658
57.9725 | 24.6523 | 45.485
60.1544 | 45.0174 | 4.1172

## 80_5_15_5
80.197 | 15.0194 | 43.3856
78.4389 | 12.3533 | 7.5174
81.982 | 20.9578 | 2.7675
78.0534 | 14.0503 | 50.5043
85.1253 | 9.2962 | 72.1986
87.9173 | 6.0958 | 66.2075
80.3146 | 15.4856 | 64.087
82.4648 | 15.275 | 75.694
74.0919 | 11.6958 | 46.4853
79.4409 | 25.4134 | 16.2745
80.3776 | 16.3228 | 76.7298
79.9395 | 20.745 | 36.1098
87.5165 | 14.1322 | 62.7693
75.0331 | 15.4223 | 59.5718
86.9235 | 13.6826 | 65.9801
79.4281 | 15.6612 | 44.757
77.1032 | 16.8811 | 6.9588
84.191 | 19.2796 | 74.481
78.9406 | 17.7511 | 67.5721
87.2372 | 16.645 | 48.2138
75.9274 | 10.2119 | 34.3695
74.27 | 12.6677 | 53.9095
82.783 | 12.1783 | 72.6063
81.0164 | 9.8135 | 71.0716
77.3278 | 17.9672 | 32.9243
78.1551 | 15.8046 | 32.4309
83.5441 | 18.4341 | 7.556
86.7243 | 11.1227 | 29.4739
79.2303 | 14.0919 | 72.8318
83.152 | 16.5448 | 51.5468
77.6163 | 5.9614 | 2.9364
88.2137 | 19.8355 | 68.276
80.8617 | 18.9332 | 61.4471
80.8721 | 18.2921 | 33.4868
79.1754 | 16.2095 | 39.585
83.6625 | 16.703 | 50.6113
88.2533 | 19.7061 | 3.2215
79.0464 | 18.8265 | 25.5077
83.7603 | 9.5053 | 40.7246
77.1693 | 14.112 | 38.2972
81.8652 | 13.5085 | 19.2125
82.1344 | 14.1496 | 76.3547
67.0875 | 17.9058 | 23.7397
79.327 | 7.6647 | 68.2495
89.2978 | 15.9628 | 64.449
86.8112 | 20.9449 | 13.7903
77.6302 | 19.5673 | 54.2653
82.3321 | 10.9063 | 26.9648
77.4875 | 14.9426 | 17.6655
77.2182 | 14.3974 | 50.8391
72.548 | 8.6224 | 31.9641
85.4316 | 17.1635 | 48.2314
85.8468 | 16.3514 | 34.2069
82.2226 | 18.9964 | 10.4379
77.2818 | 10.3763 | 56.5699
77.257 | 16.5854 | 8.2802
76.4982 | 10.0452 | 69.253
75.6265 | 18.2825 | 60.8159
79.5664 | 13.4071 | 27.006
75.5223 | 12.6844 | 51.2008
75.0554 | 13.2232 | 46.7483
79.0986 | 17.3418 | 36.3604
71.4203 | 11.582 | 59.8103
84.1226 | 14.6515 | 58.8988
80.9316 | 5.5547 | 73.3661
79.7068 | 13.5957 | 33.3279
79.0212 | 18.3662 | 50.2944
81.7417 | 5.9769 | 36.8664
82.7868 | 9.6372 | 53.2384
84.0458 | 21.3285 | 14.7817
80.9074 | 18.6269 | 3.6647
75.0906 | 10.2373 | 0.32962
83.9511 | 8.7306 | 77.9805
84.4282 | 19.9048 | 72.8825
81.2194 | 7.9596 | 63.6659
82.0049 | 13.3556 | 2.5428
81.9401 | 14.2282 | 32.3252
83.5576 | 19.7547 | 7.8673
82.8379 | 23.4967 | 52.7647
85.303 | 14.6298 | 8.6644
78.533 | 15.1615 | 3.457
80.1281 | 13.1076 | 37.9976
74.1956 | 20.5507 | 11.3898
80.227 | 14.0112 | 36.6706
75.5568 | 20.5631 | 36.4351
80.8779 | 11.6962 | 43.9459
70.0891 | 25.1169 | 26.2639
76.2107 | 6.0086 | 53.5302
79.8298 | 12.6136 | 56.9622
82.6617 | 12.9952 | 48.0271
78.2391 | 15.2767 | 41.7076
80.2239 | 21.1052 | 8.6387
78.2636 | 9.5533 | 39.7699
81.1273 | 24.3651 | 21.5052
93.7211 | 8.7669 | 14.6077
78.1823 | 17.3929 | 44.8717
84.5466 | 5.1922 | 22.9128
92.6245 | 21.6787 | 46.7479
74.7529 | 12.4764 | 28.5082
85.1847 | 16.8025 | 67.4101
84.3948 | 22.1499 | 70.6348
73.2045 | 18.7065 | 20.4382
79.6936 | 15.5401 | 57.2036
78.1013 | 15.6349 | 24.0534
81.3531 | 17.5015 | 0.38923
78.2129 | 16.8071 | 9.7043
67.4999 | 19.0382 | 0.097747
86.9501 | 9.4979 | 40.8642
78.6772 | 19.6096 | 18.2629
79.7081 | 11.7067 | 5.7211
83.9475 | 14.3009 | 72.0716
74.6982 | 19.5842 | 68.0184
75.3676 | 19.3755 | 4.29
79.5635 | 14.6355 | 10.4112
85.4358 | 20.0123 | 0.34772
81.3489 | 19.7318 | 63.0993
86.3363 | 10.3249 | 15.8291
90.1518 | 15.4343 | 54.1593
75.7523 | 18.7961 | 66.1608
81.7448 | 15.4358 | 66.1553
82.426 | 26.1206 | 61.0613
76.9227 | 10.6455 | 70.5458
79.8682 | 9.4198 | 58.4909
75.597 | 15.2377 | 3.1261
85.0333 | 15.1661 | 37.5832
83.992 | 15.3015 | 76.2595
78.3001 | 12.662 | 33.6157
81.4041 | 25.2266 | 63.8869
89.1547 | 10.6243 | 31.4919
80.9625 | 20.196 | 36.2275
69.2787 | 19.3611 | 49.6538
81.5557 | 19.9806 | 37.1214
73.2891 | 17.6196 | 14.2497
88.1324 | 10.5964 | 56.6114
75.1228 | 9.5363 | 33.5286
80.3733 | 15.893 | 10.9133
84.3215 | 18.8978 | 5.6639
80.3136 | 23.3266 | 32.391
86.9587 | 11.9924 | 80.3334
77.5809 | 11.2774 | 30.1918
82.0088 | 15.66 | 61.703
85.6652 | 15.1579 | 74.1345
72.0293 | 17.8049 | 28.6007
74.1348 | 18.2988 | 52.803
77.2976 | 17.8121 | 30.2674
72.8296 | 17.4692 | 49.6928
79.2184 | 21.5043 | 18.6922
76.0516 | 14.5466 | 62.9477
78.3274 | 10.7365 | 28.9297
69.4515 | 13.703 | 34.1775
79.8584 | 15.7906 | 62.5572
81.295 | 0.044534 | 17.1642
74.9824 | 4.1729 | 67.7251
76.5572 | 18.9717 | 0.34136
85.0074 | 11.7173 | 71.7892
66.5481 | 15.9205 | 24.8952
85.2734 | 14.6195 | 58.2855
87.8757 | 18.3652 | 34.8863
73.9822 | 21.7558 | 27.0306
85.9818 | 13.9496 | 49.4829
82.2258 | 17.5709 | 72.8339
78.6055 | 11.3609 | 33.4727
85.0519 | 7.4905 | 4.0643
80.1197 | 13.5265 | 27.1928
85.1142 | 14.7041 | 10.6774
87.3492 | 16.2444 | 10.2011
88.6727 | 10.5644 | 19.6578
79.3387 | 9.3139 | 50.7395
78.3094 | 19.6396 | 7.7544
82.8041 | 18.2023 | 76.5274
76.0139 | 20.9111 | 3.6611
88.9334 | 15.9259 | 14.5641
83.4454 | 22.8836 | 9.4764
86.3003 | 16.007 | 57.6466
71.53 | 9.3125 | 12.9239
87.244 | 25.3494 | 38.5369
82.972 | 7.6754 | 3.242
86.0618 | 21.9295 | 55.8967
71.6 | 14.1478 | 36.9936
86.5607 | 17.8319 | 80.9033
80.1434 | 19.0037 | 36.9844
73.9378 | 14.33 | 34.7444
76.0988 | 14.7107 | 63.2358
72.0194 | 14.792 | 38.5989
83.249 | 18.5397 | 72.2172
77.5171 | 16.1718 | 44.0614
84.5014 | 9.8962 | 37.6303
82.2907 | 23.0762 | 0.60876
82.2047 | 6.1117 | 46.4794
85.9574 | 8.5139 | 72.1172
87.046 | 19.3667 | 38.9417
76.1984 | 9.5644 | 50.1476
84.1044 | 16.5266 | 19.3718
70.4322 | 12.7614 | 17.9656
81.0049 | 15.9193 | 0.67393
84.4382 | 9.557 | 53.7335
74.7409 | 15.8499 | 39.1479
79.868 | 9.3181 | 34.5707
80.2572 | 17.7348 | 62.8545
78.7959 | 20.9507 | 24.6262
73.8175 | 12.8429 | 12.4715
74.2342 | 21.6643 | 27.6525
83.4707 | 22.3647 | 31.7471
81.517 | 18.5632 | 65.9896
76.5387 | 14.1448 | 53.6163
72.5328 | 20.1557 | 10.0124
84.302 | 15.8008 | 69.043
78.2406 | 15.3493 | 12.9914
82.8977 | 18.2528 | 53.7209
85.099 | 26.1418 | 20.5538
73.9866 | 11.9455 | 33.7979
85.4835 | 7.1743 | 34.872
76.1162 | 12.9042 | 0.25589
74.5525 | 20.547 | 4.1095
82.287 | 14.9566 | 69.5637
81.5362 | 14.6857 | 29.917
92.5368 | 14.5879 | 14.563
76.1384 | 6.023 | 52.558
86.5232 | 18.9767 | 45.3754
87.661 | 18.212 | 34.3364
79.4239 | 14.2918 | 21.1165
84.7322 | 19.3751 | 18.8965
82.1206 | 19.8716 | 47.5951
81.3693 | 12.4949 | 15.4231
72.4454 | 19.9655 | 28.1915
79.5428 | 20.2849 | 44.1495
80.0154 | 10.8332 | 72.7224
73.1701 | 22.9974 | 28.0154
86.7546 | 28.5288 | 58.0973
82.519 | 10.6851 | 2.5619
80.0141 | 12.1348 | 54.1494
85.6797 | 19.3803 | 60.7319
74.8526 | 19.7136 | 58.5665
82.0017 | 15.4016 | 29.4522
76.5479 | 17.0344 | 13.7367
80.8846 | 13.1119 | 70.7922
85.6425 | 12.9185 | 57.3399
79.6692 | 11.7793 | 10.4104
74.2479 | 17.4327 | 13.3959
81.8588 | 17.3782 | 7.5952
80.4748 | 19.5744 | 7.7759
75.5898 | 13.8528 | 37.971
79.536 | 19.2213 | 28.5332
77.1067 | 17.0136 | 44.6345
80.0663 | 13.5602 | 0.43836
83.0472 | 19.7649 | 70.9032
80.9058 | 12.4916 | 47.4904
82.742 | 17.7076 | 70.6453
86.0535 | 21.1125 | 48.4132
76.2705 | 10.2379 | 66.7092
80.4458 | 13.629 | 11.552
74.3214 | 17.6727 | 49.4627
78.8858 | 16.9708 | 17.026
81.7277 | 15.1751 | 24.7726
92.4291 | 17.7729 | 15.873
82.973 | 13.1391 | 59.5264
78.4957 | 17.9405 | 17.9465
67.9402 | 14.5782 | 17.2581
84.0176 | 16.619 | 36.3055
88.4025 | 14.6853 | 23.3112
80.7546 | 17.4996 | 15.2869
85.2422 | 12.3628 | 73.2476
84.7516 | 16.7514 | 18.8106
76.5599 | 14.2709 | 63.6514
90.614 | 19.0709 | 62.4398
81.8477 | 11.3253 | 74.0708
87.4813 | 18.3568 | 19.5306
74.4012 | 9.0388 | 71.3231
77.5947 | 17.874 | 72.306
86.1038 | 8.5916 | 39.778
78.5798 | 14.6012 | 19.0533
84.6573 | 18.7409 | 17.2285
94.3317 | 4.9897 | 10.8654
77.9915 | 13.6168 | 45.8493
75.6557 | 12.2135 | 38.5122
81.5739 | 21.758 | 10.6883
71.4817 | 14.2543 | 68.6161
78.2611 | 18.7174 | 7.093
85.019 | 11.8725 | 54.4721
83.8611 | 18.1298 | 40.0918
87.1307 | 14.2075 | 69.438
75.1656 | 14.9584 | 38.33
84.5442 | 9.8729 | 76.3279
76.5428 | 8.7181 | 16.4379
81.5069 | 10.6929 | 49.1738
76.0594 | 8.2278 | 16.533
88.3263 | 5.6655 | 23.4031
83.4599 | 12.3338 | 49.9477
70.916 | 14.2255 | 12.8508
76.5764 | 13.8377 | 25.9086
76.3067 | 21.5926 | 39.1475
87.7851 | 17.3515 | 30.0754
74.6761 | 15.1871 | 38.028
83.3625 | 18.4629 | 66.7677
75.2155 | 15.0356 | 20.5749
84.0872 | 16.6719 | 5.9082
88.1685 | 13.5099 | 13.7938
81.5023 | 7.1413 | 22.3793
80.3052 | 16.024 | 11.1956
73.9932 | 24.0646 | 26.7479
80.4162 | 12.8716 | 13.4762
76.8941 | 19.9134 | 25.9434
86.2747 | 14.7637 | 76.7025
85.0642 | 19.953 | 55.0826
74.4749 | 19.3188 | 41.7402
80.7728 | 15.7321 | 24.1754
71.1696 | 9.7268 | 65.6249
76.1437 | 17.0527 | 21.489
76.2735 | 6.5172 | 68.5558
75.7137 | 15.4135 | 41.5669
76.0784 | 8.2301 | 8.1979
76.7579 | 13.8475 | 73.2576
75.7113 | 13.8425 | 0.31724
75.755 | 18.7426 | 70.6319
94.4863 | 14.3014 | 48.0624
80.3492 | 10.3692 | 63.6709
82.0751 | 19.9939 | 22.4944
74.9996 | 12.9303 | 2.8605
80.7707 | 10.2459 | 26.662
79.0786 | 13.1565 | 72.9843
85.8213 | 12.9425 | 48.7137
84.7399 | 7.1379 | 16.2404
93.8462 | 21.602 | 66.5241
81.7374 | 19.7452 | 34.5723
86.5032 | 24.1526 | 10.7044
86.4865 | 17.8992 | 56.7843
86.4612 | 7.9904 | 0.31312
64.2574 | 17.7774 | 42.1579
85.7902 | 7.8448 | 50.1502
71.3185 | 15.1422 | 0.7513
76.6786 | 20.2607 | 44.3763
76.491 | 5.959 | 34.4557
87.94 | 22.35 | 37.4655
85.6255 | 19.1685 | 67.9385
75.5183 | 25.2389 | 18.7015
80.3566 | 20.7638 | 60.9173
82.7124 | 22.3457 | 21.7935
83 | 14.6313 | 42.0254
79.1472 | 7.8065 | 71.1013
77.1652 | 17.6902 | 64.4782
87.5481 | 12.3516 | 24.4101
85.1356 | 8.4316 | 4.5241
75.8779 | 19.6722 | 51.0529
76.5969 | 9.304 | 29.0793
78.2371 | 16.2828 | 12.4086
76.2373 | 24.6516 | 39.3772
79.4318 | 13.1119 | 1.5408
76.2024 | 16.5455 | 59.1072
74.1489 | 11.3714 | 8.8241
81.6166 | 7.7443 | 3.6204
71.0558 | 9.0184 | 22.4526
83.765 | 13.0547 | 59.0303
78.4577 | 14.2299 | 62.9986
84.1911 | 7.707 | 73.8329
78.0056 | 17.8151 | 43.7696
72.2876 | 15.8453 | 25.3712
84.0382 | 16.764 | 9.1084
83.4384 | 23.3532 | 19.7758
87.4367 | 8.5417 | 61.8145
74.5416 | 5.9648 | 20.3586
83.0434 | 18.5798 | 11.6996
74.7263 | 11.6552 | 35.2221
84.9634 | 12.7735 | 35.4493
73.3027 | 15.6714 | 44.7202
82.2339 | 13.8443 | 48.5226
77.8821 | 9.4473 | 14.1912
77.6607 | 8.8204 | 74.0647
87.4214 | 7.1354 | 38.7183
69.0811 | 18.1346 | 37.7829
84.4205 | 15.6529 | 4.5373
80.9969 | 13.6956 | 62.6707
76.545 | 22.7007 | 69.2603
80.7991 | 10.354 | 27.6145
78.3742 | 15.6535 | 36.1225
78.1028 | 14.6849 | 33.8404
85.7178 | 11.7233 | 43.6177
71.2372 | 17.0249 | 29.7661
78.2273 | 12.2039 | 39.5162
72.7476 | 14.8376 | 17.1181
78.3992 | 10.9806 | 0.18712
82.0591 | 12.3691 | 48.2734
84.8017 | 18.5495 | 51.7495
77.5911 | 13.4377 | 35.6351
75.9387 | 15.1174 | 28.8366
82.9988 | 17.6111 | 75.2125
71.1218 | 12.0014 | 57.5855
76.2031 | 12.8256 | 41.4584
79.8246 | 16.1102 | 29.6319
82.6375 | 26.4511 | 42.925
76.2457 | 7.9989 | 7.3016
89.0337 | 14.5693 | 61.3481
77.0149 | 18.3629 | 27.5862
85.3712 | 22.7448 | 26.6348
80.2338 | 16.4498 | 53.0301
86.2855 | 16.0988 | 56.9102
80.0142 | 16.726 | 7.1049
72.1028 | 17.7787 | 66.2202
84.504 | 14.7311 | 64.4595
82.8239 | 19.6232 | 13.3195
76.7355 | 12.044 | 8.2642
76.3926 | 22.2596 | 21.2556
77.3899 | 22.0393 | 7.7998
76.5833 | 13.9472 | 14.2665
79.6419 | 12.1897 | 40.5114
80.4033 | 17.7205 | 2.2416
79.3456 | 20.3977 | 32.2711
74.0857 | 22.6535 | 49.3639
72.3619 | 13.4804 | 66.8747
74.7369 | 4.2415 | 2.1097
85.504 | 2.1513 | 72.0505
79.5059 | 12.2029 | 21.799
79.6646 | 13.8889 | 59.4468
71.1007 | 9.5633 | 17.4083
70.4027 | 11.1599 | 40.4796
82.8893 | 16.1213 | 69.3902
80.7911 | 15.8997 | 7.7129
74.6567 | 11.3299 | 41.2031
78.4335 | 17.6148 | 44.3439
75.0171 | 11.0744 | 13.4756
87.2691 | 12.7702 | 79.9879
84.9016 | 16.412 | 42.6679
90.665 | 21.833 | 62.5698
81.3568 | 8.1896 | 65.8568
78.3096 | 23.5842 | 46.7951
76.1116 | 9.0702 | 49.6468
89.9572 | 9.2294 | 13.7918
79.1325 | 9.1753 | 76.1433
75.6825 | 11.4473 | 14.2306
78.1208 | 9.1996 | 77.1158
77.8268 | 11.3663 | 40.2107
76.9748 | 12.4778 | 70.6412
79.0628 | 9.1636 | 5.4056
80.7518 | 14.2611 | 44.9967
78.2626 | 26.0003 | 58.2412
76.4344 | 23.6865 | 63.0028
77.1737 | 16.5197 | 12.5961
74.8212 | 15.6959 | 31.2678
72.8973 | 21.5945 | 51.1837
82.4105 | 16.628 | 33.43
81.0709 | 20.513 | 24.0294
80.5499 | 8.724 | 52.3904
81.0983 | 16.7354 | 65.8887
76.5695 | 10.0867 | 37.7771
72.5857 | 12.8243 | 62.7858
88.017 | 16.0763 | 35.3819
81.1618 | 8.5684 | 45.7583
81.3207 | 14.8551 | 48.9846
83.722 | 13.8522 | 48.801
70.9543 | 11.7826 | 35.8026
85.9327 | 19.7716 | 15.3559
79.0337 | 13.6659 | 16.4745
82.4007 | 14.8994 | 27.1633
81.0432 | 10.5847 | 56.5643
74.8016 | 12.1889 | 68.537
76.156 | 18.1667 | 25.4054
83.3178 | 27.0792 | 47.8554
81.0144 | 20.6245 | 58.6701
81.5974 | 20.6518 | 3.4373
81.1892 | 15.5793 | 42.484
82.346 | 11.6797 | 69.062
80.735 | 11.0628 | 25.0911
85.954 | 13.4568 | 41.4641
76.2416 | 21.4178 | 33.5328
80.988 | 8.7139 | 61.3947
75.8521 | 16.3492 | 53.7715
79.3087 | 22.2996 | 13.2897
78.9993 | 10.3758 | 21.4503
81.7713 | 14.068 | 24.3859
73.3685 | 16.0826 | 68.1161
75.9981 | 20.3918 | 33.9326
79.2543 | 28.0131 | 22.1969
79.6365 | 20.6141 | 23.8926
71.1 | 13.8758 | 65.2364
80.6515 | 10.5569 | 6.532
79.3089 | 10.5108 | 42.7788
84.3223 | 7.8495 | 76.0552
80.2464 | 16.0196 | 54.8484
83.8388 | 23.6497 | 15.8368
77.0487 | 17.0109 | 2.3537
85.8545 | 15.0082 | 4.8789
79.889 | 9.9464 | 45.2118
75.4875 | 9.9424 | 48.8742
73.9033 | 14.1867 | 70.0418
78.5982 | 7.2625 | 46.4046
82.2003 | 9.7345 | 70.7267
76.5154 | 20.2999 | 39.316
83.535 | 13.5359 | 46.1214
83.8012 | 9.8546 | 69.3728
84.9588 | 16.6924 | 10.9506
78.6311 | 18.6703 | 13.514
80.5826 | 4.3779 | 66.8148
82.0145 | 16.4364 | 2.3391
67.2204 | 17.8882 | 48.5207
81.9507 | 18.617 | 1.8981
81.0369 | 13.416 | 45.1502
79.8304 | 19.185 | 60.2698
86.2682 | 17.9999 | 24.5161
81.6145 | 12.5256 | 21.2867
87.5688 | 11.6955 | 20.32
79.3858 | 22.065 | 24.548
88.6324 | 12.7933 | 30.1612
78.2334 | 14.7621 | 11.8623
82.506 | 23.465 | 16.9876
83.7501 | 9.9045 | 58.5803
82.0678 | 16.3551 | 21.0387
75.9957 | 21.9077 | 37.3058
72.5041 | 14.3093 | 52.2175
79.1187 | 17.0769 | 0.60723
85.5178 | 14.3559 | 0.43605
87.9042 | 26.1924 | 9.0256
74.0724 | 9.7688 | 35.3422
72.964 | 21.5299 | 49.9673
80.3927 | 17.6549 | 16.3941
84.4778 | 15.0518 | 24.3625
86.2599 | 18.8448 | 8.6474
69.8662 | 15.7105 | 2.1004
74.3913 | 16.3945 | 6.0165
73.1101 | 17.0058 | 33.1762
82.5758 | 24.4274 | 17.3477
83.0091 | 21.3557 | 73.0312
80.0268 | 8.3589 | 76.9679
83.9225 | 18.9378 | 47.4478
74.3861 | 11.3128 | 16.8696
78.0345 | 19.1648 | 60.3831
73.4702 | 21.1771 | 68.0803
83.2403 | 12.5645 | 40.7313
79.2933 | 20.8474 | 3.4104
87.7456 | 13.5808 | 66.0257
87.1163 | 10.0726 | 39.4921
77.7256 | 29.9847 | 36.5917
84.4861 | 27.8053 | 29.3153
82.258 | 7.375 | 13.5309
79.3522 | 14.4109 | 57.132
76.9645 | 13.2342 | 23.3335
77.7442 | 8.5672 | 22.4135
77.1519 | 4.3481 | 37.2771
80.568 | 11.2124 | 62.712
81.3426 | 8.4115 | 36.867
77.4492 | 19.5538 | 13.1964
80.4608 | 14.4649 | 24.5894
78.2406 | 13.3021 | 12.4752
78.4405 | 12.3345 | 34.9033
83.1878 | 4.8427 | 6.281
82.117 | 27.3839 | 31.433
69.4352 | 17.6856 | 36.627
79.3399 | 17.2703 | 59.0968
83.7078 | 20.9226 | 64.4236
84.7458 | 4.3939 | 69.6917
80.5331 | 21.0765 | 47.9684
74.162 | 14.0663 | 49.8505
75.1684 | 19.1821 | 56.5178
81.5306 | 20.5357 | 53.9021
93.3148 | 17.6488 | 41.5588
79.396 | 9.186 | 54.3416
75.1932 | 13.6944 | 11.7177
79.4851 | 15.7208 | 40.1165
81.5597 | 9.364 | 40.6535
81.927 | 18.017 | 75.9217
80.6972 | 21.5139 | 58.8223
75.636 | 11.7311 | 37.4916
72.7566 | 21.0971 | 7.1829
79.7295 | 13.5293 | 11.0254
81.3477 | 13.6091 | 46.204
80.2669 | 7.3089 | 13.674
82.72 | 14.7094 | 14.6493
77.9839 | 19.4447 | 44.1356
76.1121 | 17.8352 | 47.3547
76.0919 | 17.0943 | 29.0383
80.2387 | 21.3765 | 11.1124
76.3756 | 15.7896 | 19.5073
70.61 | 16.7212 | 57.6647
77.9763 | 17.092 | 5.259
84.2513 | 20.2839 | 8.9963
75.0379 | 8.4896 | 44.3571
80.7812 | 22.3846 | 42.7665
82.5691 | 17.1513 | 20.748
82.4214 | 8.0855 | 0.67448
84.4927 | 9.703 | 56.3983
79.1287 | 16.2856 | 29.716
82.6655 | 21.8475 | 46.6024
83.499 | 18.7688 | 13.2774
81.0476 | 13.9307 | 68.539
81.1313 | 7.5415 | 15.4974
80.2244 | 13.6943 | 27.8887
76.8829 | 14.1054 | 2.4547
79.309 | 23.8176 | 16.4579
74.7695 | 21.1639 | 0.36629
96.431 | 12.6465 | 70.0921
80.5032 | 24.5324 | 45.6462
71.7539 | 14.6975 | 14.0278
85.7178 | 22.8495 | 69.0492
91.4734 | 16.8207 | 83.4034
75.8113 | 23.8331 | 0.99359
73.4815 | 17.5863 | 32.747
87.2361 | 13.4571 | 24.9249
82.8025 | 14.7811 | 74.6825
82.7612 | 17.1656 | 27.3386
85.9493 | 13.3364 | 60.7424
76.234 | 12.4845 | 11.428
79.9742 | 12.1906 | 53.9739
88.2479 | 10.2745 | 36.9671
65.5471 | 9.749 | 60.0832
83.7824 | 14.8928 | 10.1115
83.0071 | 15.956 | 46.3958
77.7214 | 12.3641 | 17.7832
80.333 | 13.6057 | 47.7564
72.7634 | 19.4191 | 1.1434
81.7716 | 17.1457 | 67.6104
83.6342 | 13.4108 | 71.0153
74.7003 | 6.887 | 2.2871
77.1481 | 23.0509 | 6.4376
84.8598 | 23.0989 | 28.1707
77.759 | 16.5343 | 55.0803
79.8408 | 19.5515 | 19.3159
82.8062 | 24.0782 | 23.0354
81.3459 | 4.9475 | 2.3476
78.1091 | 1.7109 | 24.227
88.0272 | 21.3708 | 69.051
83.471 | 27.1002 | 47.563
80.4062 | 9.8133 | 16.5169
74.603 | 10.6937 | 7.9134
78.3151 | 17.6304 | 17.2378
74.1245 | 5.798 | 1.134
80.8391 | 17.917 | 71.8087
80.9773 | 17.3736 | 11.9859
86.2015 | 18.135 | 39.7754
77.8588 | 17.0957 | 61.3801
76.8139 | 13.8832 | 43.1966
77.8442 | 13.6625 | 13.5538
77.9496 | 26.1026 | 2.2446
83.9975 | 10.454 | 55.8222
79.1739 | 14.7749 | 51.5999
77.2201 | 11.0314 | 40.8987
81.4366 | 18.8523 | 28.4507
82.8224 | 23.8504 | 46.8919
74.4936 | 11.9381 | 63.2494
78.6752 | 13.5126 | 29.9817
74.2673 | 25.9451 | 48.8646
74.2737 | 14.6418 | 38.4775
84.798 | 16.6502 | 76.6514
78.2518 | 10.4838 | 20.6574
90.9488 | 11.7941 | 67.4093
79.4455 | 19.0626 | 49.5171
74.4685 | 1.4477 | 31.8858
79.8857 | 14.9222 | 34.3928
79.1854 | 7.1238 | 46.082
75.4859 | 7.4642 | 20.6301
84.3664 | 16.5758 | 54.6051
75.3436 | 5.1152 | 65.4417
76.4023 | 11.6195 | 58.8919
81.7532 | 18.3909 | 21.5697
74.0643 | 18.2269 | 28.2507
81.2824 | 22.5972 | 38.8666
83.47 | 13.0424 | 27.5308
75.2398 | 4.4154 | 30.4188
75.9769 | 18.2064 | 34.7505
80.0452 | 11.8044 | 11.0419
77.5881 | 9.9229 | 60.8989
79.6905 | 20.6886 | 5.8261
80.2374 | 22.3325 | 26.3201
81.2508 | 22.0838 | 4.5342
76.8028 | 14.0328 | 2.1405
79.9452 | 4.4676 | 72.7271
71.3131 | 12.5609 | 8.2606
71.0188 | 16.3565 | 55.5418
80.0239 | 18.9282 | 53.6366
76.6427 | 12.6349 | 3.9947
79.7397 | 13.0254 | 56.8143
70.7648 | 17.182 | 56.8117
87.6008 | 17.1642 | 51.0731
69.9474 | 8.8972 | 22.6748
76.7898 | 21.7538 | 36.8806
78.6587 | 11.0723 | 3.4448
79.8622 | 15.543 | 45.417
81.3787 | 11.1835 | 9.6878
77.6365 | 13.2086 | 32.3021
82.9731 | 12.916 | 53.1334
86.9189 | 7.6993 | 37.0947
83.4469 | 19.844 | 57.7949
81.2572 | 16.9902 | 51.0222
76.3721 | 17.3011 | 13.0003
79.2323 | 3.2077 | 29.8271
85.168 | 20.4523 | 4.162
80.2255 | 17.0386 | 63.2809
82.3688 | 17.6207 | 35.4492
80.366 | 8.9387 | 8.3574
88.2998 | 20.9306 | 67.2669
77.8462 | 18.1154 | 21.2606
78.8374 | 13.3152 | 48.5501
77.3386 | 13.3498 | 64.1959
78.5857 | 12.0557 | 67.1326
78.6221 | 18.5883 | 43.7666
71.1499 | 11.0763 | 7.9912
83.0838 | 13.6554 | 15.9266
82.1519 | 15.1293 | 13.413
77.2344 | 7.5856 | 45.1837
81.736 | 18.2557 | 17.1471
80.2067 | 6.3919 | 30.0712
74.0078 | 20.8101 | 11.2572
79.2412 | 12.1924 | 9.0148
81.7837 | 11.0884 | 43.8663
77.6861 | 22.5821 | 59.5446
86.4081 | 12.3074 | 63.578
82.8097 | 7.3492 | 36.6334
84.5607 | 20.8895 | 68.2814
79.3729 | 9.5805 | 60.1486
73.2139 | 23.1129 | 2.171
90.4725 | 14.5364 | 77.37
81.8656 | 11.9805 | 64.341
72.9996 | 23.7075 | 43.8941
79.8302 | 16.393 | 49.5255
88.7397 | 15.7248 | 25.3172
81.5177 | 10.6068 | 9.8642
76.6558 | 9.6875 | 17.9444
85.3774 | 17.8717 | 80.5247
86.622 | 20.0393 | 42.2561
78.0893 | 19.461 | 43.7232
79.7391 | 10.5836 | 35.3366
79.3226 | 13.7275 | 63.2976
81.9311 | 22.3246 | 20.0421
87.8348 | 10.7809 | 81.9693
77.7888 | 17.2006 | 56.9732
80.9322 | 14.5936 | 73.4842
80.4492 | 14.4317 | 25.68
73.5792 | 23.0255 | 58.141
77.6486 | 12.0275 | 12.1214
81.736 | 10.486 | 73.4764
83.2573 | 15.503 | 23.6279
80.7731 | 19.3952 | 53.6705
79.9358 | 20.5199 | 64.612
81.5836 | 14.4723 | 53.8304
80.2051 | 12.1734 | 56.2719
81.9012 | 24.5484 | 72.8089
75.9639 | 16.5071 | 9.5337
87.2567 | 14.6175 | 50.4374
84.1561 | 16.6366 | 16.5001
76.3104 | 11.1561 | 1.1421
73.7489 | 18.0338 | 50.2472
75.6092 | 13.0041 | 9.5799
70.9694 | 9.434 | 8.0939
82.6858 | 14.7965 | 50.9808
80.5442 | 9.2 | 24.1487
81.3809 | 19.891 | 51.1334
81.4595 | 15.9794 | 10.8875
78.9339 | 13.1621 | 22.7376
73.536 | 14.1024 | 27.7604
75.5706 | 9.4366 | 18.0887
80.8798 | 11.8212 | 67.8062
81.6691 | 25.567 | 13.3376
89.0697 | 14.867 | 51.2302
80.3115 | 20.095 | 58.6419
83.8335 | 16.8734 | 36.3547
87.1738 | 10.9891 | 12.7398
82.4117 | 21.6406 | 51.1348
76.9763 | 14.8261 | 40.0929
82.6202 | 11.9078 | 39.7209
79.0241 | 9.9842 | 58.9447
77.1737 | 12.2355 | 57.7087
76.5438 | 12.1134 | 1.7309
77.4465 | 13.4192 | 75.0936
75.9437 | 16.0365 | 68.9603
80.8955 | 15.5327 | 19.8668
76.9132 | 14.2684 | 34.0412
78.288 | 5.2842 | 36.0265
75.7467 | 23.7738 | 42.328
79.8172 | 10.3579 | 45.1408
77.612 | 12.4723 | 72.7569
83.7687 | 11.5777 | 76.6457
75.7023 | 17.7278 | 6.6102
79.9888 | 14.4966 | 12.0465
81.3569 | 14.7292 | 61.7557
82.9627 | 17.3481 | 72.788
76.3137 | 20.2249 | 65.0749
79.1945 | 17.1985 | 25.0953
73.4176 | 14.553 | 34.2857
84.6622 | 10.1471 | 37.1669
78.9334 | 21.4883 | 71.1591
75.4311 | 7.0589 | 37.3876
75.7688 | 18.1135 | 68.9193
77.2116 | 20.1542 | 36.8676
78.6606 | 11.1752 | 60.4002
80.929 | 14.4784 | 56.3895
77.7766 | 3.5488 | 40.0854
82.3534 | 22.1641 | 75.6094
70.0886 | 8.499 | 53.9415
79.8835 | 7.4148 | 32.3921
78.9548 | 19.3954 | 24.1898
83.1808 | 17.0716 | 1.6495
64.892 | 12.4437 | 35.4993
70.0973 | 12.1839 | 7.5067
86.5637 | 17.8892 | 34.8375
65.4746 | 15.1053 | 23.3877
82.9162 | 11.6691 | 50.0864
81.7107 | 19.6645 | 62.6238
76.9535 | 22.2034 | 33.8596
84.2369 | 12.0817 | 21.4076
85.8809 | 17.2299 | 69.3182
70.3569 | 17.7075 | 13.961
84.1942 | 4.8444 | 47.4462
78.5285 | 14.5878 | 43.2407

## 30_8_15_20
16.0287 | 28.2535 | 13.0058
26.9737 | -18.6769 | 22.9251
35.64 | -10.5903 | 27.0213
32.2513 | 40.7075 | 0.2663
25.4393 | 44.3348 | 2.3497
34.0343 | -23.4535 | 9.0147
36.9601 | 21.8512 | 15.7685
22.0338 | 37.6371 | 4.6122
27.825 | 56.3391 | 0.81767
21.6507 | 19.0702 | 18.2872
30.6661 | -13.9128 | 3.6112
35.7507 | -15.1312 | 24.1049
39.1873 | 24.714 | 13.1892
27.0331 | 22.0638 | 5.2452
26.9375 | 12.93 | 0.49529
30.7337 | 7.4665 | 18.1244
26.1949 | 20.6449 | 11.0239
47.1751 | 1.4251 | 12.8298
30.038 | -21.8602 | 17.8019
35.9866 | 53.5118 | 6.9505
34.6956 | 25.6893 | 24.3837
31.8324 | 6.301 | 7.574
28.1155 | -28.0605 | 10.4357
42.5194 | 7.2946 | 38.403
21.4721 | 41.2051 | 14.0285
27.9396 | 29.0824 | 2.9343
31.6122 | 20.8306 | 16.9714
28.7175 | 4.012 | 8.1549
31.0426 | 29.1197 | 20.6205
38.9498 | 7.1455 | 31.6869
32.5811 | -2.0092 | 11.0793
22.1485 | 15.0885 | 4.2641
22.0907 | 3.0367 | 6.7444
31.2525 | 15.8801 | 25.7053
31.5092 | 24.5349 | 25.3139
28.2144 | 39.0239 | 10.4375
24.6009 | 12.6957 | 13.8499
34.414 | 34.6989 | 13.5639
27.3595 | 49.957 | 10.0381
24.3166 | -2.3495 | 23.8825
33.3946 | 0.64032 | 13.7082
28.0229 | 21.4365 | 17.9756
18.1641 | 17.8347 | 6.0664
28.3965 | -10.1605 | 1.869
30.0534 | 39.0052 | 4.3733
34.9733 | 27.9994 | 8.704
30.1544 | 31.2378 | 25.2262
33.498 | -17.1907 | 15.7653
30.1382 | -2.4591 | 4.4227
34.7363 | 55.4184 | 18.9272
21.8786 | -17.1983 | 17.4686
28.7976 | 20.8429 | 23.1234
32.6568 | -1.1613 | 10.6805
21.0661 | 5.7162 | 12.9384
32.6213 | -14.5315 | 24.4743
47.0914 | 29.6804 | 3.7592
23.8248 | 28.9444 | 5.9903
29.3024 | 32.769 | 17.589
42.6487 | 8.7097 | 30.399
33.6522 | 12.1477 | 21.8939
26.4621 | 13.5254 | 9.3362
30.1038 | 5.9977 | 25.4113
26.5389 | 3.9819 | 20.154
25.5263 | -10.4725 | 13.2359
23.1998 | -14.3485 | 18.3039
49.2517 | 18.4741 | 13.3051
28.5968 | 22.1474 | 5.6514
34.879 | 9.7887 | 26.621
18.0394 | -15.903 | 10.4386
33.9734 | 14.5529 | 13.794
38.5063 | 8.1996 | 20.3891
39.4528 | 3.744 | 13.6733
34.537 | -8.8684 | 8.8287
33.4095 | 11.1417 | 13.5673
27.19 | 10.2988 | 2.6483
30.3964 | 6.7035 | 24.8725
40.4855 | 26.066 | 4.5537
34.8823 | 46.0569 | 21.4393
26.7444 | 11.3882 | 25.5607
25.5347 | 8.7343 | 10.0233
32.9634 | 0.60306 | 4.7106
31.3671 | 5.2028 | 18.4591
27.1348 | 25.1875 | 9.7208
37.8221 | -19.147 | 24.4228
15.6167 | -1.8326 | 2.1926
44.4742 | 40.7319 | 10.8084
35.9406 | 10.9676 | 3.2688
28.1019 | 10.5904 | 23.8173
19.4118 | 34.6228 | 11.752
24.4609 | 65.9977 | 0.56803
26.0514 | 9.0367 | 22.4601
39.6598 | 51.0267 | 2.688
29.8712 | -23.1672 | 16.0099
36.8815 | 31.7413 | 23.9142
42.0961 | 23.9997 | 37.8944
37.1148 | 10.6974 | 19.5575
30.9777 | -7.0296 | 17.3049
35.3825 | 15.9602 | 9.6312
25.6063 | 46.7805 | 14.5524
21.7678 | 28.5494 | 9.5107
21.9372 | -8.2792 | 11.9304
26.1288 | 35.8868 | 0.68066
25.516 | -12.0692 | 11.597
38.4512 | 13.1682 | 27.9292
23.5354 | -20.6549 | 10.5042
35.3726 | 44.8211 | 15.9173
34.9557 | 26.2996 | 17.3251
32.3098 | -12.1724 | 28.2155
23.6001 | 25.3149 | 18.4829
28.9462 | 51.4214 | 1.424
31.8606 | 11.2576 | 26.3004
36.2795 | 21.3137 | 3.4025
34.1979 | 3.9583 | 2.7873
33.9185 | 10.0252 | 14.927
27.7173 | 37.7029 | 1.833
21.786 | 2.9774 | 4.7309
31.4084 | 34.4317 | 7.8832
25.6264 | 37.2562 | 2.9111
36.2298 | -10.1736 | 1.491
32.342 | 20.2018 | 23.3709
23.9815 | 5.9406 | 18.0683
47.41 | 10.7838 | 34.1196
23.6348 | 52.8924 | 0.82982
27.5082 | 26.7876 | 8.8477
28.8501 | -14.6168 | 27.2923
16.4477 | -1.4181 | 13.5991
43.0177 | 13.0765 | 14.759
32.7735 | 3.9276 | 15.9532
11.3003 | -24.5497 | 0.59326
27.9356 | 46.5933 | 9.0583
28.9645 | 25.9558 | 24.9625
34.6337 | 34.0607 | 0.072411
17.4333 | 38.6099 | 12.4399
26.5387 | 11.0655 | 22.3177
34.0604 | 18.1905 | 27.8684
23.4848 | 22.9599 | 15.9692
39.4323 | -0.26239 | 38.3058
24.0175 | 13.7992 | 18.7964
34.3681 | 23.0527 | 20.0543
38.1371 | 45.0331 | 20.6296
27.6825 | 28.3838 | 19.1119
31.7574 | 23.1328 | 24.9938
29.482 | 8.655 | 24.8336
34.9791 | 21.6863 | 0.27488
26.2678 | 63.8102 | 10.3001
25.4552 | -1.838 | 19.9249
30.9302 | -11.05 | 1.212
39.8445 | -25.8208 | 19.9471
34.6319 | 11.5973 | 23.9161
33.6018 | -19.6941 | 20.8281
35.2768 | 11.3484 | 34.5475
30.7328 | 31.952 | 17.2394
21.2672 | 11.2062 | 5.5757
27.9857 | 33.2109 | 19.4356
44.7345 | 27.138 | 5.5192
33.4549 | 18.0736 | 20.5855
43.8756 | 10.1415 | 38.7279
35.1126 | -19.8146 | 5.8382
29.4086 | -9.7127 | 3.3918
50.4232 | 20.3877 | 37.9892
27.7676 | -11.7655 | 2.1855
26.4154 | 7.0936 | 4.3027
32.423 | 52.6329 | 14.2741
24.2427 | -29.1896 | 12.699
31.8057 | 16.2634 | 16.0925
37.4562 | 3.9784 | 1.3945
31.5334 | 44.611 | 10.7386
34.6815 | 23.4549 | 27.8838
34.7432 | 6.713 | 20.9798
33.4573 | 46.4551 | 7.0025
18.2515 | 37.0929 | 14.5524
24.5701 | -12.3428 | 23.2031
28.4458 | 5.913 | 26.8379
32.1519 | 21.4865 | 26.8225
30.5058 | 48.0406 | 3.5048
32.3173 | 8.8658 | 14.466
26.5048 | 9.0548 | 4.9074
25.7912 | 10.4147 | 15.6715
14.5248 | 41.9298 | 6.9071
30.3403 | 1.731 | 13.5069
22.8223 | 17.2574 | 19.8047
40.8316 | 23.8302 | 16.4949
23.2442 | 31.9215 | 3.4289
34.0333 | 44.0188 | 17.9035
31.2983 | -5.0239 | 26.2479
38.1946 | -10.1423 | 23.9955
14.0585 | 22.0254 | 9.475
27.4683 | 36.7466 | 15.7943
30.5806 | 33.6409 | 16.7571
21.8333 | 14.2439 | 3.7116
24.5135 | 21.4001 | 10.559
34.2662 | 85.0034 | 1.4197
36.422 | -11.5655 | 30.8943
37.0294 | 45.2275 | 4.1398
24.3839 | 68.5406 | 5.5372
12.0561 | 21.8052 | 0.10124
48.2849 | 36.0159 | 15.9218
37.3546 | 52.6565 | 4.3695
39.0032 | 23.2942 | 7.3772
24.3686 | 26.4048 | 17.7129
35.129 | 40.7628 | 17.6243
23.6431 | 28.6538 | 2.4268
30.5985 | 39.0243 | 20.4936
31.4649 | -25.6413 | 12.6208
22.4829 | 1.2347 | 13.886
37.8094 | 10.623 | 15.874
20.9149 | 6.104 | 20.7517
24.0571 | 36.1615 | 4.3964
38.1172 | 22.2776 | 0.30298
35.8956 | 21.0529 | 32.3345
24.2216 | 39.1681 | 10.3397
30.8443 | 39.1403 | 1.3078
31.1366 | 9.9233 | 29.0467
28.626 | -8.5984 | 12.3608
34.904 | 16.9258 | 32.912
29.5045 | 21.6529 | 11.7677
23.3221 | 51.6152 | 1.5877
30.325 | 25.7818 | 6.5586
44.9648 | 44.2004 | 16.8494
40.4396 | 6.965 | 23.8835
37.3473 | 8.7677 | 35.2792
16.139 | -2.5559 | 13.2437
35.6354 | 67.428 | 5.9155
28.9953 | -5.5262 | 14.8504
38.6583 | -6.8683 | 2.0454
36.3569 | -12.8152 | 19.3474
32.1566 | 8.017 | 8.287
20.2708 | 18.6562 | 14.5869
41.4043 | 8.9287 | 33.5394
22.4783 | 20.007 | 4.4497
26.6229 | 9.9215 | 12.1671
26.5446 | 31.5002 | 0.46715
29.7997 | -4.1163 | 12.8607
37.813 | 2.8572 | 17.6956
46.0159 | -12.4009 | 13.8199
14.6855 | 14.5184 | 13.9733
21.5426 | 16.6429 | 13.6484
28.7577 | 27.4988 | 4.7762
44.4564 | 6.5447 | 9.0907
42.5394 | 57.656 | 11.6219
35.6827 | 5.0217 | 4.8621
28.4041 | 20.2619 | 0.05931
28.6565 | 46.4131 | 0.88754
22.9177 | 20.9204 | 20.456
22.7342 | 25.137 | 0.52042
31.0504 | 8.93 | 9.3431
29.6868 | -8.6992 | 19.8052
13.9937 | 2.9755 | 3.8484
21.3683 | 50.2144 | 3.8471
31.1231 | 0.26273 | 10.8052
42.2022 | 10.5798 | 29.7191
39.116 | 24.3681 | 21.3438
42.5545 | 42.7728 | 15.2722
22.9492 | 60.7794 | 5.7511
27.5607 | 37.0491 | 1.9774
32.6757 | -17.2699 | 21.1852
34.9304 | 15.9711 | 7.5551
40.676 | 53.639 | 17.4509
29.1367 | -2.216 | 26.6989
40.0863 | 36.7127 | 17.4098
32.2931 | 8.0863 | 22.7164
16.7915 | 23.1871 | 7.4293
38.7737 | 11.1111 | 9.968
41.0952 | -14.4478 | 6.7439
35.758 | 20.7155 | 13.4378
31.5815 | 27.6997 | 26.8611
20.5218 | 8.9936 | 10.3738
46.8355 | 71.9263 | 14.1251
26.3049 | 29.8647 | 4.279
22.4119 | 23.7548 | 8.4267
33.4074 | 22.9466 | 26.9943
39.8593 | 17.1311 | 9.4947
13.293 | 11.3833 | 6.3597
25.2439 | 11.7319 | 2.9597
23.7687 | 19.2365 | 15.4704
17.2623 | -19.4721 | 0.73601
36.9966 | 6.9819 | 31.2386
31.6771 | 13.238 | 1.6221
19.78 | 19.8165 | 7.5425
19.7488 | 23.4088 | 6.5527
35.6361 | -8.7888 | 24.4007
36.5108 | -20.8662 | 29.1434
30.5897 | -24.2583 | 9.7578
28.3769 | 7.1975 | 19.5711
36.6686 | -8.8669 | 0.070017
38.3764 | 4.4779 | 35.2
16.7295 | 29.5518 | 3.2142
39.2641 | 1.1351 | 12.4121
27.8 | 42.2782 | 10.9916
27.0558 | -0.63298 | 18.6006
33.4643 | 7.2082 | 9.8378
18.8338 | 43.7256 | 7.0196
37.3095 | 0.75624 | 1.635
40.3706 | 34.9703 | 26.3896
36.6116 | 7.9454 | 30.3905
24.0978 | 14.3653 | 3.591
20.169 | 48.8486 | 8.4175
29.16 | 44.0587 | 6.4481
32.4985 | -2.4546 | 13.7148
15.5197 | 14.4758 | 4.3482
30.0296 | 39.8998 | 6.7316
26.5818 | 11.7061 | 3.6335
41.3942 | 10.011 | 13.2151
35.5021 | 6.6759 | 14.1054
23.587 | 18.2517 | 4.0786
34.4067 | 43.858 | 4.4254
38.0716 | 12.3478 | 27.5131
49.7322 | -1.2704 | 17.2059
43.5104 | 20.2059 | 27.2008
36.9213 | -1.1459 | 28.4472
31.4816 | 16.8748 | 14.5002
24.1055 | 14.0189 | 4.0939
29.5251 | -17.5212 | 20.8801
24.4138 | -11.3961 | 12.8306
24.87 | -4.4769 | 21.9698
52.8056 | 12.8224 | 32.7273
22.5225 | 3.3243 | 1.3319
30.3015 | 10.8174 | 20.1419
25.4138 | -3.3263 | 3.5674
12.1163 | 26.4791 | 3.4622
43.8994 | 16.2386 | 14.5348
32.6972 | 24.637 | 17.8689
30.5556 | -4.5658 | 19.6052
39.3653 | 27.6712 | 28.3647
29.3459 | 40.1379 | 9.0935
32.2231 | -11.8387 | 18.3993
14.6761 | -0.16675 | 5.8983
25.6862 | 6.7694 | 23.2628
17.5994 | 12.1118 | 16.715
34.7258 | 21.391 | 10.3204
38.8167 | 33.8008 | 24.3006
28.1771 | 2.1579 | 8.4494
38.2945 | 56.9254 | 9.8984
30.7006 | -20.009 | 0.53478
18.5476 | -8.6431 | 11.5385
28.5342 | 24.27 | 2.6913
35.4891 | 27.027 | 23.6958
36.1337 | -3.5686 | 26.73
28.3142 | 33.1248 | 15.7672
28.8268 | 36.3847 | 9.1931
25.6648 | 17.3024 | 21.9751
37.226 | 17.2964 | 10.406
17.9921 | 3.322 | 16.2085
28.9474 | 15.3767 | 16.4928
33.7245 | 54.0836 | 18.3056
26.2596 | 23.7863 | 16.7993
31.3265 | -23.3329 | 12.9653
29.3402 | 49.7392 | 11.8339
25.7633 | 46.1524 | 15.9086
33.32 | 37.4326 | 10.4379
38.861 | 20.4334 | 0.37397
35.2566 | -4.3124 | 12.8757
11.8214 | 23.4243 | 6.2332
31.7752 | 4.4848 | 22.8963
36.8376 | 17.55 | 31.662
27.4887 | 5.1312 | 6.5851
36.8517 | 31.2409 | 7.0963
41.3116 | 19.2069 | 7.8433
26.1948 | 7.8701 | 25.6055
28.8911 | -12.7207 | 10.5542
13.551 | 20.9693 | 8.5081
25.9055 | -14.928 | 20.8764
23.4827 | 3.9066 | 18.1911
22.918 | -8.6383 | 7.8818
40.1382 | 39.7147 | 12.9484
33.2501 | 35.2201 | 11.3415
27.8106 | 5.8945 | 19.3528
32.6233 | 13.6831 | 12.9384
22.8043 | 22.2463 | 1.2636
34.2156 | 23.0035 | 0.96588
36.6091 | 25.4863 | 11.8534
34.9379 | 7.968 | 31.8115
31.5591 | 34.4689 | 19.1497
31.5593 | -21.444 | 19.6485
20.1782 | 2.2056 | 15.1809
33.904 | 33.5189 | 13.0634
38.2607 | 12.8724 | 12.6461
36.9997 | 28.7118 | 31.699
29.1895 | 53.6444 | 17.0498
20.4975 | 39.58 | 5.9416
25.7634 | 0.042775 | 17.7852
44.9348 | 12.1792 | 33.51
36.2372 | -31.5348 | 3.092
35.125 | -2.2226 | 19.8494
19.5917 | 31.5174 | 14.9668
25.0393 | -15.5566 | 4.3445
32.7001 | 28.0488 | 18.0654
34.7872 | -2.6532 | 3.7795
28.8843 | 42.8234 | 5.6855
36.3157 | 31.0152 | 21.2691
32.3022 | -1.5806 | 4.5553
20.1454 | -6.9598 | 16.6562
29.1567 | -13.0061 | 10.2618
30.9561 | -36.3273 | 24.2326
35.3108 | 5.4775 | 34.7987
38.5777 | 30.5617 | 7.639
27.2387 | -2.3273 | 21.7123
18.5787 | 37.5205 | 11.73
22.5484 | 13.8801 | 7.5812
42.5564 | 39.599 | 27.093
33.2764 | -7.3241 | 28.8715
39.4544 | -21.6826 | 29.5792
42.0016 | -1.3197 | 38.9022
24.81 | 59.5335 | 8.9533
32.5595 | 13.4909 | 25.9374
37.5802 | -5.329 | 23.6118
28.333 | -2.7989 | 7.8995
31.6197 | -4.7404 | 1.9596
19.593 | 12.6541 | 18.1273
29.5613 | -0.15651 | 17.3234
30.6092 | 2.3946 | 22.1954
24.2258 | 5.5188 | 3.8328
31.0331 | 15.5012 | 5.7487
32.558 | 15.6686 | 12.7813
34.2687 | 15.0929 | 10.2802
35.4047 | -2.2871 | 11.8566
22.4135 | 20.6896 | 4.295
23.8478 | 6.1862 | 21.4814
41.1253 | 53.122 | 2.7836
22.3577 | -9.3503 | 20.5913
23.4783 | 30.1573 | 7.4005
32.2306 | -21.1311 | 25.9797
29.987 | 1.5473 | 27.9314
38.5972 | -13.71 | 21.213
24.6717 | 11.0237 | 3.7003
41.2103 | 32.4209 | 20.215
27.5891 | 18.959 | 16.9617
27.8031 | 3.1565 | 25.804
32.0988 | 43.5066 | 5.8118
18.9122 | 45.2487 | 2.3511
37.4063 | 10.9143 | 24.4636
27.8497 | 18.7246 | 12.6192
25.2975 | -3.4351 | 14.9644
31.2148 | 43.9828 | 15.3067
26.3298 | 12.1406 | 6.6976
36.1414 | 23.2257 | 29.0673
38.3613 | 20.8071 | 18.4142
21.1926 | 12.8219 | 13.3909
23.056 | -13.9184 | 4.8069
15.9683 | 16.2772 | 9.5816
22.8109 | 6.1547 | 11.0178
26.7857 | 23.6601 | 21.6706
26.1148 | 33.4849 | 18.8903
34.0364 | 13.8753 | 4.7196
35.0993 | 10.5375 | 27.9354
41.1847 | 20.3692 | 33.1295
31.8759 | 30.5957 | 20.7058
30.4237 | 44.519 | 4.5507
21.7297 | -13.6709 | 5.5339
40.7332 | 13.618 | 30.641
28.6118 | -31.4382 | 24.0493
21.9757 | 48.4203 | 7.0917
31.8173 | 25.5852 | 2.2622
27.182 | -17.3404 | 13.4722
26.7571 | 2.0403 | 20.1606
25.8959 | -2.2291 | 21.9266
12.549 | 16.9465 | 3.615
31.1811 | -27.388 | 10.964
15.1668 | 35.403 | 2.1927
35.9151 | -5.1804 | 10.9533
35.1451 | -1.4916 | 8.6279
34.3195 | 20.1811 | 1.2798
24.7414 | 36.348 | 2.1636
21.6287 | 12.4069 | 4.2905
31.1913 | 46.626 | 16.1828
29.3113 | -38.861 | 6.2932
32.7851 | 21.724 | 29.7266
34.746 | 65.5105 | 3.909
27.6898 | 10.4954 | 24.6163
27.6758 | 32.5875 | 16.8907
27.2193 | 0.85076 | 15.1585
36.7047 | 24.4139 | 21.0082
28.8145 | 31.8043 | 4.9036
35.2893 | 1.2464 | 22.4169
40.6854 | 39.5009 | 31.2536
33.4976 | 20.8034 | 1.7127
33.5629 | 3.5634 | 22.5634
37.7814 | 2.0725 | 6.8086
37.8041 | 6.533 | 23.3696
42.9183 | 32.4513 | 2.1315
41.0806 | 41.4881 | 10.5622
31.817 | -1.1475 | 28.7869
36.7595 | -19.9613 | 20.6377
26.4473 | 1.0293 | 17.4151
32.1019 | 26.1517 | 10.7921
32.8829 | 41.0927 | 23.0098
18.3208 | 26.087 | 7.4368
34.7901 | 24.3694 | 30.2858
25.2096 | 16.3281 | 9.3126
36.6617 | 46.3531 | 0.49266
29.8372 | -2.3718 | 5.2348
24.4103 | 28.588 | 8.1576
23.6611 | 29.6497 | 6.766
31.1874 | 20.2136 | 26.5955
17.4 | 14.0201 | 2.7079
26.9614 | 21.3223 | 21.1095
17.7003 | 6.5651 | 7.7789
28.7445 | 8.9475 | 13.494
24.2911 | 25.0237 | 2.7917
26.6618 | 6.6896 | 4.317
31.6609 | 6.5323 | 20.2796
51.6102 | 31.0132 | 20.0867
33.3374 | 30.7039 | 17.8443
34.7791 | -9.3247 | 33.352
43.8542 | 12.6939 | 24.4403
24.0317 | 31.1298 | 0.332
25.9189 | -1.7968 | 23.432
35.3354 | 6.5612 | 12.8494
36.5421 | 5.5777 | 4.5665
33.4132 | 20.2406 | 13.9706
29.0778 | 25.9034 | 11.2832
26.5584 | 6.3837 | 17.5571
38.511 | 19.0679 | 15.112
29.7974 | 4.6275 | 26.0545
24.8872 | 39.8665 | 10.1086
25.5528 | 33.1922 | 20.9459
22.5209 | 10.7371 | 21.1074
44.1946 | 37.9601 | 16.0551
37.7322 | -20.2479 | 35.2985
42.054 | -25.9836 | 5.5842
22.7594 | 1.036 | 2.2629
27.0931 | -20.9747 | 17.6269
28.4757 | 14.1167 | 18.0617
49.659 | -19.031 | 9.8848
34.9913 | 8.256 | 29.5442
31.9076 | 39.5384 | 9.4363
24.7932 | -3.0243 | 12.3868
29.3981 | 25.7879 | 24.0547
52.3817 | 35.1541 | 18.499
23.3167 | -10.2329 | 5.9416
18.629 | 39.6169 | 7.1421
22.0447 | 15.5548 | 3.0778
29.1337 | 14.518 | 7.9281
31.6182 | 6.925 | 24.2936
24.5383 | 33.7123 | 12.8033
24.6669 | 44.2858 | 2.4356
32.5308 | 38.1421 | 15.587
46.1389 | 25.9487 | 19.3847
48.5731 | 26.065 | 20.4004
15.2083 | 6.7093 | 10.3681
30.1268 | 17.7765 | 6.0439
26.5988 | -3.3369 | 23.0894
35.9382 | 5.5989 | 12.1895
39.4237 | 2.0301 | 23.7339
27.7403 | 2.87 | 17.6341
42.7696 | 28.7348 | 3.3077
23.2114 | -43.798 | 4.9104
24.9622 | 15.783 | 17.0584
34.3189 | -5.6618 | 32.703
38.7172 | -15.9592 | 6.2467
43.4604 | -23.7664 | 15.1106
29.0055 | 17.7429 | 18.2964
25.7616 | 8.1802 | 3.1717
25.9995 | -23.8074 | 1.037
31.3221 | 28.3675 | 23.8284
14.8183 | 44.9945 | 7.2241
30.2018 | 45.6447 | 16.0155
17.3413 | 30.9005 | 13.1165
31.6523 | 47.3196 | 14.1416
42.7132 | 22.1862 | 25.2104
29.2531 | 27.0094 | 17.4676
25.5566 | 30.6147 | 11.0748
53.0915 | 28.9889 | 12.5979
29.6242 | 20.4138 | 14.687
26.5212 | 37.2824 | 20.8418
30.6876 | -28.0346 | 20.8212
33.2357 | -0.62171 | 5.232
32.027 | 39.8544 | 12.1623
30.1824 | 41.3709 | 15.1306
34.5587 | -7.7246 | 3.846
21.7628 | -21.2538 | 15.9408
17.2275 | 32.3143 | 2.0563
39.0359 | 19.0327 | 33.1992
25.087 | 15.9538 | 21.321
13.7024 | 30.8093 | 4.4187
41.6218 | 8.9308 | 34.0647
18.3805 | 7.1763 | 17.7922
42.7476 | -18.8263 | 11.1036
32.4392 | 18.3432 | 16.4163
34.5064 | 35.5587 | 21.6726
19.5716 | 25.7284 | 10.2723
29.0935 | 23.0145 | 17.0429
27.7295 | 22.4254 | 1.1601
33.2949 | -7.0083 | 28.5391
24.1453 | 23.8051 | 4.7487
21.6875 | 8.3449 | 14.5892
47.1523 | 18.3043 | 29.4061
33.4052 | 20.7452 | 5.1199
33.6068 | -13.253 | 23.7566
24.9855 | 33.4223 | 16.4055
30.4027 | -10.8719 | 2.404
22.0633 | 13.4439 | 10.8546
21.4898 | -17.3086 | 6.2589
23.5564 | 51.9277 | 9.5952
27.2193 | 35.2146 | 13.9481
29.8235 | 26.0631 | 7.0258
16.9493 | 45.0411 | 1.3297
37.931 | 6.5496 | 35.8439
27.8579 | 39.068 | 13.2751
33.7223 | 43.064 | 1.8385
20.3471 | 1.8619 | 15.3957
35.5935 | 3.4303 | 9.4091
25.939 | 39.5442 | 16.2531
35.5092 | 42.5656 | 4.8383
42.6174 | 56.2639 | 15.3197
24.6012 | 66.7131 | 6.0379
41.6632 | 24.0703 | 32.3996
20.6137 | 26.7845 | 1.3295
37.6066 | -19.768 | 7.4457
35.1646 | -0.66701 | 7.3348
29.3534 | 15.937 | 0.24825
20.5904 | 39.9641 | 5.8013
32.7597 | 25.79 | 19.9315
27.532 | 21.8568 | 5.1418
27.399 | -7.2016 | 4.7666
26.1269 | -10.1634 | 0.20743
10.3229 | 12.4148 | 2.0786
32.4388 | 25.9511 | 11.1443
33.9386 | 33.6896 | 1.2908
22.429 | 35.299 | 3.1269
38.0935 | -28.6951 | 32.7899
29.56 | 4.5167 | 29.2981
27.918 | 61.8745 | 0.92583
26.0368 | -8.6714 | 25.623
38.5639 | -24.6153 | 22.1524
33.4579 | -19.3666 | 11.0706
28.5703 | 6.453 | 0.37934
34.2449 | 15.3847 | 0.49909
40.9007 | -3.3906 | 39.5162
29.6478 | 2.3802 | 4.3206
25.4524 | 5.6079 | 6.2608
24.1974 | 19.3219 | 16.1435
35.1479 | 8.6614 | 23.8503
31.9966 | 25.8631 | 12.0564
40.6532 | 10.504 | 0.045736
33.6941 | 21.753 | 29.264
43.9681 | -7.2343 | 8.8706
31.3552 | 2.1767 | 15.1598
21.7444 | 37.0139 | 2.7128
25.0496 | 10.1313 | 9.9837
17.0456 | 41.9555 | 8.2038
33.9186 | 8.502 | 32.6051
18.4752 | 45.9232 | 9.6706
36.7651 | 21.4375 | 28.2157
28.4615 | 2.253 | 26.0665
27.1719 | 7.4341 | 22.5526
26.8471 | -25.5234 | 17.784
40.6254 | -7.0087 | 26.5911
23.941 | 46.8985 | 12.8868
41.873 | -2.4097 | 18.1583
34.5171 | 14.8265 | 25.2981
31.8578 | -21.1261 | 24.1442
22.8159 | 40.4383 | 6.5899
34.707 | -25.1789 | 16.8897
42.5665 | -12.3663 | 27.8109
32.1508 | 47.9319 | 1.8737
30.3994 | -31.1467 | 7.306
23.8175 | 25.3159 | 16.865
24.8846 | 29.9846 | 18.7833
35.1471 | 32.2966 | 2.6034
34.612 | 34.3958 | 26.4248
33.62 | 48.2002 | 8.4293
38.986 | 4.8293 | 16.3014
29.5709 | -16.6375 | 23.9019
31.6192 | 18.5237 | 19.8578
28.5122 | 10.2777 | 17.9579
37.2634 | 38.0963 | 8.7045
40.0696 | 34.2169 | 23.1452
46.4687 | 37.7183 | 4.5096
27.5438 | 46.5044 | 9.2734
26.251 | 6.5879 | 8.0865
9.5426 | 20.0432 | 8.1751
30.2858 | 24.5834 | 10.3848
34.9605 | 15.715 | 0.19362
27.3193 | 22.4903 | 4.5561
38.595 | 7.3102 | 37.6624
30.3576 | -24.5305 | 1.5496
29.9753 | 31.4444 | 7.6365
36.7349 | 17.8288 | 5.2498
18.4996 | 3.76 | 9.7541
20.3592 | 8.9716 | 1.7918
24.6648 | 12.6943 | 13.8224
36.8775 | 14.2484 | 13.8228
36.6149 | 8.19 | 13.7432
24.5924 | 25.5639 | 9.1951
27.3958 | 37.7783 | 3.2666
34.4181 | 15.3369 | 30.2898
35.6921 | 41.5879 | 5.5728
32.0727 | 29.9921 | 0.16818
25.8019 | -7.8454 | 17.4488
22.0464 | -25.2474 | 15.8904
31.8947 | 16.0251 | 19.766
16.1741 | 28.5208 | 13.842
38.9055 | 18.4646 | 34.5053
43.765 | 4.3556 | 7.1052
23.1675 | 40.7007 | 8.131
24.4699 | 10.7582 | 6.8301
27.6822 | 5.4877 | 0.73596
16.874 | -28.0926 | 6.5357
18.6062 | 40.5104 | 6.1916
44.5815 | -18.2572 | 0.7507
20.5723 | -3.9744 | 18.1104
20.733 | -11.2739 | 9.5431
28.6564 | 13.4399 | 15.6602
37.0473 | -25.4568 | 31.6214
18.365 | -33.91 | 4.7713
34.405 | -5.3636 | 22.5827
31.8815 | 3.5896 | 19.6762
30.7011 | 24.2192 | 17.0108
21.7865 | 27.5644 | 14.6382
26.5676 | 23.2164 | 12.5855
30.0568 | 30.2487 | 14.2268
23.8819 | 11.0269 | 2.517
32.0836 | 32.804 | 6.8421
29.6888 | 8.5644 | 16.1389
16.8463 | 42.0149 | 6.9427
20.0195 | -3.8924 | 4.4266
27.1463 | 12.7689 | 17.8055
32.8716 | 21.6516 | 7.5191
27.624 | 24.9888 | 20.4733
33.5716 | 21.4504 | 26.8424
19.0865 | -17.6419 | 4.07
37.2658 | 36.6435 | 8.9361
38.1321 | 21.2862 | 25.8727
27.7161 | 26.4211 | 8.5337
21.1825 | 41.2053 | 12.4961
25.2167 | -2.8755 | 18.1072
18.7276 | -6.6863 | 14.8281
16.8083 | -15.8154 | 1.9227
23.3899 | 26.6087 | 9.5137
25.7924 | -3.3723 | 14.0296
15.7823 | -16.2993 | 6.6336
35.4067 | 23.9196 | 16.2833
23.6398 | 12.4436 | 20.8282
22.8657 | 43.046 | 15.5055
29.6913 | 20.6267 | 13.5209
28.6932 | 25.2121 | 12.1822
17.7218 | 43.252 | 6.1148
35.395 | 5.5225 | 23.1937
31.5478 | 66.7729 | 8.8042
31.8482 | 24.0805 | 28.4086
23.4144 | -4.8433 | 19.7046
24.5596 | -2.4431 | 8.7785
39.6147 | 6.4449 | 2.6266
15.0298 | -7.4297 | 4.5166
24.0579 | 20.1827 | 2.4093
25.7794 | 2.1896 | 18.5294
27.2201 | -26.2009 | 14.9728
27.5186 | 40.9084 | 3.4003
28.4111 | 3.7856 | 23.9284
16.7806 | 36.8277 | 3.9913
22.7225 | 25.7681 | 0.078221
35.5965 | 62.0593 | 4.0785
40.0181 | 28.7488 | 0.96789
24.4568 | 25.4086 | 11.8328
51.438 | 43.5075 | 6.8698
20.1151 | -6.59 | 14.9718
17.3751 | 31.9437 | 4.8119
18.5578 | 78.18 | 1.1857
39.2803 | 42.4179 | 26.4845
32.2236 | -21.3111 | 11.9759
17.7816 | 18.5567 | 0.74268
39.6571 | 1.7503 | 24.488
21.9523 | 5.0125 | 18.6802
26.7069 | 39.7603 | 16.5518
28.6116 | 9.0189 | 22.631
21.1534 | -29.2214 | 4.8844
26.4963 | -28.3164 | 17.5157
33.5881 | -18.6661 | 10.0188
28.5476 | 2.7968 | 12.2601
31.5827 | 12.4923 | 1.696
25.1594 | 24.988 | 15.2135
33.3742 | 14.8359 | 6.2958
43.3385 | 18.6159 | 13.0829
21.8448 | 16.4219 | 6.3184
20.2309 | -16.9914 | 13.1951
34.3178 | 18.9669 | 2.5629
26.1777 | 14.0986 | 19.7121
37.029 | 39.751 | 3.9408
29.9255 | 53.4732 | 12.0718
22.4201 | 0.41113 | 14.0841
27.1387 | 18.3247 | 13.3163
35.0052 | 40.1806 | 11.6468
15.2032 | 25.3027 | 9.8823
31.6862 | 29.3238 | 6.532
45.9893 | 11.0513 | 14.7861
28.0973 | 43.0192 | 2.8373
24.925 | 15.7031 | 1.483
10.3038 | -11.3533 | 6.9247
43.9461 | 49.8814 | 16.2243
25.3032 | 6.9259 | 10.6778
27.6974 | -31.8131 | 1.0609
23.2744 | 20.2157 | 14.9829
19.9322 | 14.7848 | 13.6724
30.8994 | 38.518 | 14.3526
34.9168 | 28.2488 | 25.973
15.6602 | 50.8704 | 0.11223
29.3796 | -12.5916 | 11.8557
31.2966 | 18.7538 | 3.9422
19.5912 | 39.0818 | 10.3623